## All Units
Category | State | Plant Name | ORIS code | Generator ID | Fuel type | Prime mover type | Nameplate Capacity (MW) | Summer Nameplate Capacity (MW) | Capacity Input | Electric Generation (MWh) | EIA Ratio (EAF) eMMBtu/ totMMBtu | Useful Thermal Output (UTO) (MMBtu) 1 | Net Energy Output (MWh) 2 | Carbon Dioxide Emissions (Unadjusted) (tons) | UNITKEEP (CA<25 part of CC with CT>25) | Source Category | Cogen Flag Y/N | Unit Status | Unit Planned Retirement Year | Exclusion Description
EXCLUDE |  | NA 1 | 7889 | 1 | NG | GT | 195 | 150 | 0 | 0 |  |  | 0 | 0 |  | Electric Utility | N | IP |  | Status of operation (IP,L,P,T,or U)
EXCLUDE | AK | Agrium Kenai Nitrogen Operations | 54452 | 644A | NG | IC | 1.3 | 1.3 | 0 | 0 |  |  | 0 | 0 |  | Industrial CHP | N | RE | 2001 | Internal Combustion (PRMVR=IC)
EXCLUDE | AK | Agrium Kenai Nitrogen Operations | 54452 | 644B | NG | IC | 1.3 | 1.3 | 0 | 0 |  |  | 0 | 0 |  | Industrial CHP | N | RE | 2001 | Internal Combustion (PRMVR=IC)
EXCLUDE | AK | Agrium Kenai Nitrogen Operations | 54452 | 644C | NG | IC | 1.3 | 1.3 | 0 | 0 |  |  | 0 | 0 |  | Industrial CHP | N | RE | 2001 | Internal Combustion (PRMVR=IC)
EXCLUDE | AK | Agrium Kenai Nitrogen Operations | 54452 | 644D | NG | IC | 1.3 | 1.3 | 0 | 0 |  |  | 0 | 0 |  | Industrial CHP | N | RE | 2001 | Internal Combustion (PRMVR=IC)
EXCLUDE | AK | Agrium Kenai Nitrogen Operations | 54452 | 644E | NG | IC | 1.3 | 1.3 | 0 | 0 |  |  | 0 | 0 |  | Industrial CHP | N | RE | 2001 | Internal Combustion (PRMVR=IC)
EXCLUDE | AK | Agrium Kenai Nitrogen Operations | 54452 | 644F | NG | IC | 1.3 | 1.3 | 0 | 0 |  |  | 0 | 0 |  | Industrial CHP | N | RE | 2001 | Internal Combustion (PRMVR=IC)
EXCLUDE | AK | Agrium Kenai Nitrogen Operations | 54452 | 644G | NG | IC | 1.3 | 1.3 | 0 | 0 |  |  | 0 | 0 |  | Industrial CHP | N | RE | 2001 | Internal Combustion (PRMVR=IC)
EXCLUDE | AK | Agrium Kenai Nitrogen Operations | 54452 | 744A | NG | GT | 2.5 | 2.5 | 0 | 0 | 0 |  |  | 0 |  | Industrial CHP | Y | OS |  | Simple Cycle Turbine (PRMVR=GT or OT) unit under 25MW
EXCLUDE | AK | Agrium Kenai Nitrogen Operations | 54452 | 744B | NG | GT | 2.5 | 2.5 | 0 | 0 | 0 |  |  | 0 |  | Industrial CHP | Y | OS |  | Simple Cycle Turbine (PRMVR=GT or OT) unit under 25MW
EXCLUDE | AK | Agrium Kenai Nitrogen Operations | 54452 | 744C | NG | GT | 2.5 | 2.5 | 0 | 0 | 0 |  |  | 0 |  | Industrial CHP | Y | OS |  | Simple Cycle Turbine (PRMVR=GT or OT) unit under 25MW
EXCLUDE | AK | Agrium Kenai Nitrogen Operations | 54452 | 744D | NG | GT | 2.5 | 2.5 | 0 | 0 | 0 |  |  | 0 |  | Industrial CHP | Y | OS |  | Simple Cycle Turbine (PRMVR=GT or OT) unit under 25MW
EXCLUDE | AK | Agrium Kenai Nitrogen Operations | 54452 | 744E | NG | GT | 2.5 | 2.5 | 0 | 0 | 0 |  |  | 0 |  | Industrial CHP | Y | OS |  | Simple Cycle Turbine (PRMVR=GT or OT) unit under 25MW
EXCLUDE | AK | Alakanuk | 57053 | G309 | JF | IC | 0.5 | 0.5 | 0 | 0 | 1 | 0 | 0 | 0 |  | Electric Utility | Y | IP |  | Internal Combustion (PRMVR=IC)
EXCLUDE | AK | Alakanuk | 57053 | UNIT1 | JF | IC | 0.4 | 0.4 | 0 | 0 | 1 | 0 | 0 | 0 |  | Electric Utility | Y | OP |  | Internal Combustion (PRMVR=IC)
EXCLUDE | AK | Alakanuk | 57053 | UNIT2 | JF | IC | 0.5 | 0.5 | 0 | 0 | 1 | 0 | 0 | 0 |  | Electric Utility | Y | OP |  | Internal Combustion (PRMVR=IC)
EXCLUDE | AK | Alakanuk | 57053 | UNIT3 | JF | IC | 0.4 | 0.4 | 0 | 0 | 1 | 0 | 0 | 0 |  | Electric Utility | Y | OP |  | Internal Combustion (PRMVR=IC)
EXCLUDE | AK | Alakanuk | 57053 | UNIT4 | JF | IC | 0.8 | 0.8 | 0 | 0 |  |  | 0 | 0 |  | Electric Utility | N | P |  | Internal Combustion (PRMVR=IC)
EXCLUDE | AK | Anchorage 1 | 75 | 1 | NG | GT | 12.5 | 14 | 0 | 11315.5352 |  |  | 11315.5352 | 8047.7285 |  | Electric Utility | N | OP |  | Simple Cycle Turbine (PRMVR=GT or OT) unit under 25MW
EXCLUDE | AK | Anchorage 1 | 75 | 2 | NG | GT | 12.5 | 14 | 0 | 11315.5352 |  |  | 11315.5352 | 8047.7285 |  | Electric Utility | N | OP |  | Simple Cycle Turbine (PRMVR=GT or OT) unit under 25MW
EXCLUDE | AK | Anchorage 1 | 75 | 3 | NG | GT | 16.3 | 17.7 | 0 | 0 |  |  | 0 | 0 |  | Electric Utility | N | RE | 2004 | Simple Cycle Turbine (PRMVR=GT or OT) unit under 25MW
SSTLOGN | AK | Anchorage 1 | 75 | 4 | NG | GT | 27 | 31.1 | 0 | 24441.556 |  |  | 24441.556 | 17383.0935 |  | Electric Utility | N | OP
SSTLOGN | AK | Anchorage 1 | 75 | 3R | NG | GT | 48.9 | 29.3 | 0 | 44266.3736 |  |  | 44266.3736 | 31482.7138 |  | Electric Utility | N | OP
EXCLUDE | AK | Anchorage 1 | 75 | D1 | DFO | IC | 1.1 | 1.2 | 0 | 0 |  |  | 0 | 0 |  | Electric Utility | N | RE | 2010 | Internal Combustion (PRMVR=IC)
EXCLUDE | AK | Anchorage 1 | 75 | D2 | DFO | IC | 1.1 | 1.4 | 0 | 0 |  |  | 0 | 0 |  | Electric Utility | N | RE | 2010 | Internal Combustion (PRMVR=IC)
EXCLUDE | AK | Anchorage 1 | 75 | P1BS | DFO | IC | 2 | 2 | 0 | 0 |  |  | 0 | 0 |  | Electric Utility | N | U |  | Internal Combustion (PRMVR=IC)
EXCLUDE | AK | Angoon | 7462 | 1 | DFO | IC | 0.4 | 0.4 | 0 | 0 |  |  | 0 | 0 |  | Electric Utility | N | RE | 2008 | Internal Combustion (PRMVR=IC)
EXCLUDE | AK | Angoon | 7462 | 3 | DFO | IC | 0.5 | 0.5 | 0 | 0 |  |  | 0 | 0 |  | Electric Utility | N | OP |  | Internal Combustion (PRMVR=IC)
EXCLUDE | AK | Angoon | 7462 | 1A | DFO | IC | 0.5 | 0.5 | 0 | 0 |  |  | 0 | 0 |  | Electric Utility | N | OP |  | Internal Combustion (PRMVR=IC)
EXCLUDE | AK | Angoon | 7462 | 2A | DFO | IC | 0.5 | 0.5 | 0 | 0 |  |  | 0 | 0 |  | Electric Utility | N | OP |  | Internal Combustion (PRMVR=IC)
EXCLUDE | AK | Aniak | 7182 | 1 | DFO | IC | 0.5 | 0.2 | 0 | 0 |  |  | 0 | 0 |  | Electric Utility | N | OP |  | Internal Combustion (PRMVR=IC)
EXCLUDE | AK | Aniak | 7182 | 3 | DFO | IC | 0.3 | 0.2 | 0 | 0 |  |  | 0 | 0 |  | Electric Utility | N | RE | 2005 | Internal Combustion (PRMVR=IC)
EXCLUDE | AK | Aniak | 7182 | 4 | DFO | IC | 0.3 | 0.2 | 0 | 0 |  |  | 0 | 0 |  | Electric Utility | N | RE | 2005 | Internal Combustion (PRMVR=IC)
EXCLUDE | AK | Aniak | 7182 | 5 | DFO | IC | 0.3 | 0.3 | 0 | 0 |  |  | 0 | 0 |  | Electric Utility | N | RE | 1994 | Internal Combustion (PRMVR=IC)
EXCLUDE | AK | Aniak | 7182 | 9 | DFO | IC | 0.6 | 0.6 | 0 | 0 |  |  | 0 | 0 |  | Electric Utility | N | OP |  | Internal Combustion (PRMVR=IC)
EXCLUDE | AK | Annex Creek | 62 | 5 | WAT | HY | 1.8 | 1.8 | 0 | 10021.5 |  |  | 10021.5 | 0 |  | Electric Utility | N | OP |  | Non Combustion (NUC, WAT, WND, GEO, or SUN)
EXCLUDE | AK | Annex Creek | 62 | 6 | WAT | HY | 2.2 | 1.8 | 0 | 12248.5 |  |  | 12248.5 | 0 |  | Electric Utility | N | OP |  | Non Combustion (NUC, WAT, WND, GEO, or SUN)
EXCLUDE | AK | Auke Bay | 7250 | 4 | DFO | IC | 2.5 | 2.5 | 0 | 0 |  |  | 0 | 0 |  | Electric Utility | N | SB |  | Internal Combustion (PRMVR=IC)
EXCLUDE | AK | Auke Bay | 7250 | 13 | DFO | GT | 2.8 | 2.8 | 0 | 88.4866 |  |  | 88.4866 | 125.2804 |  | Electric Utility | N | SB |  | Simple Cycle Turbine (PRMVR=GT or OT) unit under 25MW
SSTLOGN | AK | Auke Bay | 7250 | 14 | DFO | GT | 30.9 | 23 | 0 | 976.5134 |  |  | 976.5134 | 1382.5585 |  | Electric Utility | N | SB
EXCLUDE | AK | Aurora Energy LLC Chena | 79 | 1 | SUB | ST | 5 | 6 | 0 | 36479 | 0.99044 | 1602.5214 | 36831.2541 | 66412.0526 |  | IPP CHP | Y | OP |  | Steam unit (PRMVR=ST) under 25MW/250 MMBtu/hr
EXCLUDE | AK | Aurora Energy LLC Chena | 79 | 2 | SUB | ST | 2.5 | 2.5 | 0 | 6532 | 0.99044 | 286.9506 | 6595.0753 | 11891.8701 |  | IPP CHP | Y | OP |  | Steam unit (PRMVR=ST) under 25MW/250 MMBtu/hr
EXCLUDE | AK | Aurora Energy LLC Chena | 79 | 3 | SUB | ST | 1.5 | 1.5 | 0 | 0 | 0.99044 | 0 | 0 | 0 |  | IPP CHP | Y | RE | 2009 | Steam unit (PRMVR=ST) under 25MW/250 MMBtu/hr
EXCLUDE | AK | Aurora Energy LLC Chena | 79 | 5 | SUB | ST | 20 | 23.9 | 0 | 166139 | 0.99044 | 7298.4813 | 167743.2969 | 302465.3091 |  | IPP CHP | Y | OP |  | Steam unit (PRMVR=ST) under 25MW/250 MMBtu/hr
EXCLUDE | AK | Aurora Energy LLC Chena | 79 | 7 | SUB | ST | 2.3 | 2.3 | 0 | 0 | 0.99044 | 0 | 0 | 0 |  | IPP CHP | Y | IP |  | Steam unit (PRMVR=ST) under 25MW/250 MMBtu/hr
EXCLUDE | AK | Barrow | 7173 | 6 | NG | GT | 2.5 | 2.5 | 0 | 7257.3699 |  |  | 7257.3699 | 6300.2912 |  | Electric Utility | N | OP |  | Simple Cycle Turbine (PRMVR=GT or OT) unit under 25MW
EXCLUDE | AK | Barrow | 7173 | 7 | NG | GT | 2.5 | 2.5 | 0 | 7257.3699 |  |  | 7257.3699 | 6300.2912 |  | Electric Utility | N | OP |  | Simple Cycle Turbine (PRMVR=GT or OT) unit under 25MW
EXCLUDE | AK | Barrow | 7173 | 8 | NG | GT | 2.5 | 2.5 | 0 | 7257.3699 |  |  | 7257.3699 | 6300.2912 |  | Electric Utility | N | OP |  | Simple Cycle Turbine (PRMVR=GT or OT) unit under 25MW
EXCLUDE | AK | Barrow | 7173 | 9 | NG | IC | 1.5 | 1.5 | 0 | 0 |  |  | 0 | 0 |  | Electric Utility | N | OP |  | Internal Combustion (PRMVR=IC)
EXCLUDE | AK | Barrow | 7173 | 10 | NG | IC | 1.5 | 1.5 | 0 | 0 |  |  | 0 | 0 |  | Electric Utility | N | OP |  | Internal Combustion (PRMVR=IC)
EXCLUDE | AK | Barrow | 7173 | 11 | NG | GT | 4.8 | 4.8 | 0 | 13934.1503 |  |  | 13934.1503 | 12096.559 |  | Electric Utility | N | OP |  | Simple Cycle Turbine (PRMVR=GT or OT) unit under 25MW
EXCLUDE | AK | Barrow | 7173 | 12 | NG | GT | 5 | 5 | 0 | 14514.7399 |  |  | 14514.7399 | 12600.5823 |  | Electric Utility | N | OP |  | Simple Cycle Turbine (PRMVR=GT or OT) unit under 25MW
EXCLUDE | AK | Battery Energy Storage System | 57583 | BESS | MWH | BA | 27 | 27 | 0 | 0 |  |  | 0 | 0 |  | IPP Non-CHP | N | OP |  | Energy Storage Battery or Energy Storage Compressed Air or Flywheel (PRMVR=BA or CE or FW)
EXCLUDE | AK | Beaver Falls | 6580 | 1 | WAT | HY | 1 | 1 | 0 | 8643.7037 |  |  | 8643.7037 | 0 |  | Electric Utility | N | OP |  | Non Combustion (NUC, WAT, WND, GEO, or SUN)
EXCLUDE | AK | Beaver Falls | 6580 | 3 | WAT | HY | 2.2 | 2.2 | 0 | 19016.1481 |  |  | 19016.1481 | 0 |  | Electric Utility | N | OP |  | Non Combustion (NUC, WAT, WND, GEO, or SUN)
EXCLUDE | AK | Beaver Falls | 6580 | 4 | WAT | HY | 2.2 | 2.2 | 0 | 19016.1481 |  |  | 19016.1481 | 0 |  | Electric Utility | N | OP |  | Non Combustion (NUC, WAT, WND, GEO, or SUN)
EXCLUDE | AK | Beluga | 96 | 1 | NG | GT | 16 | 18.9 | 0 | 72372.0954 |  |  | 72372.0954 | 56418.3742 |  | Electric Utility | N | OP |  | Simple Cycle Turbine (PRMVR=GT or OT) unit under 25MW
EXCLUDE | AK | Beluga | 96 | 2 | NG | GT | 16 | 18.9 | 0 | 72372.0954 |  |  | 72372.0954 | 56418.3742 |  | Electric Utility | N | OP |  | Simple Cycle Turbine (PRMVR=GT or OT) unit under 25MW
SST | AK | Beluga | 96 | 3 | NG | GT | 59.1 | 58 | 0 | 267324.4272 |  |  | 267324.4272 | 208395.3696 |  | Electric Utility | N | OP
SST | AK | Beluga | 96 | 5 | NG | GT | 68.3 | 61.4 | 0 | 308938.3821 |  |  | 308938.3821 | 240835.9347 |  | Electric Utility | N | OP
NGCC | AK | Beluga | 96 | 6 | NG | CC | 76.5 | 72.6 | 0 | 555176.1558 |  |  | 555176.1558 | 299278.9924 |  | Electric Utility | N | OP
NGCC | AK | Beluga | 96 | 7 | NG | CC | 76.5 | 70.6 | 0 | 555176.1558 |  |  | 555176.1558 | 299278.9924 |  | Electric Utility | N | OP
NGCC | AK | Beluga | 96 | 8 | NG | CC | 62 | 44 | 0 | 449946.6884 |  |  | 449946.6884 | 242552.9089 |  | Electric Utility | N | OP
EXCLUDE | AK | Bernice Lake | 6292 | 2 | NG | GT | 20.7 | 17 | 0 | 11333.7223 |  |  | 11333.7223 | 9491.7543 |  | Electric Utility | N | SB |  | Simple Cycle Turbine (PRMVR=GT or OT) unit under 25MW
SSTLOGN | AK | Bernice Lake | 6292 | 3 | NG | GT | 28.8 | 22.9 | 0 | 15768.6571 |  |  | 15768.6571 | 13205.9191 |  | Electric Utility | N | OP
SSTLOGN | AK | Bernice Lake | 6292 | 4 | NG | GT | 27.2 | 22.5 | 0 | 14892.6206 |  |  | 14892.6206 | 12472.2569 |  | Electric Utility | N | OP
EXCLUDE | AK | Bethel | 6566 | 1 | DFO | IC | 2.1 | 2.1 | 0 | 0 |  |  | 0 | 0 |  | Electric Utility | N | OP |  | Internal Combustion (PRMVR=IC)
EXCLUDE | AK | Bethel | 6566 | 2 | DFO | IC | 2.1 | 2.1 | 0 | 0 |  |  | 0 | 0 |  | Electric Utility | N | OP |  | Internal Combustion (PRMVR=IC)
EXCLUDE | AK | Bethel | 6566 | 3 | DFO | IC | 2.1 | 2.1 | 0 | 0 |  |  | 0 | 0 |  | Electric Utility | N | OP |  | Internal Combustion (PRMVR=IC)
EXCLUDE | AK | Bethel | 6566 | 4 | DFO | IC | 2.1 | 2.1 | 0 | 0 |  |  | 0 | 0 |  | Electric Utility | N | OP |  | Internal Combustion (PRMVR=IC)
EXCLUDE | AK | Bethel | 6566 | 6 | DFO | IC | 2.1 | 2.1 | 0 | 0 |  |  | 0 | 0 |  | Electric Utility | N | OP |  | Internal Combustion (PRMVR=IC)
EXCLUDE | AK | Bethel | 6566 | 7 | DFO | IC | 2.1 | 2.1 | 0 | 0 |  |  | 0 | 0 |  | Electric Utility | N | OP |  | Internal Combustion (PRMVR=IC)
EXCLUDE | AK | Black Bear Lake | 7752 | 1 | WAT | HY | 4.5 | 4.5 | 0 | 17791 |  |  | 17791 | 0 |  | Electric Utility | N | OP |  | Non Combustion (NUC, WAT, WND, GEO, or SUN)
EXCLUDE | AK | Blue Lake | 93 | 1 | WAT | HY | 3.5 | 3 | 0 | 28077 |  |  | 28077 | 0 |  | Electric Utility | N | OP |  | Non Combustion (NUC, WAT, WND, GEO, or SUN)
EXCLUDE | AK | Blue Lake | 93 | 2 | WAT | HY | 3.5 | 3 | 0 | 28077 |  |  | 28077 | 0 |  | Electric Utility | N | OP |  | Non Combustion (NUC, WAT, WND, GEO, or SUN)
EXCLUDE | AK | Bradley Lake | 7367 | 1 | WAT | HY | 63 | 63 | 0 | 151950 |  |  | 151950 | 0 |  | Electric Utility | N | OP |  | Non Combustion (NUC, WAT, WND, GEO, or SUN)
EXCLUDE | AK | Bradley Lake | 7367 | 2 | WAT | HY | 63 | 63 | 0 | 151950 |  |  | 151950 | 0 |  | Electric Utility | N | OP |  | Non Combustion (NUC, WAT, WND, GEO, or SUN)
EXCLUDE | AK | Centennial | 7112 | IC6 | DFO | IC | 3.3 | 3.3 | 0 | 0 |  |  | 0 | 0 |  | Electric Utility | N | OP |  | Internal Combustion (PRMVR=IC)
EXCLUDE | AK | Chester Lake | 7168 | 1 | WAT | HY | 1 | 1 | 0 | 5129 |  |  | 5129 | 0 |  | Electric Utility | N | OP |  | Non Combustion (NUC, WAT, WND, GEO, or SUN)
EXCLUDE | AK | Chevak | 6311 | 1 | DFO | IC | 0.4 | 0.4 | 0 | 0 |  |  | 0 | 0 |  | Electric Utility | N | RE | 2009 | Internal Combustion (PRMVR=IC)
EXCLUDE | AK | Chevak | 6311 | 2 | DFO | IC | 0.3 | 0.3 | 0 | 0 |  |  | 0 | 0 |  | Electric Utility | N | RE | 2009 | Internal Combustion (PRMVR=IC)
EXCLUDE | AK | Chevak | 6311 | 3 | DFO | IC | 0.3 | 0.3 | 0 | 0 |  |  | 0 | 0 |  | Electric Utility | N | RE | 2009 | Internal Combustion (PRMVR=IC)
EXCLUDE | AK | Chilkat Valley | 7467 | 1 | DFO | IC | 0.6 | 0.6 | 0 | 0 |  |  | 0 | 0 |  | Electric Utility | N | SB |  | Internal Combustion (PRMVR=IC)
EXCLUDE | AK | Chilkat Valley | 7467 | 2A | DFO | IC | 0.5 | 0.5 | 0 | 0 |  |  | 0 | 0 |  | Electric Utility | N | SB |  | Internal Combustion (PRMVR=IC)
EXCLUDE | AK | Cooper Lake | 6291 | 1 | WAT | HY | 9.7 | 9.7 | 0 | 14379.5 |  |  | 14379.5 | 0 |  | Electric Utility | N | OP |  | Non Combustion (NUC, WAT, WND, GEO, or SUN)
EXCLUDE | AK | Cooper Lake | 6291 | 2 | WAT | HY | 9.7 | 9.7 | 0 | 14379.5 |  |  | 14379.5 | 0 |  | Electric Utility | N | OP |  | Non Combustion (NUC, WAT, WND, GEO, or SUN)
EXCLUDE | AK | Craig | 421 | 1 | DFO | IC | 0.6 | 0.6 | 0 | 0 |  |  | 0 | 0 |  | Electric Utility | N | OP |  | Internal Combustion (PRMVR=IC)
EXCLUDE | AK | Craig | 421 | 5 | DFO | IC | 1.1 | 1.1 | 0 | 0 |  |  | 0 | 0 |  | Electric Utility | N | OP |  | Internal Combustion (PRMVR=IC)
EXCLUDE | AK | Craig | 421 | 6 | DFO | IC | 1.1 | 1.1 | 0 | 0 |  |  | 0 | 0 |  | Electric Utility | N | OP |  | Internal Combustion (PRMVR=IC)
EXCLUDE | AK | Craig | 421 | 3A | DFO | IC | 1.6 | 1.6 | 0 | 0 |  |  | 0 | 0 |  | Electric Utility | N | OP |  | Internal Combustion (PRMVR=IC)
EXCLUDE | AK | Delta Power | 56325 | 6 | DFO | GT | 23.1 | 23.1 | 0 | -170 |  |  | -170 | 19.5654 |  | Electric Utility | N | SB |  | Simple Cycle Turbine (PRMVR=GT or OT) unit under 25MW
EXCLUDE | AK | Dillingham | 109 | 3 | DFO | IC | 0.3 | 0.3 | 0 | 0 |  |  | 0 | 0 |  | Electric Utility | N | RE | 2009 | Internal Combustion (PRMVR=IC)
EXCLUDE | AK | Dillingham | 109 | 4 | DFO | IC | 0.5 | 0.5 | 0 | 0 |  |  | 0 | 0 |  | Electric Utility | N | RE | 2001 | Internal Combustion (PRMVR=IC)
EXCLUDE | AK | Dillingham | 109 | 5 | DFO | IC | 0.7 | 0.7 | 0 | 0 |  |  | 0 | 0 |  | Electric Utility | N | RE | 2007 | Internal Combustion (PRMVR=IC)
EXCLUDE | AK | Dillingham | 109 | 6 | DFO | IC | 1 | 1 | 0 | 0 |  |  | 0 | 0 |  | Electric Utility | N | RE | 2007 | Internal Combustion (PRMVR=IC)
EXCLUDE | AK | Dillingham | 109 | 8 | DFO | IC | 0.8 | 0.8 | 0 | 0 |  |  | 0 | 0 |  | Electric Utility | N | RE | 2006 | Internal Combustion (PRMVR=IC)
EXCLUDE | AK | Dillingham | 109 | 10 | DFO | IC | 1.1 | 1.1 | 0 | 0 |  |  | 0 | 0 |  | Electric Utility | N | OP |  | Internal Combustion (PRMVR=IC)
EXCLUDE | AK | Dillingham | 109 | 11 | DFO | IC | 1 | 1 | 0 | 0 |  |  | 0 | 0 |  | Electric Utility | N | OP |  | Internal Combustion (PRMVR=IC)
EXCLUDE | AK | Dillingham | 109 | 12 | DFO | IC | 1 | 1 | 0 | 0 |  |  | 0 | 0 |  | Electric Utility | N | OP |  | Internal Combustion (PRMVR=IC)
EXCLUDE | AK | Dillingham | 109 | 13 | DFO | IC | 1 | 1 | 0 | 0 |  |  | 0 | 0 |  | Electric Utility | N | OP |  | Internal Combustion (PRMVR=IC)
EXCLUDE | AK | Dillingham | 109 | 14 | DFO | IC | 1 | 1 | 0 | 0 |  |  | 0 | 0 |  | Electric Utility | N | OP |  | Internal Combustion (PRMVR=IC)
EXCLUDE | AK | Dillingham | 109 | 15 | DFO | IC | 1 | 1 | 0 | 0 |  |  | 0 | 0 |  | Electric Utility | N | OP |  | Internal Combustion (PRMVR=IC)
EXCLUDE | AK | Dillingham | 109 | 16 | DFO | IC | 0.5 | 0.5 | 0 | 0 |  |  | 0 | 0 |  | Electric Utility | N | OP |  | Internal Combustion (PRMVR=IC)
EXCLUDE | AK | Dillingham | 109 | IC9 | DFO | IC | 0.8 | 0.8 | 0 | 0 |  |  | 0 | 0 |  | Electric Utility | N | RE | 2006 | Internal Combustion (PRMVR=IC)
EXCLUDE | AK | Dutch Harbor | 7502 | 1 | DFO | IC | 0.3 | 0.3 | 0 | 0 |  |  | 0 | 0 |  | Electric Utility | N | RE | 2011 | Internal Combustion (PRMVR=IC)
EXCLUDE | AK | Dutch Harbor | 7502 | 2 | DFO | IC | 0.3 | 0.3 | 0 | 0 |  |  | 0 | 0 |  | Electric Utility | N | RE | 2011 | Internal Combustion (PRMVR=IC)
EXCLUDE | AK | Dutch Harbor | 7502 | 3 | DFO | IC | 0.6 | 0.5 | 0 | 0 |  |  | 0 | 0 |  | Electric Utility | N | RE | 2011 | Internal Combustion (PRMVR=IC)
EXCLUDE | AK | Dutch Harbor | 7502 | 4 | DFO | IC | 0.9 | 0.7 | 0 | 0 |  |  | 0 | 0 |  | Electric Utility | N | RE | 2011 | Internal Combustion (PRMVR=IC)
EXCLUDE | AK | Dutch Harbor | 7502 | 5 | DFO | IC | 0.6 | 0.5 | 0 | 0 |  |  | 0 | 0 |  | Electric Utility | N | RE | 2011 | Internal Combustion (PRMVR=IC)
EXCLUDE | AK | Dutch Harbor | 7502 | 6 | DFO | IC | 1.4 | 1.2 | 0 | 0 |  |  | 0 | 0 |  | Electric Utility | N | RE | 2011 | Internal Combustion (PRMVR=IC)
EXCLUDE | AK | Dutch Harbor | 7502 | 8 | DFO | IC | 1.2 | 1 | 0 | 0 |  |  | 0 | 0 |  | Electric Utility | N | OP |  | Internal Combustion (PRMVR=IC)
EXCLUDE | AK | Dutch Harbor | 7502 | 9 | DFO | IC | 1.2 | 1 | 0 | 0 |  |  | 0 | 0 |  | Electric Utility | N | OP |  | Internal Combustion (PRMVR=IC)
EXCLUDE | AK | Dutch Harbor | 7502 | 10 | DFO | IC | 5.2 | 4.4 | 0 | 0 |  |  | 0 | 0 |  | Electric Utility | N | OP |  | Internal Combustion (PRMVR=IC)
EXCLUDE | AK | Dutch Harbor | 7502 | 11 | DFO | IC | 5.2 | 4.4 | 0 | 0 |  |  | 0 | 0 |  | Electric Utility | N | OP |  | Internal Combustion (PRMVR=IC)
EXCLUDE | AK | Dutch Harbor | 7502 | 13 | DFO | IC | 4.4 | 3.7 | 0 | 0 |  |  | 0 | 0 |  | Electric Utility | N | OP |  | Internal Combustion (PRMVR=IC)
EXCLUDE | AK | Dutch Harbor | 7502 | 15 | DFO | IC | 0.3 | 0.2 | 0 | 0 |  |  | 0 | 0 |  | Electric Utility | N | SB |  | Internal Combustion (PRMVR=IC)
EXCLUDE | AK | Eielson AFB Central Heat & Power Plant | 50392 | DG01 | DFO | IC | 1.5 | 1.1 | 0 | 0 |  |  | 0 | 0 |  | Commercial CHP | N | SB |  | Internal Combustion (PRMVR=IC)
EXCLUDE | AK | Eielson AFB Central Heat & Power Plant | 50392 | DG02 | DFO | IC | 1.5 | 1.1 | 0 | 0 |  |  | 0 | 0 |  | Commercial CHP | N | SB |  | Internal Combustion (PRMVR=IC)
EXCLUDE | AK | Eielson AFB Central Heat & Power Plant | 50392 | DG03 | DFO | IC | 1.5 | 1.1 | 0 | 0 |  |  | 0 | 0 |  | Commercial CHP | N | SB |  | Internal Combustion (PRMVR=IC)
EXCLUDE | AK | Eielson AFB Central Heat & Power Plant | 50392 | DG04 | DFO | IC | 1.5 | 1.1 | 0 | 0 |  |  | 0 | 0 |  | Commercial CHP | N | SB |  | Internal Combustion (PRMVR=IC)
EXCLUDE | AK | Eielson AFB Central Heat & Power Plant | 50392 | DG1 | DFO | IC | 2.5 | 1.8 | 0 | 0 |  |  | 0 | 0 |  | Commercial CHP | N | SB |  | Internal Combustion (PRMVR=IC)
EXCLUDE | AK | Eielson AFB Central Heat & Power Plant | 50392 | TG1 | SUB | ST | 2.5 | 0.5 | 0 | 206 | 0.15626 | 5060.2562 | 1318.3072 | 781.2969 |  | Commercial CHP | Y | OP |  | Steam unit (PRMVR=ST) under 25MW/250 MMBtu/hr
EXCLUDE | AK | Eielson AFB Central Heat & Power Plant | 50392 | TG2 | SUB | ST | 2.5 | 0.5 | 0 | 529 | 0.15626 | 12994.5414 | 3385.3617 | 2006.3401 |  | Commercial CHP | Y | OP |  | Steam unit (PRMVR=ST) under 25MW/250 MMBtu/hr
EXCLUDE | AK | Eielson AFB Central Heat & Power Plant | 50392 | TG3 | SUB | ST | 5 | 5 | 0 | 10247 | 0.15626 | 251710.8985 | 65576.1834 | 38863.8311 |  | Commercial CHP | Y | OP |  | Steam unit (PRMVR=ST) under 25MW/250 MMBtu/hr
EXCLUDE | AK | Eielson AFB Central Heat & Power Plant | 50392 | TG4 | SUB | ST | 5 | 5 | 0 | 17780 | 0.15626 | 436754.1501 | 113783.9896 | 67434.2653 |  | Commercial CHP | Y | OP |  | Steam unit (PRMVR=ST) under 25MW/250 MMBtu/hr
EXCLUDE | AK | Eielson AFB Central Heat & Power Plant | 50392 | TG5 | SUB | ST | 10 | 9 | 0 | 45352 | 0.15626 | 1114042.4192 | 290232.3676 | 172006.6816 |  | Commercial CHP | Y | OP |  | Steam unit (PRMVR=ST) under 25MW/250 MMBtu/hr
EXCLUDE | AK | Eklutna Hydro Project | 77 | 1 | WAT | HY | 22.2 | 22.2 | 0 | 33044 |  |  | 33044 | 0 |  | Electric Utility | N | OP |  | Non Combustion (NUC, WAT, WND, GEO, or SUN)
EXCLUDE | AK | Eklutna Hydro Project | 77 | 2 | WAT | HY | 22.2 | 22.2 | 0 | 33044 |  |  | 33044 | 0 |  | Electric Utility | N | OP |  | Non Combustion (NUC, WAT, WND, GEO, or SUN)
EXCLUDE | AK | Elim | 57060 | UNIT1 | JF | IC | 0.2 | 0.2 | 0 | 0 | 1 | 0 | 0 | 0 |  | Electric Utility | Y | OP |  | Internal Combustion (PRMVR=IC)
EXCLUDE | AK | Elim | 57060 | UNIT2 | JF | IC | 0.4 | 0.4 | 0 | 0 | 1 | 0 | 0 | 0 |  | Electric Utility | Y | OP |  | Internal Combustion (PRMVR=IC)
EXCLUDE | AK | Elim | 57060 | UNIT3 | JF | IC | 1 | 0.5 | 0 | 0 | 1 | 0 | 0 | 0 |  | Electric Utility | Y | OP |  | Internal Combustion (PRMVR=IC)
EXCLUDE | AK | Emmonak | 6314 | 2 | DFO | IC | 0.3 | 0.3 | 0 | 0 |  |  | 0 | 0 |  | Electric Utility | N | RE | 2011 | Internal Combustion (PRMVR=IC)
EXCLUDE | AK | Emmonak | 6314 | 4 | DFO | IC | 0.3 | 0.3 | 0 | 0 |  |  | 0 | 0 |  | Electric Utility | N | RE | 2005 | Internal Combustion (PRMVR=IC)
EXCLUDE | AK | Emmonak | 6314 | 5 | DFO | IC | 0.5 | 0.5 | 0 | 0 |  |  | 0 | 0 |  | Electric Utility | N | RE | 2005 | Internal Combustion (PRMVR=IC)
EXCLUDE | AK | Emmonak | 6314 | 6 | DFO | IC | 0.9 | 0.9 | 0 | 0 |  |  | 0 | 0 |  | Electric Utility | N | OP |  | Internal Combustion (PRMVR=IC)
EXCLUDE | AK | Emmonak | 6314 | 2A | DFO | IC | 0.8 | 0.8 | 0 | 0 |  |  | 0 | 0 |  | Electric Utility | N | U |  | Internal Combustion (PRMVR=IC)
EXCLUDE | AK | Emmonak | 6314 | 4a | DFO | IC | 0.5 | 0.5 | 0 | 0 |  |  | 0 | 0 |  | Electric Utility | N | OP |  | Internal Combustion (PRMVR=IC)
EXCLUDE | AK | Emmonak | 6314 | 5a | DFO | IC | 0.5 | 0.5 | 0 | 0 |  |  | 0 | 0 |  | Electric Utility | N | OP |  | Internal Combustion (PRMVR=IC)
EXCLUDE | AK | Eva Creek Wind | 57935 | EVW | WND | WT | 24.6 | 24 | 0 | 0 |  |  | 0 | 0 |  | IPP Non-CHP | N | U |  | Non Combustion (NUC, WAT, WND, GEO, or SUN)
EXCLUDE | AK | Fairbanks | 6286 | 5 | DFO | IC | 2.7 | 2.8 | 0 | 0 |  |  | 0 | 0 |  | Electric Utility | N | OP |  | Internal Combustion (PRMVR=IC)
EXCLUDE | AK | Fairbanks | 6286 | 6 | DFO | IC | 2.7 | 2.8 | 0 | 0 |  |  | 0 | 0 |  | Electric Utility | N | OP |  | Internal Combustion (PRMVR=IC)
EXCLUDE | AK | Fairbanks | 6286 | GT1 | RFO | GT | 18.4 | 16 | 0 | 4275 |  |  | 4275 | 8624.9878 |  | Electric Utility | N | OP |  | Simple Cycle Turbine (PRMVR=GT or OT) unit under 25MW
EXCLUDE | AK | Fairbanks | 6286 | GT2 | RFO | GT | 18.4 | 16.3 | 0 | 4275 |  |  | 4275 | 8624.9878 |  | Electric Utility | N | OP |  | Simple Cycle Turbine (PRMVR=GT or OT) unit under 25MW
EXCLUDE | AK | False Island | 56146 | 1 | DFO | IC | 1.3 | 1.3 | 0 | 0 |  |  | 0 | 0 |  | Electric Utility | N | OP |  | Internal Combustion (PRMVR=IC)
EXCLUDE | AK | False Island | 56146 | 3 | DFO | IC | 0.3 | 0.3 | 0 | 0 |  |  | 0 | 0 |  | Electric Utility | N | RE | 2007 | Internal Combustion (PRMVR=IC)
EXCLUDE | AK | Fort Greely Power Plant | 54834 | EN-1 | DFO | IC | 1 | 1 | 0 | 0 |  |  | 0 | 0 |  | Commercial Non-CHP | N | RE | 2009 | Internal Combustion (PRMVR=IC)
EXCLUDE | AK | Fort Greely Power Plant | 54834 | EN-2 | DFO | IC | 1 | 1 | 0 | 0 |  |  | 0 | 0 |  | Commercial Non-CHP | N | RE | 2009 | Internal Combustion (PRMVR=IC)
EXCLUDE | AK | Fort Greely Power Plant | 54834 | EN-3 | DFO | IC | 1 | 1 | 0 | 0 |  |  | 0 | 0 |  | Commercial Non-CHP | N | RE | 2009 | Internal Combustion (PRMVR=IC)
EXCLUDE | AK | Fort Greely Power Plant | 54834 | EN-4 | DFO | IC | 1.2 | 1.2 | 0 | 0 |  |  | 0 | 0 |  | Commercial Non-CHP | N | SB |  | Internal Combustion (PRMVR=IC)
EXCLUDE | AK | Fort Greely Power Plant | 54834 | EN-5 | DFO | IC | 1.2 | 1.2 | 0 | 0 |  |  | 0 | 0 |  | Commercial Non-CHP | N | SB |  | Internal Combustion (PRMVR=IC)
EXCLUDE | AK | Fort Greely Power Plant | 54834 | EN-6 | DFO | IC | 2.5 | 2.5 | 0 | 0 |  |  | 0 | 0 |  | Commercial Non-CHP | N | SB |  | Internal Combustion (PRMVR=IC)
EXCLUDE | AK | Fort Greely Power Plant | 54834 | EN-7 | DFO | IC | 2.5 | 2.5 | 0 | 0 |  |  | 0 | 0 |  | Commercial Non-CHP | N | SB |  | Internal Combustion (PRMVR=IC)
EXCLUDE | AK | Galena Electric Utility | 7437 | 2 | DFO | IC | 0.8 | 0.7 | 0 | 0 | 1 | 0 | 0 | 0 |  | Electric Utility | Y | SB |  | Internal Combustion (PRMVR=IC)
EXCLUDE | AK | Galena Electric Utility | 7437 | 3 | DFO | IC | 0.8 | 0.7 | 0 | 0 | 1 | 0 | 0 | 0 |  | Electric Utility | Y | RE | 2009 | Internal Combustion (PRMVR=IC)
EXCLUDE | AK | Galena Electric Utility | 7437 | 4 | DFO | IC | 0.8 | 0.7 | 0 | 0 | 1 | 0 | 0 | 0 |  | Electric Utility | Y | RE | 2003 | Internal Combustion (PRMVR=IC)
EXCLUDE | AK | Galena Electric Utility | 7437 | 5 | DFO | IC | 0.8 | 0.7 | 0 | 0 | 1 | 0 | 0 | 0 |  | Electric Utility | Y | RE | 2008 | Internal Combustion (PRMVR=IC)
EXCLUDE | AK | Galena Electric Utility | 7437 | 1A | DFO | IC | 0.8 | 0.8 | 0 | 0 | 1 | 0 | 0 | 0 |  | Electric Utility | Y | OP |  | Internal Combustion (PRMVR=IC)
EXCLUDE | AK | Galena Electric Utility | 7437 | 3A | DFO | IC | 0.8 | 0.8 | 0 | 0 | 1 | 0 | 0 | 0 |  | Electric Utility | Y | OP |  | Internal Combustion (PRMVR=IC)
EXCLUDE | AK | Galena Electric Utility | 7437 | 4A | DFO | IC | 1 | 1 | 0 | 0 | 1 | 0 | 0 | 0 |  | Electric Utility | Y | OP |  | Internal Combustion (PRMVR=IC)
EXCLUDE | AK | Galena Electric Utility | 7437 | 5A | DFO | IC | 0.8 | 0.8 | 0 | 0 | 1 | 0 | 0 | 0 |  | Electric Utility | Y | OP |  | Internal Combustion (PRMVR=IC)
EXCLUDE | AK | Galena Electric Utility | 7437 | 6A | DFO | IC | 0.4 | 0.4 | 0 | 0 | 1 | 0 | 0 | 0 |  | Electric Utility | Y | RE | 2008 | Internal Combustion (PRMVR=IC)
EXCLUDE | AK | Gambell | 57062 | UNIT1 | JF | IC | 0.3 | 0.3 | 0 | 0 | 1 | 0 | 0 | 0 |  | Electric Utility | Y | OP |  | Internal Combustion (PRMVR=IC)
EXCLUDE | AK | Gambell | 57062 | UNIT2 | JF | IC | 0.5 | 0.5 | 0 | 0 | 1 | 0 | 0 | 0 |  | Electric Utility | Y | OP |  | Internal Combustion (PRMVR=IC)
EXCLUDE | AK | Gambell | 57062 | UNIT3 | JF | IC | 0.8 | 0.8 | 0 | 0 | 1 | 0 | 0 | 0 |  | Electric Utility | Y | OP |  | Internal Combustion (PRMVR=IC)
NGCC | AK | George M Sullivan Generation Plant 2 | 6559 | 5 | NG | CC | 38.1 | 33.8 | 0 | 209505.9126 |  |  | 209505.9126 | 127078.7029 |  | Electric Utility | N | OP
NGCC | AK | George M Sullivan Generation Plant 2 | 6559 | 6 | NG | CC | 33 | 34 | 0 | 181461.814 |  |  | 181461.814 | 110068.1679 |  | Electric Utility | N | OP
NGCC | AK | George M Sullivan Generation Plant 2 | 6559 | 7 | NG | CC | 102.6 | 74.4 | 0 | 564181.2764 |  |  | 564181.2764 | 342211.9401 |  | Electric Utility | N | OP
SSTLOGN | AK | George M Sullivan Generation Plant 2 | 6559 | GT8 | NG | GT | 92.6 | 77.7 | 0 | 127212 |  |  | 127212 | 97494.0283 |  | Electric Utility | N | OP
EXCLUDE | AK | Glennallen | 6305 | 1 | DFO | IC | 0.3 | 0.3 | 0 | 0 |  |  | 0 | 0 |  | Electric Utility | N | RE | 2008 | Internal Combustion (PRMVR=IC)
EXCLUDE | AK | Glennallen | 6305 | 2 | DFO | IC | 0.3 | 0.3 | 0 | 0 |  |  | 0 | 0 |  | Electric Utility | N | RE | 2008 | Internal Combustion (PRMVR=IC)
EXCLUDE | AK | Glennallen | 6305 | 3 | DFO | IC | 0.5 | 0.5 | 0 | 0 |  |  | 0 | 0 |  | Electric Utility | N | OP |  | Internal Combustion (PRMVR=IC)
EXCLUDE | AK | Glennallen | 6305 | 4 | DFO | IC | 0.5 | 0.5 | 0 | 0 |  |  | 0 | 0 |  | Electric Utility | N | OP |  | Internal Combustion (PRMVR=IC)
EXCLUDE | AK | Glennallen | 6305 | 5 | DFO | IC | 0.5 | 0.5 | 0 | 0 |  |  | 0 | 0 |  | Electric Utility | N | OP |  | Internal Combustion (PRMVR=IC)
EXCLUDE | AK | Glennallen | 6305 | 6 | DFO | IC | 2.6 | 2.5 | 0 | 0 |  |  | 0 | 0 |  | Electric Utility | N | OP |  | Internal Combustion (PRMVR=IC)
EXCLUDE | AK | Glennallen | 6305 | 7 | DFO | IC | 2.6 | 2.5 | 0 | 0 |  |  | 0 | 0 |  | Electric Utility | N | OP |  | Internal Combustion (PRMVR=IC)
EXCLUDE | AK | Glennallen | 6305 | 8 | DFO | IC | 1.2 | 1.2 | 0 | 0 |  |  | 0 | 0 |  | Electric Utility | N | OP |  | Internal Combustion (PRMVR=IC)
EXCLUDE | AK | Glennallen | 6305 | 9 | DFO | IC | 2.8 | 2.8 | 0 | 0 |  |  | 0 | 0 |  | Electric Utility | N | OP |  | Internal Combustion (PRMVR=IC)
EXCLUDE | AK | Goat Lake Hydro | 7751 | 1 | WAT | HY | 4 | 4 | 0 | 15831 |  |  | 15831 | 0 |  | Electric Utility | N | OP |  | Non Combustion (NUC, WAT, WND, GEO, or SUN)
EXCLUDE | AK | Gold Creek | 63 | 1 | WAT | HY | 0.8 | 0.8 | 0 | 2419 |  |  | 2419 | 0 |  | Electric Utility | N | OP |  | Non Combustion (NUC, WAT, WND, GEO, or SUN)
EXCLUDE | AK | Gold Creek | 63 | 2 | WAT | HY | 0.4 | 0.4 | 0 | 1209.5 |  |  | 1209.5 | 0 |  | Electric Utility | N | OP |  | Non Combustion (NUC, WAT, WND, GEO, or SUN)
EXCLUDE | AK | Gold Creek | 63 | 3 | WAT | HY | 0.4 | 0.4 | 0 | 1209.5 |  |  | 1209.5 | 0 |  | Electric Utility | N | OP |  | Non Combustion (NUC, WAT, WND, GEO, or SUN)
EXCLUDE | AK | Gold Creek | 63 | IC1 | DFO | IC | 1.2 | 1.2 | 0 | 0 |  |  | 0 | 0 |  | Electric Utility | N | SB |  | Internal Combustion (PRMVR=IC)
EXCLUDE | AK | Gold Creek | 63 | IC2 | DFO | IC | 1.2 | 1.2 | 0 | 0 |  |  | 0 | 0 |  | Electric Utility | N | SB |  | Internal Combustion (PRMVR=IC)
EXCLUDE | AK | Gold Creek | 63 | IC3 | DFO | IC | 1.1 | 1.1 | 0 | 0 |  |  | 0 | 0 |  | Electric Utility | N | SB |  | Internal Combustion (PRMVR=IC)
EXCLUDE | AK | Gold Creek | 63 | IC4 | DFO | IC | 3.5 | 3.5 | 0 | 0 |  |  | 0 | 0 |  | Electric Utility | N | SB |  | Internal Combustion (PRMVR=IC)
EXCLUDE | AK | Gold Creek | 63 | IC5 | DFO | IC | 1.1 | 1.1 | 0 | 0 |  |  | 0 | 0 |  | Electric Utility | N | SB |  | Internal Combustion (PRMVR=IC)
EXCLUDE | AK | Green Lake | 313 | 1 | WAT | HY | 9.3 | 9.3 | 0 | 29498 |  |  | 29498 | 0 |  | Electric Utility | N | OP |  | Non Combustion (NUC, WAT, WND, GEO, or SUN)
EXCLUDE | AK | Green Lake | 313 | 2 | WAT | HY | 9.3 | 9.3 | 0 | 29498 |  |  | 29498 | 0 |  | Electric Utility | N | OP |  | Non Combustion (NUC, WAT, WND, GEO, or SUN)
EXCLUDE | AK | Gwitchyaa Zhee | 7174 | 1 | DFO | IC | 0.6 | 0.3 | 0 | 0 |  |  | 0 | 0 |  | Electric Utility | N | OP |  | Internal Combustion (PRMVR=IC)
EXCLUDE | AK | Gwitchyaa Zhee | 7174 | 3 | DFO | IC | 0.6 | 0.4 | 0 | 0 |  |  | 0 | 0 |  | Electric Utility | N | OP |  | Internal Combustion (PRMVR=IC)
EXCLUDE | AK | Gwitchyaa Zhee | 7174 | 5 | DFO | IC | 0.5 | 0.4 | 0 | 0 |  |  | 0 | 0 |  | Electric Utility | N | RE | 2009 | Internal Combustion (PRMVR=IC)
EXCLUDE | AK | Gwitchyaa Zhee | 7174 | 6 | DFO | IC | 0.5 | 0.5 | 0 | 0 |  |  | 0 | 0 |  | Electric Utility | N | OP |  | Internal Combustion (PRMVR=IC)
EXCLUDE | AK | Haines | 69 | 5 | DFO | IC | 0.6 | 0.6 | 0 | 0 |  |  | 0 | 0 |  | Electric Utility | N | OP |  | Internal Combustion (PRMVR=IC)
EXCLUDE | AK | Haines | 69 | 9 | DFO | IC | 1.1 | 1.1 | 0 | 0 |  |  | 0 | 0 |  | Electric Utility | N | RE | 2004 | Internal Combustion (PRMVR=IC)
EXCLUDE | AK | Haines | 69 | 10 | DFO | IC | 1.2 | 1.2 | 0 | 0 |  |  | 0 | 0 |  | Electric Utility | N | OP |  | Internal Combustion (PRMVR=IC)
EXCLUDE | AK | Haines | 69 | 7A | DFO | IC | 2.8 | 2.8 | 0 | 0 |  |  | 0 | 0 |  | Electric Utility | N | OP |  | Internal Combustion (PRMVR=IC)
EXCLUDE | AK | Haines | 69 | IC8A | DFO | IC | 1.6 | 1.6 | 0 | 0 |  |  | 0 | 0 |  | Electric Utility | N | OP |  | Internal Combustion (PRMVR=IC)
COALST | AK | Healy | 6288 | 1 | SUB | ST | 28 | 25 | 0 | 178163 |  |  | 178163 | 259658.0917 |  | Electric Utility | N | OP
EXCLUDE | AK | Healy | 6288 | IC1 | DFO | IC | 2.8 | 2.8 | 0 | 0 |  |  | 0 | 0 |  | Electric Utility | N | OP |  | Internal Combustion (PRMVR=IC)
EXCLUDE | AK | Healy Clean Coal Plant | 7785 | 2 | SUB | ST | 50 | 50 | 0 | 0 |  |  | 0 | 0 |  | Electric Utility | N | IP |  | Status of operation (IP,L,P,T,or U)
EXCLUDE | AK | Hoonah | 7463 | 1 | DFO | IC | 0.6 | 0.6 | 0 | 0 |  |  | 0 | 0 |  | Electric Utility | N | OP | 2012 | Internal Combustion (PRMVR=IC)
EXCLUDE | AK | Hoonah | 7463 | 3 | DFO | IC | 0.8 | 0.5 | 0 | 0 |  |  | 0 | 0 |  | Electric Utility | N | OP |  | Internal Combustion (PRMVR=IC)
EXCLUDE | AK | Hoonah | 7463 | 2A | DFO | IC | 1 | 1 | 0 | 0 |  |  | 0 | 0 |  | Electric Utility | N | OP |  | Internal Combustion (PRMVR=IC)
EXCLUDE | AK | Hooper Bay | 6319 | 5 | DFO | IC | 0.5 | 0.5 | 0 | 0 |  |  | 0 | 0 |  | Electric Utility | N | OP |  | Internal Combustion (PRMVR=IC)
EXCLUDE | AK | Hooper Bay | 6319 | 6 | DFO | IC | 0.5 | 0.5 | 0 | 0 |  |  | 0 | 0 |  | Electric Utility | N | OP |  | Internal Combustion (PRMVR=IC)
EXCLUDE | AK | Hooper Bay | 6319 | 3A | DFO | IC | 0.3 | 0.3 | 0 | 0 |  |  | 0 | 0 |  | Electric Utility | N | OP |  | Internal Combustion (PRMVR=IC)
EXCLUDE | AK | Hooper Bay | 6319 | 4A | DFO | IC | 0.3 | 0.3 | 0 | 0 |  |  | 0 | 0 |  | Electric Utility | N | OP |  | Internal Combustion (PRMVR=IC)
EXCLUDE | AK | Humpback Creek | 7042 | 1 | WAT | HY | 0.5 | 0.4 | 0 | 635.8333 |  |  | 635.8333 | 0 |  | Electric Utility | N | OP |  | Non Combustion (NUC, WAT, WND, GEO, or SUN)
EXCLUDE | AK | Humpback Creek | 7042 | 2 | WAT | HY | 0.5 | 0.4 | 0 | 635.8333 |  |  | 635.8333 | 0 |  | Electric Utility | N | OP |  | Non Combustion (NUC, WAT, WND, GEO, or SUN)
EXCLUDE | AK | Humpback Creek | 7042 | 3 | WAT | HY | 0.2 | 0.2 | 0 | 254.3333 |  |  | 254.3333 | 0 |  | Electric Utility | N | OP |  | Non Combustion (NUC, WAT, WND, GEO, or SUN)
EXCLUDE | AK | Hydaburg | 423 | 5 | DFO | IC | 0.3 | 0.3 | 0 | 0 |  |  | 0 | 0 |  | Electric Utility | N | OP |  | Internal Combustion (PRMVR=IC)
EXCLUDE | AK | Hydaburg | 423 | 1A | DFO | IC | 0.4 | 0.4 | 0 | 0 |  |  | 0 | 0 |  | Electric Utility | N | OP |  | Internal Combustion (PRMVR=IC)
EXCLUDE | AK | Hydaburg | 423 | 3A | DFO | IC | 0.3 | 0.3 | 0 | 0 |  |  | 0 | 0 |  | Electric Utility | N | OP |  | Internal Combustion (PRMVR=IC)
EXCLUDE | AK | International | 6293 | 1 | NG | GT | 15 | 12.6 | 0 | 7059.0713 |  |  | 7059.0713 | 6666.3778 |  | Electric Utility | N | OP |  | Simple Cycle Turbine (PRMVR=GT or OT) unit under 25MW
EXCLUDE | AK | International | 6293 | 2 | NG | GT | 15 | 12.6 | 0 | 7059.0713 |  |  | 7059.0713 | 6666.3778 |  | Electric Utility | N | OP |  | Simple Cycle Turbine (PRMVR=GT or OT) unit under 25MW
EXCLUDE | AK | International | 6293 | 3 | NG | GT | 16.3 | 16.7 | 0 | 7670.8575 |  |  | 7670.8575 | 7244.1305 |  | Electric Utility | N | OP |  | Simple Cycle Turbine (PRMVR=GT or OT) unit under 25MW
EXCLUDE | AK | Jarvis Street | 6801 | 1 | DFO | IC | 2 | 2 | 0 | 0 |  |  | 0 | 0 |  | Electric Utility | N | OP |  | Internal Combustion (PRMVR=IC)
EXCLUDE | AK | Jarvis Street | 6801 | 2 | DFO | IC | 2.8 | 2.8 | 0 | 0 |  |  | 0 | 0 |  | Electric Utility | N | OP |  | Internal Combustion (PRMVR=IC)
EXCLUDE | AK | Jarvis Street | 6801 | 3 | DFO | IC | 2.8 | 2.8 | 0 | 0 |  |  | 0 | 0 |  | Electric Utility | N | OP |  | Internal Combustion (PRMVR=IC)
EXCLUDE | AK | Jarvis Street | 6801 | 4 | DFO | IC | 4.5 | 4 | 0 | 0 |  |  | 0 | 0 |  | Electric Utility | N | OP |  | Internal Combustion (PRMVR=IC)
EXCLUDE | AK | Kake | 7464 | 1 | DFO | IC | 0.6 | 0.6 | 0 | 0 |  |  | 0 | 0 |  | Electric Utility | N | OP |  | Internal Combustion (PRMVR=IC)
EXCLUDE | AK | Kake | 7464 | 2 | DFO | IC | 1.1 | 1.1 | 0 | 0 |  |  | 0 | 0 |  | Electric Utility | N | OP |  | Internal Combustion (PRMVR=IC)
EXCLUDE | AK | Kake | 7464 | 3A | DFO | IC | 0.8 | 0.8 | 0 | 0 |  |  | 0 | 0 |  | Electric Utility | N | OP |  | Internal Combustion (PRMVR=IC)
EXCLUDE | AK | Kasidaya Creek Hydro | 56542 | 1 | WAT | HY | 3 | 3 | 0 | 7965 |  |  | 7965 | 0 |  | Electric Utility | N | OP |  | Non Combustion (NUC, WAT, WND, GEO, or SUN)
EXCLUDE | AK | Kasigluk | 57066 | 5A | JF | IC | 0.7 | 0.7 | 0 | 0 | 1 | 0 | 0 | 0 |  | Electric Utility | Y | OP |  | Internal Combustion (PRMVR=IC)
EXCLUDE | AK | Kasigluk | 57066 | UNIT1 | JF | IC | 0.4 | 0.4 | 0 | 0 | 1 | 0 | 0 | 0 |  | Electric Utility | Y | OP |  | Internal Combustion (PRMVR=IC)
EXCLUDE | AK | Kasigluk | 57066 | UNIT2 | JF | IC | 0.5 | 0.5 | 0 | 0 | 1 | 0 | 0 | 0 |  | Electric Utility | Y | OP |  | Internal Combustion (PRMVR=IC)
EXCLUDE | AK | Ketchikan | 84 | 3 | WAT | HY | 1.4 | 1.4 | 0 | 7541.6667 |  |  | 7541.6667 | 0 |  | Electric Utility | N | OP |  | Non Combustion (NUC, WAT, WND, GEO, or SUN)
EXCLUDE | AK | Ketchikan | 84 | 4 | WAT | HY | 1.4 | 1.4 | 0 | 7541.6667 |  |  | 7541.6667 | 0 |  | Electric Utility | N | OP |  | Non Combustion (NUC, WAT, WND, GEO, or SUN)
EXCLUDE | AK | Ketchikan | 84 | 5 | WAT | HY | 1.4 | 1.4 | 0 | 7541.6667 |  |  | 7541.6667 | 0 |  | Electric Utility | N | OP |  | Non Combustion (NUC, WAT, WND, GEO, or SUN)
EXCLUDE | AK | Kiana | 6323 | 2 | DFO | IC | 0.3 | 0.3 | 0 | 0 |  |  | 0 | 0 |  | Electric Utility | N | RE | 2000 | Internal Combustion (PRMVR=IC)
EXCLUDE | AK | Kiana | 6323 | 4 | DFO | IC | 0.5 | 0.5 | 0 | 0 |  |  | 0 | 0 |  | Electric Utility | N | OP |  | Internal Combustion (PRMVR=IC)
EXCLUDE | AK | Kiana | 6323 | 1A | DFO | IC | 0.3 | 0.3 | 0 | 0 |  |  | 0 | 0 |  | Electric Utility | N | RE | 2001 | Internal Combustion (PRMVR=IC)
EXCLUDE | AK | Kiana | 6323 | 1B | DFO | IC | 0.3 | 0.3 | 0 | 0 |  |  | 0 | 0 |  | Electric Utility | N | OP |  | Internal Combustion (PRMVR=IC)
EXCLUDE | AK | Kiana | 6323 | 3A | DFO | IC | 0.3 | 0.4 | 0 | 0 |  |  | 0 | 0 |  | Electric Utility | N | OP |  | Internal Combustion (PRMVR=IC)
EXCLUDE | AK | King Cove | 7493 | 1 | DFO | IC | 0.3 | 0.3 | 0 | 0 | 1 | 0 | 0 | 0 |  | Electric Utility | Y | OP |  | Internal Combustion (PRMVR=IC)
EXCLUDE | AK | King Cove | 7493 | 2 | DFO | IC | 0.5 | 0.4 | 0 | 0 | 1 | 0 | 0 | 0 |  | Electric Utility | Y | OP |  | Internal Combustion (PRMVR=IC)
EXCLUDE | AK | King Cove | 7493 | 3 | DFO | IC | 0.7 | 0.6 | 0 | 0 | 1 | 0 | 0 | 0 |  | Electric Utility | Y | OP |  | Internal Combustion (PRMVR=IC)
EXCLUDE | AK | King Cove | 7493 | 4 | WAT | HY | 0.8 | 0.7 | 0 | 0 |  |  | 0 | 0 |  | Electric Utility | N | OP |  | Non Combustion (NUC, WAT, WND, GEO, or SUN)
EXCLUDE | AK | King Cove | 7493 | 5 | DFO | IC | 0.3 | 0.3 | 0 | 0 | 1 | 0 | 0 | 0 |  | Electric Utility | Y | OP |  | Internal Combustion (PRMVR=IC)
EXCLUDE | AK | Kivalina | 57065 | UNIT1 | JF | IC | 0.2 | 0.2 | 0 | 0 | 1 | 0 | 0 | 0 |  | Electric Utility | Y | OP |  | Internal Combustion (PRMVR=IC)
EXCLUDE | AK | Kivalina | 57065 | UNIT2 | JF | IC | 0.3 | 0.3 | 0 | 0 | 1 | 0 | 0 | 0 |  | Electric Utility | Y | OP |  | Internal Combustion (PRMVR=IC)
EXCLUDE | AK | Kivalina | 57065 | UNIT3 | JF | IC | 0.2 | 0.2 | 0 | 0 | 1 | 0 | 0 | 0 |  | Electric Utility | Y | OP |  | Internal Combustion (PRMVR=IC)
EXCLUDE | AK | Kivalina | 57065 | UNIT4 | JF | IC | 0.4 | 0.4 | 0 | 0 | 1 | 0 | 0 | 0 |  | Electric Utility | Y | OP |  | Internal Combustion (PRMVR=IC)
EXCLUDE | AK | Klawock | 7466 | 1 | DFO | IC | 0.5 | 0.5 | 0 | 0 |  |  | 0 | 0 |  | Electric Utility | N | RE | 1999 | Internal Combustion (PRMVR=IC)
EXCLUDE | AK | Klawock | 7466 | 2 | DFO | IC | 0.5 | 0.5 | 0 | 0 |  |  | 0 | 0 |  | Electric Utility | N | RE | 1999 | Internal Combustion (PRMVR=IC)
EXCLUDE | AK | Klawock | 7466 | 3 | DFO | IC | 0.1 | 0.1 | 0 | 0 |  |  | 0 | 0 |  | Electric Utility | N | RE | 1999 | Internal Combustion (PRMVR=IC)
EXCLUDE | AK | Klawock | 7466 | 4 | DFO | IC | 0.3 | 0.3 | 0 | 0 |  |  | 0 | 0 |  | Electric Utility | N | RE | 1999 | Internal Combustion (PRMVR=IC)
EXCLUDE | AK | Kodiak | 6281 | 1 | DFO | IC | 2.5 | 2.5 | 0 | 0 |  |  | 0 | 0 |  | Electric Utility | N | OP |  | Internal Combustion (PRMVR=IC)
EXCLUDE | AK | Kodiak | 6281 | 2 | DFO | IC | 5.2 | 5.2 | 0 | 0 |  |  | 0 | 0 |  | Electric Utility | N | RE | 2003 | Internal Combustion (PRMVR=IC)
EXCLUDE | AK | Kodiak | 6281 | 3 | DFO | IC | 5.2 | 5.2 | 0 | 0 |  |  | 0 | 0 |  | Electric Utility | N | RE | 2004 | Internal Combustion (PRMVR=IC)
EXCLUDE | AK | Kodiak | 6281 | 4 | DFO | IC | 7 | 7 | 0 | 0 |  |  | 0 | 0 |  | Electric Utility | N | OP |  | Internal Combustion (PRMVR=IC)
EXCLUDE | AK | Kodiak | 6281 | 6 | DFO | IC | 2 | 2 | 0 | 0 |  |  | 0 | 0 |  | Electric Utility | N | RE | 2004 | Internal Combustion (PRMVR=IC)
EXCLUDE | AK | Kodiak | 6281 | 7 | DFO | IC | 2 | 2 | 0 | 0 |  |  | 0 | 0 |  | Electric Utility | N | RE | 2002 | Internal Combustion (PRMVR=IC)
EXCLUDE | AK | Kodiak | 6281 | 8 | DFO | IC | 2.6 | 2 | 0 | 0 |  |  | 0 | 0 |  | Electric Utility | N | RE | 2002 | Internal Combustion (PRMVR=IC)
EXCLUDE | AK | Kodiak | 6281 | 9 | DFO | IC | 2 | 2 | 0 | 0 |  |  | 0 | 0 |  | Electric Utility | N | RE | 2002 | Internal Combustion (PRMVR=IC)
EXCLUDE | AK | Kodiak | 6281 | 2c | DFO | IC | 4.4 | 4.4 | 0 | 0 |  |  | 0 | 0 |  | Electric Utility | N | OP |  | Internal Combustion (PRMVR=IC)
EXCLUDE | AK | Kodiak | 6281 | 3c | DFO | IC | 4.4 | 4.4 | 0 | 0 |  |  | 0 | 0 |  | Electric Utility | N | OP |  | Internal Combustion (PRMVR=IC)
EXCLUDE | AK | Kodiak | 6281 | 6A | DFO | IC | 2 | 2 | 0 | 0 |  |  | 0 | 0 |  | Electric Utility | N | OP |  | Internal Combustion (PRMVR=IC)
EXCLUDE | AK | Kodiak | 6281 | 7A | DFO | IC | 2 | 2 | 0 | 0 |  |  | 0 | 0 |  | Electric Utility | N | OP |  | Internal Combustion (PRMVR=IC)
EXCLUDE | AK | Kotlik | 57064 | UNIT1 | JF | IC | 0.3 | 0.3 | 0 | 0 | 1 | 0 | 0 | 0 |  | Electric Utility | Y | OP |  | Internal Combustion (PRMVR=IC)
EXCLUDE | AK | Kotlik | 57064 | UNIT2 | JF | IC | 0.3 | 0.3 | 0 | 0 | 1 | 0 | 0 | 0 |  | Electric Utility | Y | OP |  | Internal Combustion (PRMVR=IC)
EXCLUDE | AK | Kotlik | 57064 | UNIT3 | JF | IC | 0.4 | 0.5 | 0 | 0 | 1 | 0 | 0 | 0 |  | Electric Utility | Y | OP |  | Internal Combustion (PRMVR=IC)
EXCLUDE | AK | Kotlik | 57064 | UNIT4 | JF | IC | 0.4 | 0.5 | 0 | 0 | 1 | 0 | 0 | 0 |  | Electric Utility | Y | OP |  | Internal Combustion (PRMVR=IC)
EXCLUDE | AK | Kotzebue | 6304 | 9 | DFO | IC | 2.1 | 2.1 | 0 | 0 |  |  | 0 | 0 |  | Electric Utility | N | RE | 2004 | Internal Combustion (PRMVR=IC)
EXCLUDE | AK | Kotzebue | 6304 | 10 | DFO | IC | 3 | 3 | 0 | 0 |  |  | 0 | 0 |  | Electric Utility | N | OP |  | Internal Combustion (PRMVR=IC)
EXCLUDE | AK | Kotzebue | 6304 | 11 | DFO | IC | 1 | 1 | 0 | 0 |  |  | 0 | 0 |  | Electric Utility | N | OP |  | Internal Combustion (PRMVR=IC)
EXCLUDE | AK | Kotzebue | 6304 | 12 | DFO | IC | 1 | 1 | 0 | 0 |  |  | 0 | 0 |  | Electric Utility | N | OP |  | Internal Combustion (PRMVR=IC)
EXCLUDE | AK | Kotzebue | 6304 | 14 | DFO | IC | 2.8 | 2.5 | 0 | 0 |  |  | 0 | 0 |  | Electric Utility | N | OP |  | Internal Combustion (PRMVR=IC)
EXCLUDE | AK | Kotzebue | 6304 | 15 | DFO | IC | 2.8 | 2.5 | 0 | 0 |  |  | 0 | 0 |  | Electric Utility | N | OP |  | Internal Combustion (PRMVR=IC)
EXCLUDE | AK | Kotzebue | 6304 | 10wt | WND | WT | 0.1 | 0.1 | 0 | 0.034483 |  |  | 0.034483 | 0 |  | Electric Utility | N | OP |  | Non Combustion (NUC, WAT, WND, GEO, or SUN)
EXCLUDE | AK | Kotzebue | 6304 | 11wt | WND | WT | 0.1 | 0.1 | 0 | 0.034483 |  |  | 0.034483 | 0 |  | Electric Utility | N | OP |  | Non Combustion (NUC, WAT, WND, GEO, or SUN)
EXCLUDE | AK | Kotzebue | 6304 | 12wt | WND | WT | 0.1 | 0.1 | 0 | 0.034483 |  |  | 0.034483 | 0 |  | Electric Utility | N | OP |  | Non Combustion (NUC, WAT, WND, GEO, or SUN)
EXCLUDE | AK | Kotzebue | 6304 | 13WT | WND | WT | 0.1 | 0.1 | 0 | 0.034483 |  |  | 0.034483 | 0 |  | Electric Utility | N | OP |  | Non Combustion (NUC, WAT, WND, GEO, or SUN)
EXCLUDE | AK | Kotzebue | 6304 | 14wt | WND | WT | 0.1 | 0.1 | 0 | 0.034483 |  |  | 0.034483 | 0 |  | Electric Utility | N | OP |  | Non Combustion (NUC, WAT, WND, GEO, or SUN)
EXCLUDE | AK | Kotzebue | 6304 | 15WT | WND | WT | 0.1 | 0.1 | 0 | 0.034483 |  |  | 0.034483 | 0 |  | Electric Utility | N | OP |  | Non Combustion (NUC, WAT, WND, GEO, or SUN)
EXCLUDE | AK | Kotzebue | 6304 | 16WT | WND | WT | 0.1 | 0.1 | 0 | 0.034483 |  |  | 0.034483 | 0 |  | Electric Utility | N | OP |  | Non Combustion (NUC, WAT, WND, GEO, or SUN)
EXCLUDE | AK | Kotzebue | 6304 | 17WT | WND | WT | 0.1 | 0.1 | 0 | 0.034483 |  |  | 0.034483 | 0 |  | Electric Utility | N | OP |  | Non Combustion (NUC, WAT, WND, GEO, or SUN)
EXCLUDE | AK | Kotzebue | 6304 | 1WT | WND | WT | 0.6 | 0.6 | 0 | 0.2069 |  |  | 0.2069 | 0 |  | Electric Utility | N | OP |  | Non Combustion (NUC, WAT, WND, GEO, or SUN)
EXCLUDE | AK | Kotzebue | 6304 | 2WT | WND | WT | 0.1 | 0.1 | 0 | 0.034483 |  |  | 0.034483 | 0 |  | Electric Utility | N | OP |  | Non Combustion (NUC, WAT, WND, GEO, or SUN)
EXCLUDE | AK | Kotzebue | 6304 | 3WT | WND | WT | 0.2 | 0.2 | 0 | 0.068966 |  |  | 0.068966 | 0 |  | Electric Utility | N | OP |  | Non Combustion (NUC, WAT, WND, GEO, or SUN)
EXCLUDE | AK | Kotzebue | 6304 | 4WT | WND | WT | 0.5 | 0.5 | 0 | 0.17241 |  |  | 0.17241 | 0 |  | Electric Utility | N | OP |  | Non Combustion (NUC, WAT, WND, GEO, or SUN)
EXCLUDE | AK | Kotzebue | 6304 | 5WT | WND | WT | 0.1 | 0.1 | 0 | 0.034483 |  |  | 0.034483 | 0 |  | Electric Utility | N | OP |  | Non Combustion (NUC, WAT, WND, GEO, or SUN)
EXCLUDE | AK | Kotzebue | 6304 | 6WT | WND | WT | 0.1 | 0.1 | 0 | 0.034483 |  |  | 0.034483 | 0 |  | Electric Utility | N | OP |  | Non Combustion (NUC, WAT, WND, GEO, or SUN)
EXCLUDE | AK | Kotzebue | 6304 | 7A | DFO | IC | 1.1 | 1.1 | 0 | 0 |  |  | 0 | 0 |  | Electric Utility | N | OP |  | Internal Combustion (PRMVR=IC)
EXCLUDE | AK | Kotzebue | 6304 | 7WT | WND | WT | 0.3 | 0.3 | 0 | 0.10345 |  |  | 0.10345 | 0 |  | Electric Utility | N | OP |  | Non Combustion (NUC, WAT, WND, GEO, or SUN)
EXCLUDE | AK | Kotzebue | 6304 | 8WT | WND | WT | 0.1 | 0.1 | 0 | 0.034483 |  |  | 0.034483 | 0 |  | Electric Utility | N | OP |  | Non Combustion (NUC, WAT, WND, GEO, or SUN)
EXCLUDE | AK | Kotzebue | 6304 | 9wt | WND | WT | 0.1 | 0.1 | 0 | 0.034483 |  |  | 0.034483 | 0 |  | Electric Utility | N | OP |  | Non Combustion (NUC, WAT, WND, GEO, or SUN)
EXCLUDE | AK | Koyuk | 57059 | UNIT1 | JF | IC | 0.2 | 0.2 | 0 | 0 | 1 | 0 | 0 | 0 |  | Electric Utility | Y | OP |  | Internal Combustion (PRMVR=IC)
EXCLUDE | AK | Koyuk | 57059 | UNIT2 | JF | IC | 0.4 | 0.4 | 0 | 0 | 1 | 0 | 0 | 0 |  | Electric Utility | Y | OP |  | Internal Combustion (PRMVR=IC)
EXCLUDE | AK | Koyuk | 57059 | UNIT3 | JF | IC | 0.5 | 0.5 | 0 | 0 | 1 | 0 | 0 | 0 |  | Electric Utility | Y | OP |  | Internal Combustion (PRMVR=IC)
EXCLUDE | AK | Lake Dorothy Hydroelectric Project | 57085 | 1 | WAT | HY | 14.3 | 14.3 | 0 | 70602 |  |  | 70602 | 0 |  | Electric Utility | N | OP |  | Non Combustion (NUC, WAT, WND, GEO, or SUN)
EXCLUDE | AK | Lemon Creek | 64 | 1 | DFO | IC | 2.5 | 2.5 | 0 | 0 |  |  | 0 | 0 |  | Electric Utility | N | SB |  | Internal Combustion (PRMVR=IC)
EXCLUDE | AK | Lemon Creek | 64 | 2 | DFO | IC | 2.6 | 2.5 | 0 | 0 |  |  | 0 | 0 |  | Electric Utility | N | SB |  | Internal Combustion (PRMVR=IC)
EXCLUDE | AK | Lemon Creek | 64 | 3 | DFO | IC | 2.6 | 2.5 | 0 | 0 |  |  | 0 | 0 |  | Electric Utility | N | SB |  | Internal Combustion (PRMVR=IC)
EXCLUDE | AK | Lemon Creek | 64 | 5 | DFO | GT | 18.6 | 17.5 | 0 | 637 |  |  | 637 | 932.0052 |  | Electric Utility | N | SB |  | Simple Cycle Turbine (PRMVR=GT or OT) unit under 25MW
EXCLUDE | AK | Lemon Creek | 64 | 6 | DFO | GT | 18.6 | 17.5 | 0 | 637 |  |  | 637 | 932.0052 |  | Electric Utility | N | SB |  | Simple Cycle Turbine (PRMVR=GT or OT) unit under 25MW
EXCLUDE | AK | Lemon Creek | 64 | 7 | DFO | IC | 2.8 | 2.5 | 0 | 0 |  |  | 0 | 0 |  | Electric Utility | N | SB |  | Internal Combustion (PRMVR=IC)
EXCLUDE | AK | Lemon Creek | 64 | IC10 | DFO | IC | 2.8 | 2.5 | 0 | 0 |  |  | 0 | 0 |  | Electric Utility | N | SB |  | Internal Combustion (PRMVR=IC)
EXCLUDE | AK | Lemon Creek | 64 | IC11 | DFO | IC | 2.8 | 2.5 | 0 | 0 |  |  | 0 | 0 |  | Electric Utility | N | SB |  | Internal Combustion (PRMVR=IC)
EXCLUDE | AK | Lemon Creek | 64 | IC12 | DFO | IC | 2.8 | 2.5 | 0 | 0 |  |  | 0 | 0 |  | Electric Utility | N | SB |  | Internal Combustion (PRMVR=IC)
EXCLUDE | AK | Lemon Creek | 64 | IC8 | DFO | IC | 2.8 | 2.5 | 0 | 0 |  |  | 0 | 0 |  | Electric Utility | N | SB |  | Internal Combustion (PRMVR=IC)
EXCLUDE | AK | Lemon Creek | 64 | IC9 | DFO | IC | 2.8 | 2.5 | 0 | 0 |  |  | 0 | 0 |  | Electric Utility | N | SB |  | Internal Combustion (PRMVR=IC)
EXCLUDE | AK | McGrath | 6555 | 3 | DFO | IC | 0.2 | 0.2 | 0 | 0 |  |  | 0 | 0 |  | Electric Utility | N | RE | 2010 | Internal Combustion (PRMVR=IC)
EXCLUDE | AK | McGrath | 6555 | 4 | DFO | IC | 0.2 | 0.1 | 0 | 0 |  |  | 0 | 0 |  | Electric Utility | N | RE | 2010 | Internal Combustion (PRMVR=IC)
EXCLUDE | AK | McGrath | 6555 | 5 | DFO | IC | 0.6 | 0.6 | 0 | 0 |  |  | 0 | 0 |  | Electric Utility | N | RE | 2010 | Internal Combustion (PRMVR=IC)
EXCLUDE | AK | McGrath | 6555 | 6 | DFO | IC | 0.6 | 0.6 | 0 | 0 |  |  | 0 | 0 |  | Electric Utility | N | OP |  | Internal Combustion (PRMVR=IC)
EXCLUDE | AK | McGrath | 6555 | 7 | DFO | IC | 0.6 | 0.6 | 0 | 0 |  |  | 0 | 0 |  | Electric Utility | N | OP |  | Internal Combustion (PRMVR=IC)
EXCLUDE | AK | McGrath | 6555 | 3A | DFO | IC | 0.5 | 0.5 | 0 | 0 |  |  | 0 | 0 |  | Electric Utility | N | OP |  | Internal Combustion (PRMVR=IC)
EXCLUDE | AK | McGrath | 6555 | 4A | DFO | IC | 0.5 | 0.5 | 0 | 0 |  |  | 0 | 0 |  | Electric Utility | N | OP |  | Internal Combustion (PRMVR=IC)
EXCLUDE | AK | Mountain Village | 6329 | 1 | DFO | IC | 0.3 | 0.3 | 0 | 0 |  |  | 0 | 0 |  | Electric Utility | N | OP |  | Internal Combustion (PRMVR=IC)
EXCLUDE | AK | Mountain Village | 6329 | 4 | DFO | IC | 0.6 | 0.6 | 0 | 0 |  |  | 0 | 0 |  | Electric Utility | N | OP |  | Internal Combustion (PRMVR=IC)
EXCLUDE | AK | Mountain Village | 6329 | 5 | DFO | IC | 0.5 | 0.5 | 0 | 0 |  |  | 0 | 0 |  | Electric Utility | N | OP |  | Internal Combustion (PRMVR=IC)
EXCLUDE | AK | Mountain Village | 6329 | 3A | DFO | IC | 0.3 | 0.3 | 0 | 0 |  |  | 0 | 0 |  | Electric Utility | N | OP |  | Internal Combustion (PRMVR=IC)
EXCLUDE | AK | Naknek | 6301 | 5 | DFO | IC | 0.4 | 0.4 | 0 | 0 | 1 | 0 | 0 | 0 |  | Electric Utility | Y | RE | 2004 | Internal Combustion (PRMVR=IC)
EXCLUDE | AK | Naknek | 6301 | 6 | DFO | IC | 0.4 | 0.4 | 0 | 0 | 1 | 0 | 0 | 0 |  | Electric Utility | Y | RE | 2004 | Internal Combustion (PRMVR=IC)
EXCLUDE | AK | Naknek | 6301 | 7 | DFO | IC | 0.4 | 0.4 | 0 | 0 | 1 | 0 | 0 | 0 |  | Electric Utility | Y | RE | 2004 | Internal Combustion (PRMVR=IC)
EXCLUDE | AK | Naknek | 6301 | 8 | DFO | IC | 1 | 1 | 0 | 0 |  |  | 0 | 0 |  | Electric Utility | N | OP |  | Internal Combustion (PRMVR=IC)
EXCLUDE | AK | Naknek | 6301 | 4A | DFO | IC | 1.3 | 1.3 | 0 | 0 | 1 | 0 | 0 | 0 |  | Electric Utility | Y | OP |  | Internal Combustion (PRMVR=IC)
EXCLUDE | AK | Naknek | 6301 | 5A | DFO | IC | 1 | 1 | 0 | 0 |  |  | 0 | 0 |  | Electric Utility | N | OP |  | Internal Combustion (PRMVR=IC)
EXCLUDE | AK | Naknek | 6301 | 6A | DFO | IC | 1 | 1 | 0 | 0 |  |  | 0 | 0 |  | Electric Utility | N | OP |  | Internal Combustion (PRMVR=IC)
EXCLUDE | AK | Naknek | 6301 | 7A | DFO | IC | 1 | 1 | 0 | 0 |  |  | 0 | 0 |  | Electric Utility | N | OP |  | Internal Combustion (PRMVR=IC)
EXCLUDE | AK | Naknek | 6301 | NA1 | DFO | IC | 1.1 | 1.1 | 0 | 0 | 1 | 0 | 0 | 0 |  | Electric Utility | Y | OP |  | Internal Combustion (PRMVR=IC)
EXCLUDE | AK | Naknek | 6301 | NA2 | DFO | IC | 1.1 | 1.1 | 0 | 0 | 1 | 0 | 0 | 0 |  | Electric Utility | Y | OP |  | Internal Combustion (PRMVR=IC)
EXCLUDE | AK | Naknek | 6301 | NA3 | DFO | IC | 0.8 | 0.8 | 0 | 0 | 1 | 0 | 0 | 0 |  | Electric Utility | Y | OP |  | Internal Combustion (PRMVR=IC)
EXCLUDE | AK | Naknek | 6301 | NA4 | DFO | IC | 0.8 | 0.8 | 0 | 0 | 1 | 0 | 0 | 0 |  | Electric Utility | Y | OP |  | Internal Combustion (PRMVR=IC)
EXCLUDE | AK | Naknek | 6301 | NA5 | DFO | IC | 0.8 | 0.8 | 0 | 0 | 1 | 0 | 0 | 0 |  | Electric Utility | Y | OP |  | Internal Combustion (PRMVR=IC)
EXCLUDE | AK | New Halen | 7183 | 1 | DFO | IC | 0.3 | 0.3 | 0 | 0 |  |  | 0 | 0 |  | Electric Utility | N | OP |  | Internal Combustion (PRMVR=IC)
EXCLUDE | AK | New Halen | 7183 | 2 | DFO | IC | 0.3 | 0.3 | 0 | 0 |  |  | 0 | 0 |  | Electric Utility | N | OP |  | Internal Combustion (PRMVR=IC)
EXCLUDE | AK | New Halen | 7183 | 3 | DFO | IC | 0.3 | 0.3 | 0 | 0 |  |  | 0 | 0 |  | Electric Utility | N | OP |  | Internal Combustion (PRMVR=IC)
EXCLUDE | AK | New Halen | 7183 | 4 | DFO | IC | 0.6 | 0.6 | 0 | 0 |  |  | 0 | 0 |  | Electric Utility | N | OP |  | Internal Combustion (PRMVR=IC)
EXCLUDE | AK | New Halen | 7183 | H-1 | WAT | HY | 0.4 | 0.4 | 0 | 0 |  |  | 0 | 0 |  | Electric Utility | N | OP |  | Non Combustion (NUC, WAT, WND, GEO, or SUN)
EXCLUDE | AK | New Halen | 7183 | H-2 | WAT | HY | 0.4 | 0.4 | 0 | 0 |  |  | 0 | 0 |  | Electric Utility | N | OP |  | Non Combustion (NUC, WAT, WND, GEO, or SUN)
SST | AK | Nikiski Co-Generation | 55966 | GT1 | NG | GT | 37.9 | 37.9 | 0 | 276289 |  |  | 276289 | 230008.9548 |  | Electric Utility | N | OP
EXCLUDE | AK | Nikiski Co-Generation | 55966 | ST1 | NG | CC | 40 | 40 | 0 | 0 |  |  | 0 | 0 |  | Electric Utility | N | U |  | Status of operation (IP,L,P,T,or U)
EXCLUDE | AK | Noatak | 57051 | UNIT2 | JF | IC | 0.3 | 0.3 | 0 | 0 | 1 | 0 | 0 | 0 |  | Electric Utility | Y | OP |  | Internal Combustion (PRMVR=IC)
EXCLUDE | AK | Noatak | 57051 | UNIT4 | JF | IC | 0.5 | 0.5 | 0 | 0 | 1 | 0 | 0 | 0 |  | Electric Utility | Y | OP |  | Internal Combustion (PRMVR=IC)
EXCLUDE | AK | Noatak | 57051 | UNIT5 | JF | IC | 0.4 | 0.4 | 0 | 0 | 1 | 0 | 0 | 0 |  | Electric Utility | Y | OP |  | Internal Combustion (PRMVR=IC)
EXCLUDE | AK | Noorvik | 6330 | 3 | DFO | IC | 0.3 | 0.3 | 0 | 0 |  |  | 0 | 0 |  | Electric Utility | N | OP |  | Internal Combustion (PRMVR=IC)
EXCLUDE | AK | Noorvik | 6330 | 1A | DFO | IC | 0.3 | 0.3 | 0 | 0 |  |  | 0 | 0 |  | Electric Utility | N | OP |  | Internal Combustion (PRMVR=IC)
EXCLUDE | AK | Noorvik | 6330 | 2A | DFO | IC | 0.4 | 0.4 | 0 | 0 |  |  | 0 | 0 |  | Electric Utility | N | OP |  | Internal Combustion (PRMVR=IC)
SSTLOGN | AK | North Pole | 6285 | 1 | RFO | GT | 60.5 | 48 | 0 | 47848.5 |  |  | 47848.5 | 49122.8429 |  | Electric Utility | N | OP
SSTLOGN | AK | North Pole | 6285 | 2 | RFO | GT | 60.5 | 48 | 0 | 47848.5 |  |  | 47848.5 | 49122.8429 |  | Electric Utility | N | OP
OTHCC | AK | North Pole | 6285 | GT3 | JF | CC | 47 | 41 | 0 | 306161.1333 |  |  | 306161.1333 | 181086.9703 |  | Electric Utility | N | OP
OTHCC | AK | North Pole | 6285 | STG1 | JF | CC | 13 | 7 | 0 | 84682.8667 |  |  | 84682.8667 | 50087.8854 | 1 | Electric Utility | N | OP
EXCLUDE | AK | Northway | 7169 | 4 | DFO | IC | 0.4 | 0.3 | 0 | 0 |  |  | 0 | 0 |  | Electric Utility | N | RE | 2001 | Internal Combustion (PRMVR=IC)
EXCLUDE | AK | Northway | 7169 | 5 | DFO | IC | 0.4 | 0.4 | 0 | 0 |  |  | 0 | 0 |  | Electric Utility | N | OP |  | Internal Combustion (PRMVR=IC)
EXCLUDE | AK | Northway | 7169 | 1A | DFO | IC | 0.5 | 0.5 | 0 | 0 |  |  | 0 | 0 |  | Electric Utility | N | OP |  | Internal Combustion (PRMVR=IC)
EXCLUDE | AK | Northway | 7169 | 2A | DFO | IC | 0.2 | 0.2 | 0 | 0 |  |  | 0 | 0 |  | Electric Utility | N | OP |  | Internal Combustion (PRMVR=IC)
EXCLUDE | AK | NSB Anaktuvuk Pass | 7487 | 1 | DFO | IC | 0.3 | 0.3 | 0 | 0 | 1 | 0 | 0 | 0 |  | Electric Utility | Y | OP |  | Internal Combustion (PRMVR=IC)
EXCLUDE | AK | NSB Anaktuvuk Pass | 7487 | 2 | DFO | IC | 0.3 | 0.3 | 0 | 0 | 1 | 0 | 0 | 0 |  | Electric Utility | Y | OP |  | Internal Combustion (PRMVR=IC)
EXCLUDE | AK | NSB Anaktuvuk Pass | 7487 | 3 | DFO | IC | 0.3 | 0.3 | 0 | 0 | 1 | 0 | 0 | 0 |  | Electric Utility | Y | OP |  | Internal Combustion (PRMVR=IC)
EXCLUDE | AK | NSB Anaktuvuk Pass | 7487 | 4 | DFO | IC | 0.1 | 0.1 | 0 | 0 | 1 | 0 | 0 | 0 |  | Electric Utility | Y | OP |  | Internal Combustion (PRMVR=IC)
EXCLUDE | AK | NSB Anaktuvuk Pass | 7487 | 5 | DFO | IC | 0.1 | 0.1 | 0 | 0 |  |  | 0 | 0 |  | Electric Utility | N | RE | 2003 | Internal Combustion (PRMVR=IC)
EXCLUDE | AK | NSB Anaktuvuk Pass | 7487 | 6 | DFO | IC | 0.9 | 0.9 | 0 | 0 | 1 | 0 | 0 | 0 |  | Electric Utility | Y | OP |  | Internal Combustion (PRMVR=IC)
EXCLUDE | AK | NSB Anaktuvuk Pass | 7487 | 7 | DFO | IC | 0.9 | 0.9 | 0 | 0 | 1 | 0 | 0 | 0 |  | Electric Utility | Y | OP |  | Internal Combustion (PRMVR=IC)
EXCLUDE | AK | NSB Atquasuk Utility | 7482 | NA1 | DFO | IC | 0.9 | 0.9 | 0 | 0 | 1 | 0 | 0 | 0 |  | Electric Utility | Y | OP |  | Internal Combustion (PRMVR=IC)
EXCLUDE | AK | NSB Atquasuk Utility | 7482 | NA2 | DFO | IC | 0.9 | 0.9 | 0 | 0 | 1 | 0 | 0 | 0 |  | Electric Utility | Y | OP |  | Internal Combustion (PRMVR=IC)
EXCLUDE | AK | NSB Atquasuk Utility | 7482 | NA3 | DFO | IC | 0.4 | 0.4 | 0 | 0 | 1 | 0 | 0 | 0 |  | Electric Utility | Y | OP |  | Internal Combustion (PRMVR=IC)
EXCLUDE | AK | NSB Atquasuk Utility | 7482 | PG1 | DFO | IC | 0.2 | 0.2 | 0 | 0 |  |  | 0 | 0 |  | Electric Utility | N | RE | 2003 | Internal Combustion (PRMVR=IC)
EXCLUDE | AK | NSB Atquasuk Utility | 7482 | PG2 | DFO | IC | 0.4 | 0.4 | 0 | 0 | 1 | 0 | 0 | 0 |  | Electric Utility | Y | OP |  | Internal Combustion (PRMVR=IC)
EXCLUDE | AK | NSB Atquasuk Utility | 7482 | PG3 | DFO | IC | 0.6 | 0.6 | 0 | 0 | 1 | 0 | 0 | 0 |  | Electric Utility | Y | OP |  | Internal Combustion (PRMVR=IC)
EXCLUDE | AK | NSB Kaktovik Utility | 7483 | PG1A | DFO | IC | 0.9 | 0.9 | 0 | 0 | 1 | 0 | 0 | 0 |  | Electric Utility | Y | OP |  | Internal Combustion (PRMVR=IC)
EXCLUDE | AK | NSB Kaktovik Utility | 7483 | PG2A | DFO | IC | 0.9 | 0.9 | 0 | 0 | 1 | 0 | 0 | 0 |  | Electric Utility | Y | OP |  | Internal Combustion (PRMVR=IC)
EXCLUDE | AK | NSB Kaktovik Utility | 7483 | PG3A | DFO | IC | 0.4 | 0.4 | 0 | 0 | 1 | 0 | 0 | 0 |  | Electric Utility | Y | OP |  | Internal Combustion (PRMVR=IC)
EXCLUDE | AK | NSB Kaktovik Utility | 7483 | PG4A | DFO | IC | 0.4 | 0.4 | 0 | 0 | 1 | 0 | 0 | 0 |  | Electric Utility | Y | OP |  | Internal Combustion (PRMVR=IC)
EXCLUDE | AK | NSB Nuiqsut Utility | 7484 | PG1A | DFO | IC | 0.9 | 0.9 | 0 | 0 | 1 | 0 | 0 | 0 |  | Electric Utility | Y | OP |  | Internal Combustion (PRMVR=IC)
EXCLUDE | AK | NSB Nuiqsut Utility | 7484 | PG2A | DFO | IC | 0.9 | 0.9 | 0 | 0 | 1 | 0 | 0 | 0 |  | Electric Utility | Y | OP |  | Internal Combustion (PRMVR=IC)
EXCLUDE | AK | NSB Nuiqsut Utility | 7484 | PG3A | DFO | IC | 0.4 | 0.4 | 0 | 0 | 1 | 0 | 0 | 0 |  | Electric Utility | Y | OP |  | Internal Combustion (PRMVR=IC)
EXCLUDE | AK | NSB Nuiqsut Utility | 7484 | PG3B | NG | IC | 0.8 | 0.8 | 0 | 0 |  |  | 0 | 0 |  | Electric Utility | N | T |  | Internal Combustion (PRMVR=IC)
EXCLUDE | AK | NSB Nuiqsut Utility | 7484 | PG4A | DFO | IC | 0.4 | 0.4 | 0 | 0 | 1 | 0 | 0 | 0 |  | Electric Utility | Y | OP |  | Internal Combustion (PRMVR=IC)
EXCLUDE | AK | NSB Nuiqsut Utility | 7484 | PG5A | NG | IC | 0.8 | 0.8 | 0 | 0 | 1 | 0 | 0 | 0 |  | Electric Utility | Y | OP |  | Internal Combustion (PRMVR=IC)
EXCLUDE | AK | NSB Nuiqsut Utility | 7484 | PG6A | NG | IC | 0.8 | 0.8 | 0 | 0 | 1 | 0 | 0 | 0 |  | Electric Utility | Y | OP |  | Internal Combustion (PRMVR=IC)
EXCLUDE | AK | NSB Point Hope Utility | 7485 | PG1 | DFO | IC | 0.3 | 0.3 | 0 | 0 | 1 | 0 | 0 | 0 |  | Electric Utility | Y | OP |  | Internal Combustion (PRMVR=IC)
EXCLUDE | AK | NSB Point Hope Utility | 7485 | PG2 | DFO | IC | 0.3 | 0.3 | 0 | 0 | 1 | 0 | 0 | 0 |  | Electric Utility | Y | OP |  | Internal Combustion (PRMVR=IC)
EXCLUDE | AK | NSB Point Hope Utility | 7485 | PG3 | DFO | IC | 0.3 | 0.3 | 0 | 0 |  |  | 0 | 0 |  | Electric Utility | N | RE | 2008 | Internal Combustion (PRMVR=IC)
EXCLUDE | AK | NSB Point Hope Utility | 7485 | PG4 | DFO | IC | 0.4 | 0.4 | 0 | 0 |  |  | 0 | 0 |  | Electric Utility | N | RE | 2008 | Internal Combustion (PRMVR=IC)
EXCLUDE | AK | NSB Point Hope Utility | 7485 | PG5 | DFO | IC | 0.2 | 0.2 | 0 | 0 |  |  | 0 | 0 |  | Electric Utility | N | RE | 2008 | Internal Combustion (PRMVR=IC)
EXCLUDE | AK | NSB Point Hope Utility | 7485 | PG6 | DFO | IC | 0.6 | 0.6 | 0 | 0 | 1 | 0 | 0 | 0 |  | Electric Utility | Y | OP |  | Internal Combustion (PRMVR=IC)
EXCLUDE | AK | NSB Point Hope Utility | 7485 | PG7 | DFO | IC | 0.6 | 0.6 | 0 | 0 | 1 | 0 | 0 | 0 |  | Electric Utility | Y | OP |  | Internal Combustion (PRMVR=IC)
EXCLUDE | AK | NSB Point Hope Utility | 7485 | PG8 | NG | IC | 0.9 | 0.9 | 0 | 0 | 1 | 0 | 0 | 0 |  | Electric Utility | Y | OP |  | Internal Combustion (PRMVR=IC)
EXCLUDE | AK | NSB Point Lay Utility | 7486 | PG10 | DFO | IC | 0.6 | 0.6 | 0 | 0 |  |  | 0 | 0 |  | Electric Utility | N | IP |  | Internal Combustion (PRMVR=IC)
EXCLUDE | AK | NSB Point Lay Utility | 7486 | PG1A | DFO | IC | 0.3 | 0.3 | 0 | 0 | 1 | 0 | 0 | 0 |  | Electric Utility | Y | OP |  | Internal Combustion (PRMVR=IC)
EXCLUDE | AK | NSB Point Lay Utility | 7486 | PG2A | DFO | IC | 0.3 | 0.3 | 0 | 0 | 1 | 0 | 0 | 0 |  | Electric Utility | Y | OP |  | Internal Combustion (PRMVR=IC)
EXCLUDE | AK | NSB Point Lay Utility | 7486 | PG3 | DFO | IC | 0.2 | 0.2 | 0 | 0 | 1 | 0 | 0 | 0 |  | Electric Utility | Y | RE | 2000 | Internal Combustion (PRMVR=IC)
EXCLUDE | AK | NSB Point Lay Utility | 7486 | PG3A | DFO | IC | 0.3 | 0.3 | 0 | 0 | 1 | 0 | 0 | 0 |  | Electric Utility | Y | OP |  | Internal Combustion (PRMVR=IC)
EXCLUDE | AK | NSB Point Lay Utility | 7486 | PG4 | DFO | IC | 0.2 | 0.2 | 0 | 0 |  |  | 0 | 0 |  | Electric Utility | N | RE | 2002 | Internal Combustion (PRMVR=IC)
EXCLUDE | AK | NSB Point Lay Utility | 7486 | PG4A | DFO | IC | 0.3 | 0.3 | 0 | 0 | 1 | 0 | 0 | 0 |  | Electric Utility | Y | OP |  | Internal Combustion (PRMVR=IC)
EXCLUDE | AK | NSB Point Lay Utility | 7486 | PG5 | DFO | IC | 0.3 | 0.3 | 0 | 0 | 1 | 0 | 0 | 0 |  | Electric Utility | Y | OP |  | Internal Combustion (PRMVR=IC)
EXCLUDE | AK | NSB Point Lay Utility | 7486 | PG6 | DFO | IC | 0.3 | 0.3 | 0 | 0 |  |  | 0 | 0 |  | Electric Utility | N | OP |  | Internal Combustion (PRMVR=IC)
EXCLUDE | AK | NSB Point Lay Utility | 7486 | PG7 | DFO | IC | 0.6 | 0.6 | 0 | 0 |  |  | 0 | 0 |  | Electric Utility | N | IP |  | Internal Combustion (PRMVR=IC)
EXCLUDE | AK | NSB Point Lay Utility | 7486 | PG8 | DFO | IC | 0.6 | 0.6 | 0 | 0 |  |  | 0 | 0 |  | Electric Utility | N | IP |  | Internal Combustion (PRMVR=IC)
EXCLUDE | AK | NSB Point Lay Utility | 7486 | PG9 | DFO | IC | 0.6 | 0.6 | 0 | 0 |  |  | 0 | 0 |  | Electric Utility | N | IP |  | Internal Combustion (PRMVR=IC)
EXCLUDE | AK | NSB Wainwright Utility | 7488 | PG1 | DFO | IC | 0.4 | 0.4 | 0 | 0 | 1 | 0 | 0 | 0 |  | Electric Utility | Y | OP |  | Internal Combustion (PRMVR=IC)
EXCLUDE | AK | NSB Wainwright Utility | 7488 | PG2 | DFO | IC | 0.4 | 0.4 | 0 | 0 | 1 | 0 | 0 | 0 |  | Electric Utility | Y | OP |  | Internal Combustion (PRMVR=IC)
EXCLUDE | AK | NSB Wainwright Utility | 7488 | PG3 | DFO | IC | 0.4 | 0.4 | 0 | 0 | 1 | 0 | 0 | 0 |  | Electric Utility | Y | OP |  | Internal Combustion (PRMVR=IC)
EXCLUDE | AK | NSB Wainwright Utility | 7488 | PG4 | DFO | IC | 0.3 | 0.3 | 0 | 0 |  |  | 0 | 0 |  | Electric Utility | N | RE | 2003 | Internal Combustion (PRMVR=IC)
EXCLUDE | AK | NSB Wainwright Utility | 7488 | PG4A | DFO | IC | 0.9 | 0.9 | 0 | 0 | 1 | 0 | 0 | 0 |  | Electric Utility | Y | OP |  | Internal Combustion (PRMVR=IC)
EXCLUDE | AK | NSB Wainwright Utility | 7488 | PG5 | DFO | IC | 0.9 | 0.9 | 0 | 0 | 1 | 0 | 0 | 0 |  | Electric Utility | Y | OP |  | Internal Combustion (PRMVR=IC)
EXCLUDE | AK | Nunapitchuk | 6333 | 2 | DFO | IC | 0.3 | 0.3 | 0 | 0 |  |  | 0 | 0 |  | Electric Utility | N | RE | 2006 | Internal Combustion (PRMVR=IC)
EXCLUDE | AK | Nunapitchuk | 6333 | 3 | DFO | IC | 0.3 | 0.3 | 0 | 0 |  |  | 0 | 0 |  | Electric Utility | N | RE | 2006 | Internal Combustion (PRMVR=IC)
EXCLUDE | AK | Nunapitchuk | 6333 | 4 | DFO | IC | 0.6 | 0.6 | 0 | 0 |  |  | 0 | 0 |  | Electric Utility | N | RE | 2006 | Internal Combustion (PRMVR=IC)
EXCLUDE | AK | Nunapitchuk | 6333 | 5 | DFO | IC | 0.5 | 0.5 | 0 | 0 |  |  | 0 | 0 |  | Electric Utility | N | RE | 2004 | Internal Combustion (PRMVR=IC)
EXCLUDE | AK | Nymans Plant | 7723 | 1 | DFO | IC | 2.5 | 2.5 | 0 | 0 |  |  | 0 | 0 |  | Electric Utility | N | OP |  | Internal Combustion (PRMVR=IC)
EXCLUDE | AK | Nymans Plant | 7723 | 2 | DFO | IC | 7.5 | 7.3 | 0 | 0 |  |  | 0 | 0 |  | Electric Utility | N | OP |  | Internal Combustion (PRMVR=IC)
EXCLUDE | AK | Orca | 789 | 1 | DFO | IC | 1.5 | 1.5 | 0 | 0 |  |  | 0 | 0 |  | Electric Utility | N | L |  | Internal Combustion (PRMVR=IC)
EXCLUDE | AK | Orca | 789 | 2 | DFO | IC | 1.5 | 1.5 | 0 | 0 |  |  | 0 | 0 |  | Electric Utility | N | L |  | Internal Combustion (PRMVR=IC)
EXCLUDE | AK | Orca | 789 | 3 | DFO | IC | 2.5 | 2.5 | 0 | 0 |  |  | 0 | 0 |  | Electric Utility | N | OP |  | Internal Combustion (PRMVR=IC)
EXCLUDE | AK | Orca | 789 | 4 | DFO | IC | 2.4 | 2.4 | 0 | 0 |  |  | 0 | 0 |  | Electric Utility | N | OP |  | Internal Combustion (PRMVR=IC)
EXCLUDE | AK | Orca | 789 | 5 | DFO | IC | 1.1 | 1.1 | 0 | 0 |  |  | 0 | 0 |  | Electric Utility | N | OP | 2014 | Internal Combustion (PRMVR=IC)
EXCLUDE | AK | Orca | 789 | 6 | DFO | IC | 1.1 | 1.1 | 0 | 0 |  |  | 0 | 0 |  | Electric Utility | N | OP | 2014 | Internal Combustion (PRMVR=IC)
EXCLUDE | AK | Orca | 789 | 7 | DFO | IC | 3.6 | 3.6 | 0 | 0 |  |  | 0 | 0 |  | Electric Utility | N | OP |  | Internal Combustion (PRMVR=IC)
EXCLUDE | AK | Pelican | 6702 | HC1 | WAT | HY | 0.6 | 0.5 | 0 | 0 |  |  | 0 | 0 |  | Electric Utility | N | OP |  | Non Combustion (NUC, WAT, WND, GEO, or SUN)
EXCLUDE | AK | Pelican | 6702 | HC2 | WAT | HY | 0.1 | 0.1 | 0 | 0 |  |  | 0 | 0 |  | Electric Utility | N | OP |  | Non Combustion (NUC, WAT, WND, GEO, or SUN)
EXCLUDE | AK | Pelican | 6702 | IC1 | DFO | IC | 0.3 | 0.3 | 0 | 0 |  |  | 0 | 0 |  | Electric Utility | N | OS |  | Internal Combustion (PRMVR=IC)
EXCLUDE | AK | Pelican | 6702 | IC2 | DFO | IC | 0.1 | 0.1 | 0 | 0 |  |  | 0 | 0 |  | Electric Utility | N | OS |  | Internal Combustion (PRMVR=IC)
EXCLUDE | AK | Pelican | 6702 | IC3 | DFO | IC | 0.2 | 0.2 | 0 | 0 |  |  | 0 | 0 |  | Electric Utility | N | OS |  | Internal Combustion (PRMVR=IC)
EXCLUDE | AK | Pelican | 6702 | IC4 | DFO | IC | 0.2 | 0.2 | 0 | 0 |  |  | 0 | 0 |  | Electric Utility | N | OS |  | Internal Combustion (PRMVR=IC)
EXCLUDE | AK | Pelican | 6702 | IC5 | DFO | IC | 0.4 | 0.4 | 0 | 0 |  |  | 0 | 0 |  | Electric Utility | N | OS |  | Internal Combustion (PRMVR=IC)
EXCLUDE | AK | Pelican | 6702 | IC6 | DFO | IC | 0.4 | 0.4 | 0 | 0 |  |  | 0 | 0 |  | Electric Utility | N | OP |  | Internal Combustion (PRMVR=IC)
EXCLUDE | AK | Pelican | 6702 | IC7 | DFO | IC | 0.4 | 0.4 | 0 | 0 |  |  | 0 | 0 |  | Electric Utility | N | OP |  | Internal Combustion (PRMVR=IC)
EXCLUDE | AK | Pelican | 6702 | IC8 | DFO | IC | 0.2 | 0.2 | 0 | 0 |  |  | 0 | 0 |  | Electric Utility | N | OP |  | Internal Combustion (PRMVR=IC)
EXCLUDE | AK | Petersburg | 91 | 3 | WAT | HY | 1.6 | 1.6 | 0 | 10803 |  |  | 10803 | 0 |  | Electric Utility | N | OP |  | Non Combustion (NUC, WAT, WND, GEO, or SUN)
EXCLUDE | AK | Petersburg | 91 | IC1 | DFO | IC | 2.6 | 1.7 | 0 | 0 |  |  | 0 | 0 |  | Electric Utility | N | OP |  | Internal Combustion (PRMVR=IC)
EXCLUDE | AK | Petersburg | 91 | IC2 | DFO | IC | 0.3 | 0.2 | 0 | 0 |  |  | 0 | 0 |  | Electric Utility | N | OP |  | Internal Combustion (PRMVR=IC)
EXCLUDE | AK | Petersburg | 91 | IC3 | DFO | IC | 1.2 | 1 | 0 | 0 |  |  | 0 | 0 |  | Electric Utility | N | OP |  | Internal Combustion (PRMVR=IC)
EXCLUDE | AK | Petersburg | 91 | IC4 | DFO | IC | 0.6 | 0.6 | 0 | 0 |  |  | 0 | 0 |  | Electric Utility | N | OP |  | Internal Combustion (PRMVR=IC)
EXCLUDE | AK | Petersburg | 91 | IC5 | DFO | IC | 0.8 | 0.7 | 0 | 0 |  |  | 0 | 0 |  | Electric Utility | N | OP |  | Internal Combustion (PRMVR=IC)
EXCLUDE | AK | Petersburg | 91 | IC6 | DFO | IC | 2.6 | 2.3 | 0 | 0 |  |  | 0 | 0 |  | Electric Utility | N | OP |  | Internal Combustion (PRMVR=IC)
EXCLUDE | AK | Petersburg | 91 | IC7 | DFO | IC | 2.6 | 2.3 | 0 | 0 |  |  | 0 | 0 |  | Electric Utility | N | OP |  | Internal Combustion (PRMVR=IC)
EXCLUDE | AK | Pillar Mountain Wind Project | 57187 | 1 | WND | WT | 4.5 | 4.5 | 0 | 12445 |  |  | 12445 | 0 |  | Electric Utility | N | OP |  | Non Combustion (NUC, WAT, WND, GEO, or SUN)
EXCLUDE | AK | Pilot Station | 57058 | UNIT1 | JF | IC | 0.4 | 0.4 | 0 | 0 | 1 | 0 | 0 | 0 |  | Electric Utility | Y | OP |  | Internal Combustion (PRMVR=IC)
EXCLUDE | AK | Pilot Station | 57058 | UNIT2 | JF | IC | 0.5 | 0.5 | 0 | 0 | 1 | 0 | 0 | 0 |  | Electric Utility | Y | OP |  | Internal Combustion (PRMVR=IC)
EXCLUDE | AK | Pilot Station | 57058 | UNIT3 | JF | IC | 0.3 | 0.3 | 0 | 0 | 1 | 0 | 0 | 0 |  | Electric Utility | Y | OP |  | Internal Combustion (PRMVR=IC)
EXCLUDE | AK | Port Lions | 6282 | 1 | DFO | IC | 0.3 | 0.3 | 0 | 0 |  |  | 0 | 0 |  | Electric Utility | N | SB |  | Internal Combustion (PRMVR=IC)
EXCLUDE | AK | Port Lions | 6282 | 2 | DFO | IC | 0.3 | 0.2 | 0 | 0 |  |  | 0 | 0 |  | Electric Utility | N | SB |  | Internal Combustion (PRMVR=IC)
EXCLUDE | AK | Port Lions | 6282 | 3 | DFO | IC | 0.2 | 0.2 | 0 | 0 |  |  | 0 | 0 |  | Electric Utility | N | SB |  | Internal Combustion (PRMVR=IC)
EXCLUDE | AK | Port Lions | 6282 | 4 | DFO | IC | 0.2 | 0.2 | 0 | 0 |  |  | 0 | 0 |  | Electric Utility | N | SB |  | Internal Combustion (PRMVR=IC)
EXCLUDE | AK | Power Creek | 7862 | 4 | WAT | HY | 3 | 2.8 | 0 | 7778 |  |  | 7778 | 0 |  | Electric Utility | N | OP |  | Non Combustion (NUC, WAT, WND, GEO, or SUN)
EXCLUDE | AK | Power Creek | 7862 | 5 | WAT | HY | 3 | 2.8 | 0 | 7778 |  |  | 7778 | 0 |  | Electric Utility | N | OP |  | Non Combustion (NUC, WAT, WND, GEO, or SUN)
EXCLUDE | AK | Purple Lake | 6302 | 1 | WAT | HY | 1.3 | 1.3 | 0 | 5013.3333 |  |  | 5013.3333 | 0 |  | Electric Utility | N | OP |  | Non Combustion (NUC, WAT, WND, GEO, or SUN)
EXCLUDE | AK | Purple Lake | 6302 | 2 | WAT | HY | 1.3 | 1.3 | 0 | 5013.3333 |  |  | 5013.3333 | 0 |  | Electric Utility | N | OP |  | Non Combustion (NUC, WAT, WND, GEO, or SUN)
EXCLUDE | AK | Purple Lake | 6302 | 3 | WAT | HY | 1.3 | 1.3 | 0 | 5013.3333 |  |  | 5013.3333 | 0 |  | Electric Utility | N | OP |  | Non Combustion (NUC, WAT, WND, GEO, or SUN)
EXCLUDE | AK | Quinhagak | 57057 | UNIT1 | JF | IC | 0.4 | 0.4 | 0 | 0 | 1 | 0 | 0 | 0 |  | Electric Utility | Y | OP |  | Internal Combustion (PRMVR=IC)
EXCLUDE | AK | Quinhagak | 57057 | UNIT2 | JF | IC | 0.3 | 0.3 | 0 | 0 | 1 | 0 | 0 | 0 |  | Electric Utility | Y | OP |  | Internal Combustion (PRMVR=IC)
EXCLUDE | AK | Quinhagak | 57057 | UNIT3 | JF | IC | 0.4 | 0.4 | 0 | 0 | 1 | 0 | 0 | 0 |  | Electric Utility | Y | OP |  | Internal Combustion (PRMVR=IC)
EXCLUDE | AK | S W Bailey | 85 | 1 | DFO | IC | 4.5 | 3.5 | 0 | 0 |  |  | 0 | 0 |  | Electric Utility | N | OP |  | Internal Combustion (PRMVR=IC)
EXCLUDE | AK | S W Bailey | 85 | 2 | DFO | IC | 4.5 | 3.5 | 0 | 0 |  |  | 0 | 0 |  | Electric Utility | N | OP |  | Internal Combustion (PRMVR=IC)
EXCLUDE | AK | S W Bailey | 85 | 3 | DFO | IC | 6.4 | 5.5 | 0 | 0 |  |  | 0 | 0 |  | Electric Utility | N | OP |  | Internal Combustion (PRMVR=IC)
EXCLUDE | AK | S W Bailey | 85 | 4 | DFO | IC | 10.5 | 10.5 | 0 | 0 |  |  | 0 | 0 |  | Electric Utility | N | OP |  | Internal Combustion (PRMVR=IC)
EXCLUDE | AK | Salmon Creek 1 | 65 | HY7 | WAT | HY | 8.5 | 5.2 | 0 | 24337 |  |  | 24337 | 0 |  | Electric Utility | N | OP |  | Non Combustion (NUC, WAT, WND, GEO, or SUN)
EXCLUDE | AK | Savoonga | 57052 | UNIT1 | JF | IC | 0.4 | 0.4 | 0 | 0 | 1 | 0 | 0 | 0 |  | Electric Utility | Y | OP |  | Internal Combustion (PRMVR=IC)
EXCLUDE | AK | Savoonga | 57052 | UNIT2 | JF | IC | 0.5 | 0.5 | 0 | 0 | 1 | 0 | 0 | 0 |  | Electric Utility | Y | OP |  | Internal Combustion (PRMVR=IC)
EXCLUDE | AK | Savoonga | 57052 | UNIT3 | JF | IC | 0.8 | 0.8 | 0 | 0 | 1 | 0 | 0 | 0 |  | Electric Utility | Y | OP |  | Internal Combustion (PRMVR=IC)
EXCLUDE | AK | Scammon Bay | 57056 | UNIT1 | JF | IC | 0.4 | 0.4 | 0 | 0 | 1 | 0 | 0 | 0 |  | Electric Utility | Y | OP |  | Internal Combustion (PRMVR=IC)
EXCLUDE | AK | Scammon Bay | 57056 | UNIT2 | JF | IC | 0.4 | 0.4 | 0 | 0 | 1 | 0 | 0 | 0 |  | Electric Utility | Y | OP |  | Internal Combustion (PRMVR=IC)
EXCLUDE | AK | Scammon Bay | 57056 | UNIT3 | JF | IC | 0.5 | 0.5 | 0 | 0 | 1 | 0 | 0 | 0 |  | Electric Utility | Y | OP |  | Internal Combustion (PRMVR=IC)
EXCLUDE | AK | Selawik | 6341 | 1 | DFO | IC | 0.3 | 0.3 | 0 | 0 |  |  | 0 | 0 |  | Electric Utility | N | RE | 2003 | Internal Combustion (PRMVR=IC)
EXCLUDE | AK | Selawik | 6341 | 2 | DFO | IC | 0.7 | 0.7 | 0 | 0 |  |  | 0 | 0 |  | Electric Utility | N | RE | 2005 | Internal Combustion (PRMVR=IC)
EXCLUDE | AK | Selawik | 6341 | 3 | DFO | IC | 0.3 | 0.3 | 0 | 0 |  |  | 0 | 0 |  | Electric Utility | N | RE | 2003 | Internal Combustion (PRMVR=IC)
EXCLUDE | AK | Selawik | 6341 | 1A | DFO | IC | 0.3 | 0.3 | 0 | 0 |  |  | 0 | 0 |  | Electric Utility | N | OP |  | Internal Combustion (PRMVR=IC)
EXCLUDE | AK | Selawik | 6341 | 2A | DFO | IC | 0.5 | 0.5 | 0 | 0 |  |  | 0 | 0 |  | Electric Utility | N | OP |  | Internal Combustion (PRMVR=IC)
EXCLUDE | AK | Selawik | 6341 | 3A | DFO | IC | 0.8 | 0.8 | 0 | 0 |  |  | 0 | 0 |  | Electric Utility | N | OP |  | Internal Combustion (PRMVR=IC)
EXCLUDE | AK | Seldovia | 6283 | 1 | DFO | IC | 0.3 | 0.3 | 0 | 0 |  |  | 0 | 0 |  | Electric Utility | N | RE | 2003 | Internal Combustion (PRMVR=IC)
EXCLUDE | AK | Seldovia | 6283 | 2 | DFO | IC | 0.6 | 0.6 | 0 | 0 |  |  | 0 | 0 |  | Electric Utility | N | RE | 2003 | Internal Combustion (PRMVR=IC)
EXCLUDE | AK | Seldovia | 6283 | 3 | DFO | IC | 0.6 | 0.6 | 0 | 0 |  |  | 0 | 0 |  | Electric Utility | N | RE | 2003 | Internal Combustion (PRMVR=IC)
EXCLUDE | AK | Seldovia | 6283 | 4 | DFO | IC | 0.6 | 0.6 | 0 | 0 |  |  | 0 | 0 |  | Electric Utility | N | RE | 2003 | Internal Combustion (PRMVR=IC)
EXCLUDE | AK | Seldovia | 6283 | 5 | DFO | IC | 1.2 | 1.2 | 0 | 0 |  |  | 0 | 0 |  | Electric Utility | N | SB |  | Internal Combustion (PRMVR=IC)
EXCLUDE | AK | Seldovia | 6283 | 6 | DFO | IC | 1.2 | 1.2 | 0 | 0 |  |  | 0 | 0 |  | Electric Utility | N | SB |  | Internal Combustion (PRMVR=IC)
EXCLUDE | AK | Seward | 92 | 1 | DFO | IC | 1.5 | 1 | 0 | 0 |  |  | 0 | 0 |  | Electric Utility | N | RE | 2009 | Internal Combustion (PRMVR=IC)
EXCLUDE | AK | Seward | 92 | 2 | DFO | IC | 1.5 | 1 | 0 | 0 |  |  | 0 | 0 |  | Electric Utility | N | RE | 2009 | Internal Combustion (PRMVR=IC)
EXCLUDE | AK | Seward | 92 | 3 | DFO | IC | 2.5 | 2.5 | 0 | 0 |  |  | 0 | 0 |  | Electric Utility | N | OP |  | Internal Combustion (PRMVR=IC)
EXCLUDE | AK | Seward | 92 | 4 | DFO | IC | 2.5 | 2.5 | 0 | 0 |  |  | 0 | 0 |  | Electric Utility | N | OP |  | Internal Combustion (PRMVR=IC)
EXCLUDE | AK | Seward | 92 | 5 | DFO | IC | 2.5 | 2.5 | 0 | 0 |  |  | 0 | 0 |  | Electric Utility | N | OP |  | Internal Combustion (PRMVR=IC)
EXCLUDE | AK | Seward | 92 | 6 | DFO | IC | 2.8 | 2.8 | 0 | 0 |  |  | 0 | 0 |  | Electric Utility | N | OP |  | Internal Combustion (PRMVR=IC)
EXCLUDE | AK | Seward | 92 | N1 | DFO | IC | 2.8 | 2.8 | 0 | 0 |  |  | 0 | 0 |  | Electric Utility | N | OP |  | Internal Combustion (PRMVR=IC)
EXCLUDE | AK | Seward | 92 | N2 | DFO | IC | 2.5 | 2.5 | 0 | 0 |  |  | 0 | 0 |  | Electric Utility | N | OP |  | Internal Combustion (PRMVR=IC)
EXCLUDE | AK | Shishmaref | 6345 | 1 | DFO | IC | 0.3 | 0.3 | 0 | 0 |  |  | 0 | 0 |  | Electric Utility | N | OP |  | Internal Combustion (PRMVR=IC)
EXCLUDE | AK | Shishmaref | 6345 | 2 | DFO | IC | 0.3 | 0.3 | 0 | 0 |  |  | 0 | 0 |  | Electric Utility | N | OP |  | Internal Combustion (PRMVR=IC)
EXCLUDE | AK | Shishmaref | 6345 | 3 | DFO | IC | 0.3 | 0.3 | 0 | 0 |  |  | 0 | 0 |  | Electric Utility | N | OP |  | Internal Combustion (PRMVR=IC)
EXCLUDE | AK | Shishmaref | 6345 | 4 | DFO | IC | 0.5 | 0.5 | 0 | 0 |  |  | 0 | 0 |  | Electric Utility | N | OP |  | Internal Combustion (PRMVR=IC)
EXCLUDE | AK | Shungnak | 57063 | UNIT1 | JF | IC | 0.2 | 0.2 | 0 | 0 | 1 | 0 | 0 | 0 |  | Electric Utility | Y | OP |  | Internal Combustion (PRMVR=IC)
EXCLUDE | AK | Shungnak | 57063 | UNIT2 | JF | IC | 0.3 | 0.3 | 0 | 0 | 1 | 0 | 0 | 0 |  | Electric Utility | Y | OP |  | Internal Combustion (PRMVR=IC)
EXCLUDE | AK | Shungnak | 57063 | UNIT3 | JF | IC | 0.3 | 0.3 | 0 | 0 | 1 | 0 | 0 | 0 |  | Electric Utility | Y | OP |  | Internal Combustion (PRMVR=IC)
EXCLUDE | AK | Shungnak | 57063 | UNIT4 | JF | IC | 0.4 | 0.4 | 0 | 0 | 1 | 0 | 0 | 0 |  | Electric Utility | Y | OP |  | Internal Combustion (PRMVR=IC)
EXCLUDE | AK | Silvis | 6581 | 1 | WAT | HY | 2.1 | 2.1 | 0 | 12871 |  |  | 12871 | 0 |  | Electric Utility | N | OP |  | Non Combustion (NUC, WAT, WND, GEO, or SUN)
EXCLUDE | AK | Skagway | 66 | 1 | WAT | HY | 0.4 | 0.4 | 0 | 1199.2 |  |  | 1199.2 | 0 |  | Electric Utility | N | OP |  | Non Combustion (NUC, WAT, WND, GEO, or SUN)
EXCLUDE | AK | Skagway | 66 | 2 | WAT | HY | 0.1 | 0.1 | 0 | 299.8 |  |  | 299.8 | 0 |  | Electric Utility | N | OP |  | Non Combustion (NUC, WAT, WND, GEO, or SUN)
EXCLUDE | AK | Skagway | 66 | 3 | WAT | HY | 0.3 | 0.3 | 0 | 899.4 |  |  | 899.4 | 0 |  | Electric Utility | N | OP |  | Non Combustion (NUC, WAT, WND, GEO, or SUN)
EXCLUDE | AK | Skagway | 66 | 4 | WAT | HY | 0.2 | 0.2 | 0 | 599.6 |  |  | 599.6 | 0 |  | Electric Utility | N | OP |  | Non Combustion (NUC, WAT, WND, GEO, or SUN)
EXCLUDE | AK | Skagway | 66 | 9 | DFO | IC | 1 | 1 | 0 | 0 |  |  | 0 | 0 |  | Electric Utility | N | OP |  | Internal Combustion (PRMVR=IC)
EXCLUDE | AK | Skagway | 66 | 6A | DFO | IC | 0.8 | 0.8 | 0 | 0 |  |  | 0 | 0 |  | Electric Utility | N | OP |  | Internal Combustion (PRMVR=IC)
EXCLUDE | AK | Skagway | 66 | 7A | DFO | IC | 1.1 | 1.1 | 0 | 0 |  |  | 0 | 0 |  | Electric Utility | N | OP |  | Internal Combustion (PRMVR=IC)
EXCLUDE | AK | Skagway | 66 | 8A | DFO | IC | 0.5 | 0.5 | 0 | 0 |  |  | 0 | 0 |  | Electric Utility | N | OP |  | Internal Combustion (PRMVR=IC)
EXCLUDE | AK | Snake River | 90 | 5 | DFO | IC | 1.2 | 1.2 | 0 | 0 |  |  | 0 | 0 |  | Electric Utility | N | RE | 2001 | Internal Combustion (PRMVR=IC)
EXCLUDE | AK | Snake River | 90 | 6 | DFO | IC | 1 | 1 | 0 | 0 |  |  | 0 | 0 |  | Electric Utility | N | RE | 2008 | Internal Combustion (PRMVR=IC)
EXCLUDE | AK | Snake River | 90 | 9 | DFO | IC | 2.8 | 2.9 | 0 | 0 |  |  | 0 | 0 |  | Electric Utility | N | OS |  | Internal Combustion (PRMVR=IC)
EXCLUDE | AK | Snake River | 90 | 11 | DFO | IC | 1.5 | 1.5 | 0 | 0 |  |  | 0 | 0 |  | Electric Utility | N | OS |  | Internal Combustion (PRMVR=IC)
EXCLUDE | AK | Snake River | 90 | 12 | DFO | IC | 3.8 | 3.7 | 0 | 0 |  |  | 0 | 0 |  | Electric Utility | N | OP |  | Internal Combustion (PRMVR=IC)
EXCLUDE | AK | Snake River | 90 | 14 | DFO | IC | 2 | 1.9 | 0 | 0 |  |  | 0 | 0 |  | Electric Utility | N | OP |  | Internal Combustion (PRMVR=IC)
EXCLUDE | AK | Snake River | 90 | 15 | DFO | IC | 5.2 | 5.2 | 0 | 0 | 1 | 0 | 0 | 0 |  | Electric Utility | Y | OP |  | Internal Combustion (PRMVR=IC)
EXCLUDE | AK | Snake River | 90 | 16 | DFO | IC | 5.2 | 5.2 | 0 | 0 | 1 | 0 | 0 | 0 |  | Electric Utility | Y | OP |  | Internal Combustion (PRMVR=IC)
EXCLUDE | AK | Snettisham | 78 | 1 | WAT | HY | 23.6 | 23.5 | 0 | 79596.8849 |  |  | 79596.8849 | 0 |  | Electric Utility | N | OP |  | Non Combustion (NUC, WAT, WND, GEO, or SUN)
EXCLUDE | AK | Snettisham | 78 | 2 | WAT | HY | 23.6 | 23.5 | 0 | 79596.8849 |  |  | 79596.8849 | 0 |  | Electric Utility | N | OP |  | Non Combustion (NUC, WAT, WND, GEO, or SUN)
EXCLUDE | AK | Snettisham | 78 | 3 | WAT | HY | 31 | 31 | 0 | 104555.2302 |  |  | 104555.2302 | 0 |  | Electric Utility | N | OP |  | Non Combustion (NUC, WAT, WND, GEO, or SUN)
EXCLUDE | AK | Soldotna | 57206 | 1 | NG | GT | 50 | 44 | 0 | 0 |  |  | 0 | 0 |  | Electric Utility | N | P |  | Status of operation (IP,L,P,T,or U)
EXCLUDE | AK | Soldotna | 57206 | 2 | NG | GT | 50 | 44 | 0 | 0 |  |  | 0 | 0 |  | Electric Utility | N | P |  | Status of operation (IP,L,P,T,or U)
EXCLUDE | AK | Solomon Gulch | 390 | 1 | WAT | HY | 6 | 6 | 0 | 23094.5 |  |  | 23094.5 | 0 |  | Electric Utility | N | OP |  | Non Combustion (NUC, WAT, WND, GEO, or SUN)
EXCLUDE | AK | Solomon Gulch | 390 | 2 | WAT | HY | 6 | 6 | 0 | 23094.5 |  |  | 23094.5 | 0 |  | Electric Utility | N | OP |  | Non Combustion (NUC, WAT, WND, GEO, or SUN)
EXCLUDE | AK | South Fork | 56265 | 1 | WAT | HY | 2 | 1.9 | 0 | 6115 |  |  | 6115 | 0 |  | Electric Utility | N | OP |  | Non Combustion (NUC, WAT, WND, GEO, or SUN)
EXCLUDE | AK | Southcentral Power Plant | 57036 | 1 | NG | CC | 48.8 | 39.8 | 0 | 0 |  |  | 0 | 0 |  | Electric Utility | N | U |  | Status of operation (IP,L,P,T,or U)
EXCLUDE | AK | Southcentral Power Plant | 57036 | 2 | NG | CC | 48.8 | 39.8 | 0 | 0 |  |  | 0 | 0 |  | Electric Utility | N | U |  | Status of operation (IP,L,P,T,or U)
EXCLUDE | AK | Southcentral Power Plant | 57036 | 3 | NG | CC | 48.8 | 39.8 | 0 | 0 |  |  | 0 | 0 |  | Electric Utility | N | U |  | Status of operation (IP,L,P,T,or U)
EXCLUDE | AK | Southcentral Power Plant | 57036 | 4 | NG | CC | 57.5 | 50.3 | 0 | 0 |  |  | 0 | 0 |  | Electric Utility | N | U |  | Status of operation (IP,L,P,T,or U)
EXCLUDE | AK | St Marys | 6338 | 1 | DFO | IC | 0.6 | 0.6 | 0 | 0 |  |  | 0 | 0 |  | Electric Utility | N | RE | 2006 | Internal Combustion (PRMVR=IC)
EXCLUDE | AK | St Marys | 6338 | 2 | DFO | IC | 0.6 | 0.6 | 0 | 0 |  |  | 0 | 0 |  | Electric Utility | N | OP |  | Internal Combustion (PRMVR=IC)
EXCLUDE | AK | St Marys | 6338 | 3 | DFO | IC | 0.9 | 0.9 | 0 | 0 |  |  | 0 | 0 |  | Electric Utility | N | OP |  | Internal Combustion (PRMVR=IC)
EXCLUDE | AK | St Marys | 6338 | 1B | DFO | IC | 5 | 0.5 | 0 | 0 |  |  | 0 | 0 |  | Electric Utility | N | OP |  | Internal Combustion (PRMVR=IC)
EXCLUDE | AK | St. Michael | 57061 | UNIT1 | JF | IC | 0.5 | 0.5 | 0 | 0 | 1 | 0 | 0 | 0 |  | Electric Utility | Y | OP |  | Internal Combustion (PRMVR=IC)
EXCLUDE | AK | St. Michael | 57061 | UNIT2 | JF | IC | 0.3 | 0.3 | 0 | 0 | 1 | 0 | 0 | 0 |  | Electric Utility | Y | OP |  | Internal Combustion (PRMVR=IC)
EXCLUDE | AK | St. Michael | 57061 | UNIT3 | JF | IC | 0.2 | 0.2 | 0 | 0 | 1 | 0 | 0 | 0 |  | Electric Utility | Y | OP |  | Internal Combustion (PRMVR=IC)
EXCLUDE | AK | Stebbins | 57055 | UNIT1 | JF | IC | 0.5 | 0.5 | 0 | 0 | 1 | 0 | 0 | 0 |  | Electric Utility | Y | OP |  | Internal Combustion (PRMVR=IC)
EXCLUDE | AK | Stebbins | 57055 | UNIT2 | JF | IC | 0.4 | 0.4 | 0 | 0 | 1 | 0 | 0 | 0 |  | Electric Utility | Y | OP |  | Internal Combustion (PRMVR=IC)
EXCLUDE | AK | Stebbins | 57055 | UNIT3 | JF | IC | 0.3 | 0.3 | 0 | 0 | 1 | 0 | 0 | 0 |  | Electric Utility | Y | OP |  | Internal Combustion (PRMVR=IC)
EXCLUDE | AK | Swan Lake | 70 | 1 | WAT | HY | 11.2 | 11.2 | 0 | 45251 |  |  | 45251 | 0 |  | Electric Utility | N | OP |  | Non Combustion (NUC, WAT, WND, GEO, or SUN)
EXCLUDE | AK | Swan Lake | 70 | 2 | WAT | HY | 11.2 | 11.2 | 0 | 45251 |  |  | 45251 | 0 |  | Electric Utility | N | OP |  | Non Combustion (NUC, WAT, WND, GEO, or SUN)
EXCLUDE | AK | Terror Lake | 71 | 1 | WAT | HY | 11.2 | 11.2 | 0 | 57093 |  |  | 57093 | 0 |  | Electric Utility | N | OP |  | Non Combustion (NUC, WAT, WND, GEO, or SUN)
EXCLUDE | AK | Terror Lake | 71 | 2 | WAT | HY | 11.2 | 11.2 | 0 | 57093 |  |  | 57093 | 0 |  | Electric Utility | N | OP |  | Non Combustion (NUC, WAT, WND, GEO, or SUN)
EXCLUDE | AK | Tesoro Alaska Petroleum | 52184 | GEN1 | NG | GT | 4 | 3.9 | 0 | 29933.12 | 0.99999 | 1.3618 | 29933.4193 | 22980.0719 |  | Industrial CHP | Y | OP |  | Simple Cycle Turbine (PRMVR=GT or OT) unit under 25MW
EXCLUDE | AK | Tesoro Alaska Petroleum | 52184 | GEN2 | NG | GT | 4 | 3.4 | 0 | 29933.12 | 0.99999 | 1.3618 | 29933.4193 | 22980.0719 |  | Industrial CHP | Y | OP |  | Simple Cycle Turbine (PRMVR=GT or OT) unit under 25MW
EXCLUDE | AK | Thorne Bay Plant | 7414 | 2 | DFO | IC | 0.6 | 0.6 | 0 | 0 |  |  | 0 | 0 |  | Electric Utility | N | OP |  | Internal Combustion (PRMVR=IC)
EXCLUDE | AK | Thorne Bay Plant | 7414 | 4 | DFO | IC | 0.4 | 0.4 | 0 | 0 |  |  | 0 | 0 |  | Electric Utility | N | OP |  | Internal Combustion (PRMVR=IC)
EXCLUDE | AK | Togiak | 6348 | 2 | DFO | IC | 0.3 | 0.3 | 0 | 0 |  |  | 0 | 0 |  | Electric Utility | N | RE | 2004 | Internal Combustion (PRMVR=IC)
EXCLUDE | AK | Togiak | 6348 | 4 | DFO | IC | 0.3 | 0.3 | 0 | 0 |  |  | 0 | 0 |  | Electric Utility | N | OP |  | Internal Combustion (PRMVR=IC)
EXCLUDE | AK | Togiak | 6348 | 5 | DFO | IC | 0.5 | 0.5 | 0 | 0 |  |  | 0 | 0 |  | Electric Utility | N | RE | 2004 | Internal Combustion (PRMVR=IC)
EXCLUDE | AK | Togiak | 6348 | 2a | DFO | IC | 0.5 | 0.5 | 0 | 0 |  |  | 0 | 0 |  | Electric Utility | N | OP |  | Internal Combustion (PRMVR=IC)
EXCLUDE | AK | Togiak | 6348 | 4a | DFO | IC | 0.5 | 0.5 | 0 | 0 |  |  | 0 | 0 |  | Electric Utility | N | OP |  | Internal Combustion (PRMVR=IC)
EXCLUDE | AK | Tok | 406 | 6 | DFO | IC | 0.5 | 0.5 | 0 | 0 |  |  | 0 | 0 |  | Electric Utility | N | OS |  | Internal Combustion (PRMVR=IC)
EXCLUDE | AK | Tok | 406 | 8 | DFO | IC | 0.4 | 0.4 | 0 | 0 |  |  | 0 | 0 |  | Electric Utility | N | OP |  | Internal Combustion (PRMVR=IC)
EXCLUDE | AK | Tok | 406 | 9 | DFO | IC | 0.9 | 0.9 | 0 | 0 |  |  | 0 | 0 |  | Electric Utility | N | OP |  | Internal Combustion (PRMVR=IC)
EXCLUDE | AK | Tok | 406 | 3A | DFO | IC | 1.3 | 1.3 | 0 | 0 |  |  | 0 | 0 |  | Electric Utility | N | OP |  | Internal Combustion (PRMVR=IC)
EXCLUDE | AK | Tok | 406 | 4A | DFO | IC | 1.1 | 1.1 | 0 | 0 |  |  | 0 | 0 |  | Electric Utility | N | OP |  | Internal Combustion (PRMVR=IC)
EXCLUDE | AK | Tok | 406 | 5A | DFO | IC | 1.1 | 1.1 | 0 | 0 |  |  | 0 | 0 |  | Electric Utility | N | OP |  | Internal Combustion (PRMVR=IC)
EXCLUDE | AK | Tok | 406 | 7a | DFO | IC | 2.3 | 2.3 | 0 | 0 |  |  | 0 | 0 |  | Electric Utility | N | OP |  | Internal Combustion (PRMVR=IC)
EXCLUDE | AK | Toksook Bay | 57067 | UNIT1 | JF | IC | 0.4 | 0.4 | 0 | 0 | 1 | 0 | 0 | 0 |  | Electric Utility | Y | OP |  | Internal Combustion (PRMVR=IC)
EXCLUDE | AK | Toksook Bay | 57067 | UNIT2 | JF | IC | 0.5 | 0.5 | 0 | 0 | 1 | 0 | 0 | 0 |  | Electric Utility | Y | OP |  | Internal Combustion (PRMVR=IC)
EXCLUDE | AK | Toksook Bay | 57067 | UNIT3 | JF | IC | 0.8 | 0.8 | 0 | 0 | 1 | 0 | 0 | 0 |  | Electric Utility | Y | OP |  | Internal Combustion (PRMVR=IC)
EXCLUDE | AK | Unalakleet | 6299 | 1 | DFO | IC | 0.4 | 0.3 | 0 | 0 |  |  | 0 | 0 |  | Electric Utility | N | RE | 2010 | Internal Combustion (PRMVR=IC)
EXCLUDE | AK | Unalakleet | 6299 | 2 | DFO | IC | 0.4 | 0.5 | 0 | 0 |  |  | 0 | 0 |  | Electric Utility | N | RE | 2010 | Internal Combustion (PRMVR=IC)
EXCLUDE | AK | Unalakleet | 6299 | 3 | DFO | IC | 0.4 | 0.4 | 0 | 0 |  |  | 0 | 0 |  | Electric Utility | N | RE | 2010 | Internal Combustion (PRMVR=IC)
EXCLUDE | AK | Unalakleet | 6299 | 4 | DFO | IC | 0.4 | 0.4 | 0 | 0 |  |  | 0 | 0 |  | Electric Utility | N | RE | 2010 | Internal Combustion (PRMVR=IC)
EXCLUDE | AK | Unalakleet | 6299 | 5 | DFO | IC | 0.5 | 0.4 | 0 | 0 |  |  | 0 | 0 |  | Electric Utility | N | OP |  | Internal Combustion (PRMVR=IC)
EXCLUDE | AK | Unalakleet | 6299 | 6 | DFO | IC | 0.5 | 0.4 | 0 | 0 |  |  | 0 | 0 |  | Electric Utility | N | OP |  | Internal Combustion (PRMVR=IC)
EXCLUDE | AK | Unalakleet | 6299 | 7 | DFO | IC | 0.5 | 0.4 | 0 | 0 |  |  | 0 | 0 |  | Electric Utility | N | OP |  | Internal Combustion (PRMVR=IC)
EXCLUDE | AK | Unalakleet | 6299 | 8 | DFO | IC | 0.5 | 0.4 | 0 | 0 |  |  | 0 | 0 |  | Electric Utility | N | OP |  | Internal Combustion (PRMVR=IC)
EXCLUDE | AK | Unalaska Power Module | 7503 | 7 | DFO | IC | 1.1 | 0.8 | 0 | 0 |  |  | 0 | 0 |  | Electric Utility | N | OP | 2014 | Internal Combustion (PRMVR=IC)
EXCLUDE | AK | Unisea G 2 | 54422 | CAT1 | DFO | IC | 0.8 | 0.8 | 0 | 0 |  |  | 0 | 0 |  | Industrial Non-CHP | N | RE | 2011 | Internal Combustion (PRMVR=IC)
EXCLUDE | AK | Unisea G 2 | 54422 | CAT2 | DFO | IC | 0.9 | 0.9 | 0 | 0 |  |  | 0 | 0 |  | Industrial Non-CHP | N | RE | 2011 | Internal Combustion (PRMVR=IC)
EXCLUDE | AK | Unisea G 2 | 54422 | CAT4 | DFO | IC | 1 | 1 | 0 | 0 |  |  | 0 | 0 |  | Industrial Non-CHP | N | V |  | Internal Combustion (PRMVR=IC)
EXCLUDE | AK | Unisea G 2 | 54422 | CAT5 | DFO | IC | 1 | 1 | 0 | 0 |  |  | 0 | 0 |  | Industrial Non-CHP | N | V |  | Internal Combustion (PRMVR=IC)
EXCLUDE | AK | Unisea G 2 | 54422 | GEN1 | DFO | IC | 2.5 | 2.2 | 0 | 0 |  |  | 0 | 0 |  | Industrial Non-CHP | N | OP |  | Internal Combustion (PRMVR=IC)
EXCLUDE | AK | Unisea G 2 | 54422 | GEN2 | DFO | IC | 2.6 | 2.3 | 0 | 0 |  |  | 0 | 0 |  | Industrial Non-CHP | N | OP |  | Internal Combustion (PRMVR=IC)
EXCLUDE | AK | Unisea G 2 | 54422 | GEN3 | DFO | IC | 2.7 | 2.3 | 0 | 0 |  |  | 0 | 0 |  | Industrial Non-CHP | N | OP |  | Internal Combustion (PRMVR=IC)
EXCLUDE | AK | Unisea G 2 | 54422 | GEN4 | DFO | IC | 2.5 | 2.2 | 0 | 0 |  |  | 0 | 0 |  | Industrial Non-CHP | N | OP |  | Internal Combustion (PRMVR=IC)
EXCLUDE | AK | Unisea G 2 | 54422 | GEN5 | DFO | IC | 2.7 | 2.3 | 0 | 0 |  |  | 0 | 0 |  | Industrial Non-CHP | N | OP |  | Internal Combustion (PRMVR=IC)
EXCLUDE | AK | Unisea G 2 | 54422 | GEN6 | DFO | IC | 2.5 | 2.2 | 0 | 0 |  |  | 0 | 0 |  | Industrial Non-CHP | N | OP |  | Internal Combustion (PRMVR=IC)
EXCLUDE | AK | University of Alaska Fairbanks | 50711 | GEN1 | SUB | ST | 1.5 | 0.5 | 0 | 1295.445 | 0.3123 | 12977.3402 | 4148.0256 | 3043.2727 |  | Commercial CHP | Y | OP |  | Steam unit (PRMVR=ST) under 25MW/250 MMBtu/hr
EXCLUDE | AK | University of Alaska Fairbanks | 50711 | GEN2 | SUB | ST | 1.5 | 0.5 | 0 | 2421.877 | 0.3123 | 24261.564 | 7754.8703 | 5689.4983 |  | Commercial CHP | Y | OP |  | Steam unit (PRMVR=ST) under 25MW/250 MMBtu/hr
EXCLUDE | AK | University of Alaska Fairbanks | 50711 | GEN3 | SUB | ST | 10 | 8.1 | 0 | 53191.019 | 0.3123 | 532850.0624 | 170318.0843 | 124956.8866 |  | Commercial CHP | Y | OP |  | Steam unit (PRMVR=ST) under 25MW/250 MMBtu/hr
EXCLUDE | AK | University of Alaska Fairbanks | 50711 | GEN4 | DFO | IC | 9.6 | 9.6 | 0 | 0 | 0.56543 | 0 | 0 | 0 |  | Commercial CHP | Y | OP |  | Internal Combustion (PRMVR=IC)
EXCLUDE | AK | Upper Kalskag | 57054 | UNIT1 | JF | IC | 0.2 | 0.2 | 0 | 0 | 1 | 0 | 0 | 0 |  | Electric Utility | Y | OP |  | Internal Combustion (PRMVR=IC)
EXCLUDE | AK | Upper Kalskag | 57054 | UNIT2 | JF | IC | 0.4 | 0.4 | 0 | 0 | 1 | 0 | 0 | 0 |  | Electric Utility | Y | OP |  | Internal Combustion (PRMVR=IC)
EXCLUDE | AK | Upper Kalskag | 57054 | UNIT3 | JF | IC | 0.5 | 0.5 | 0 | 0 | 1 | 0 | 0 | 0 |  | Electric Utility | Y | OP |  | Internal Combustion (PRMVR=IC)
EXCLUDE | AK | Utility Plants Section | 50308 | GEN1 | SUB | ST | 5 | 24 | 0 | 31972.8689 | 0.18399 | 645118.2164 | 173777.8696 | 45273.4787 |  | Commercial CHP | Y | OP |  | Steam unit (PRMVR=ST) under 25MW/250 MMBtu/hr
EXCLUDE | AK | Utility Plants Section | 50308 | GEN2 | SUB | ST | 2.5 |  | 0 | 15986.4344 | 0.18399 | 322559.1082 | 86888.9348 | 56714.7731 |  | Commercial CHP | Y | OS |  | Steam unit (PRMVR=ST) under 25MW/250 MMBtu/hr
EXCLUDE | AK | Utility Plants Section | 50308 | GEN3 | SUB | ST | 5 |  | 0 | 31972.8689 | 0.18399 | 645118.2164 | 173777.8696 | 156046.8204 |  | Commercial CHP | Y | OP |  | Steam unit (PRMVR=ST) under 25MW/250 MMBtu/hr
EXCLUDE | AK | Utility Plants Section | 50308 | GEN4 | SUB | ST | 5 |  | 0 | 31972.8689 | 0.18399 | 645118.2164 | 173777.8696 | 143962.7618 |  | Commercial CHP | Y | OP |  | Steam unit (PRMVR=ST) under 25MW/250 MMBtu/hr
EXCLUDE | AK | Utility Plants Section | 50308 | GEN5 | SUB | ST | 5 |  | 0 | 31972.8689 | 0.18399 | 645118.2164 | 173777.8696 | 165149.8973 |  | Commercial CHP | Y | OP |  | Steam unit (PRMVR=ST) under 25MW/250 MMBtu/hr
EXCLUDE | AK | Valdez | 6306 | 1 | DFO | IC | 0.5 | 0.5 | 0 | 0 |  |  | 0 | 0 |  | Electric Utility | N | OP |  | Internal Combustion (PRMVR=IC)
EXCLUDE | AK | Valdez | 6306 | 2 | DFO | IC | 0.5 | 0.5 | 0 | 0 |  |  | 0 | 0 |  | Electric Utility | N | OP |  | Internal Combustion (PRMVR=IC)
EXCLUDE | AK | Valdez | 6306 | 3 | DFO | IC | 0.5 | 0.5 | 0 | 0 |  |  | 0 | 0 |  | Electric Utility | N | OP |  | Internal Combustion (PRMVR=IC)
EXCLUDE | AK | Valdez | 6306 | 4 | DFO | IC | 1.9 | 1.5 | 0 | 0 |  |  | 0 | 0 |  | Electric Utility | N | OP |  | Internal Combustion (PRMVR=IC)
EXCLUDE | AK | Valdez | 6306 | 5 | DFO | IC | 2.6 | 2 | 0 | 0 |  |  | 0 | 0 |  | Electric Utility | N | OP |  | Internal Combustion (PRMVR=IC)
EXCLUDE | AK | Valdez | 6306 | 6 | DFO | IC | 0.9 | 0.8 | 0 | 0 |  |  | 0 | 0 |  | Electric Utility | N | OP |  | Internal Combustion (PRMVR=IC)
EXCLUDE | AK | Valdez | 6306 | 7 | DFO | GT | 2.8 | 2.8 | 0 | 47 |  |  | 47 | 70.843 |  | Electric Utility | N | OP |  | Simple Cycle Turbine (PRMVR=GT or OT) unit under 25MW
EXCLUDE | AK | Valdez Cogen | 7841 | 1 | JF | GT | 5.3 | 5.1 | 0 | 17519 | 0.67174 | 38947.6241 | 26080.1718 | 20553.3527 |  | Electric Utility | Y | OP |  | Simple Cycle Turbine (PRMVR=GT or OT) unit under 25MW
EXCLUDE | AK | Viking | 56147 | 1 | DFO | IC | 1 | 1 | 0 | 0 |  |  | 0 | 0 |  | Electric Utility | N | OP |  | Internal Combustion (PRMVR=IC)
EXCLUDE | AK | Westward Seafoods | 54305 | 2 | DFO | IC | 2.2 | 2.2 | 0 | 0 | 0.96427 | 0 | 0 | 0 |  | Industrial CHP | Y | OP |  | Internal Combustion (PRMVR=IC)
EXCLUDE | AK | Westward Seafoods | 54305 | 3 | DFO | IC | 2.2 | 2.2 | 0 | 0 | 0.96427 | 0 | 0 | 0 |  | Industrial CHP | Y | OP |  | Internal Combustion (PRMVR=IC)
EXCLUDE | AK | Westward Seafoods | 54305 | 4 | DFO | IC | 2.2 | 2.2 | 0 | 0 | 0.96427 | 0 | 0 | 0 |  | Industrial CHP | Y | OP |  | Internal Combustion (PRMVR=IC)
EXCLUDE | AK | Wrangell | 95 | 1 | DFO | IC | 1.3 | 1.3 | 0 | 0 |  |  | 0 | 0 |  | Electric Utility | N | RE | 2001 | Internal Combustion (PRMVR=IC)
EXCLUDE | AK | Wrangell | 95 | 2 | DFO | IC | 1.3 | 1.3 | 0 | 0 |  |  | 0 | 0 |  | Electric Utility | N | RE | 2001 | Internal Combustion (PRMVR=IC)
EXCLUDE | AK | Wrangell | 95 | 3 | DFO | IC | 1.3 | 1.3 | 0 | 0 |  |  | 0 | 0 |  | Electric Utility | N | RE | 2001 | Internal Combustion (PRMVR=IC)
EXCLUDE | AK | Wrangell | 95 | 4 | DFO | IC | 1.3 | 1.3 | 0 | 0 |  |  | 0 | 0 |  | Electric Utility | N | RE | 2001 | Internal Combustion (PRMVR=IC)
EXCLUDE | AK | Wrangell | 95 | 5 | DFO | IC | 0.5 | 0.5 | 0 | 0 |  |  | 0 | 0 |  | Electric Utility | N | RE | 2009 | Internal Combustion (PRMVR=IC)
EXCLUDE | AK | Wrangell | 95 | 7 | DFO | IC | 0.5 | 0.5 | 0 | 0 |  |  | 0 | 0 |  | Electric Utility | N | RE | 2009 | Internal Combustion (PRMVR=IC)
EXCLUDE | AK | Wrangell | 95 | 9 | DFO | IC | 2.5 | 2.5 | 0 | 0 |  |  | 0 | 0 |  | Electric Utility | N | OP |  | Internal Combustion (PRMVR=IC)
EXCLUDE | AK | Wrangell | 95 | 11 | DFO | IC | 2 | 2 | 0 | 0 |  |  | 0 | 0 |  | Electric Utility | N | OP |  | Internal Combustion (PRMVR=IC)
EXCLUDE | AK | Wrangell | 95 | 12 | DFO | IC | 2 | 2 | 0 | 0 |  |  | 0 | 0 |  | Electric Utility | N | OP |  | Internal Combustion (PRMVR=IC)
EXCLUDE | AK | Wrangell | 95 | 13 | DFO | IC | 2 | 2 | 0 | 0 |  |  | 0 | 0 |  | Electric Utility | N | OP |  | Internal Combustion (PRMVR=IC)
EXCLUDE | AK | Yakutat | 6637 | 3 | DFO | IC | 0.6 | 0.6 | 0 | 0 |  |  | 0 | 0 |  | Electric Utility | N | RE | 1999 | Internal Combustion (PRMVR=IC)
EXCLUDE | AK | Yakutat | 6637 | 4 | DFO | IC | 1.1 | 1.1 | 0 | 0 |  |  | 0 | 0 |  | Electric Utility | N | RE | 1993 | Internal Combustion (PRMVR=IC)
EXCLUDE | AK | Yakutat | 6637 | 5 | DFO | IC | 0.3 | 0.3 | 0 | 0 |  |  | 0 | 0 |  | Electric Utility | N | RE | 2006 | Internal Combustion (PRMVR=IC)
EXCLUDE | AK | Yakutat | 6637 | 6 | DFO | IC | 1.2 | 1.2 | 0 | 0 |  |  | 0 | 0 |  | Electric Utility | N | OP |  | Internal Combustion (PRMVR=IC)
EXCLUDE | AK | Yakutat | 6637 | 2A | DFO | IC | 0.8 | 0.8 | 0 | 0 |  |  | 0 | 0 |  | Electric Utility | N | RE | 1999 | Internal Combustion (PRMVR=IC)
EXCLUDE | AK | Yakutat | 6637 | 2B | DFO | IC | 0.8 | 0.8 | 0 | 0 |  |  | 0 | 0 |  | Electric Utility | N | OP |  | Internal Combustion (PRMVR=IC)
EXCLUDE | AK | Yakutat | 6637 | 3A | DFO | IC | 0.6 | 0.6 | 0 | 0 |  |  | 0 | 0 |  | Electric Utility | N | OP |  | Internal Combustion (PRMVR=IC)
EXCLUDE | AK | Yakutat | 6637 | 4A | DFO | IC | 1.1 | 1.1 | 0 | 0 |  |  | 0 | 0 |  | Electric Utility | N | OP |  | Internal Combustion (PRMVR=IC)
EXCLUDE | AL | ABC Coke | 56076 | 1 | OG | ST | 3.8 | 3.8 | 0 | 26480 | 0.12615 | 834494.0702 | 209912.1667 | 116446.874 |  | Industrial CHP | Y | OP |  | Steam unit (PRMVR=ST) under 25MW/250 MMBtu/hr
EXCLUDE | AL | Alabama Pine Pulp | 54429 | GEN2 | BLQ | ST | 69 | 64.2 | 0 | 41271 | 0.17079 | 911573.6792 | 241646.2226 | 1362748.3742 |  | Industrial CHP | Y | OP |  | Commercial/Industrial Unit
EXCLUDE | AL | Alabama River Pulp | 10216 | GEN1 | BLQ | ST | 48 | 44.6 | 0 | 14597 | 0.15102 | 373319.8952 | 96657.3521 | 1352754.5805 |  | Industrial CHP | Y | OP |  | Commercial/Industrial Unit
EXCLUDE | AL | Albertville | 7924 | DG1 | DFO | IC | 1 | 0.9 | 0 | 0 |  |  | 0 | 0 |  | Electric Utility | N | OP |  | Internal Combustion (PRMVR=IC)
EXCLUDE | AL | Albertville | 7924 | DG2 | DFO | IC | 1 | 0.9 | 0 | 0 |  |  | 0 | 0 |  | Electric Utility | N | OP |  | Internal Combustion (PRMVR=IC)
EXCLUDE | AL | Albertville | 7924 | DG3 | DFO | IC | 1 | 0.9 | 0 | 0 |  |  | 0 | 0 |  | Electric Utility | N | OP |  | Internal Combustion (PRMVR=IC)
EXCLUDE | AL | Albertville | 7924 | DG4 | DFO | IC | 1 | 0.9 | 0 | 0 |  |  | 0 | 0 |  | Electric Utility | N | OP |  | Internal Combustion (PRMVR=IC)
SSTLOGN | AL | AMEA Peaking | 56018 | 1 | NG | GT | 49.3 | 47.5 | 500 | 4711.5 |  |  | 4711.5 | 2486.1 |  | Electric Utility | N | OP
SSTLOGN | AL | AMEA Peaking | 56018 | 2 | NG | GT | 49.3 | 47.5 | 500 | 4711.5 |  |  | 4711.5 | 3071.4 |  | Electric Utility | N | OP
EXCLUDE | AL | APC1 | 7708 | 2 | NG | CC | 270 | 270 | 0 | 0 |  |  | 0 | 0 |  | Electric Utility | N | IP |  | Status of operation (IP,L,P,T,or U)
EXCLUDE | AL | APC2 | 7876 | 1 | NG | CC | 300 | 300 | 0 | 0 |  |  | 0 | 0 |  | Electric Utility | N | IP |  | Status of operation (IP,L,P,T,or U)
EXCLUDE | AL | APC3 | 7877 | 1 | NG | CC | 200 | 200 | 0 | 0 |  |  | 0 | 0 |  | Electric Utility | N | IP |  | Status of operation (IP,L,P,T,or U)
EXCLUDE | AL | Bankhead Dam | 2 | 1 | WAT | HY | 45 | 56 | 0 | 129035 |  |  | 129035 | 0 |  | Electric Utility | N | OP |  | Non Combustion (NUC, WAT, WND, GEO, or SUN)
COALST | AL | Barry | 3 | 1 | BIT | ST | 153.1 | 138 | 2322 | 312130 |  |  | 312130 | 313140.535 |  | Electric Utility | N | OP | 2019
COALST | AL | Barry | 3 | 2 | BIT | ST | 153.1 | 137 | 2359 | 191475 |  |  | 191475 | 224317.022 |  | Electric Utility | N | OP | 2019
COALST | AL | Barry | 3 | 3 | BIT | ST | 272 | 249 | 4318 | 710069 |  |  | 710069 | 835789.393 |  | Electric Utility | N | OP
COALST | AL | Barry | 3 | 4 | BIT | ST | 403.7 | 362 | 6372 | 1175685 |  |  | 1175685 | 1160876.45 |  | Electric Utility | N | OP
COALST | AL | Barry | 3 | 5 | BIT | ST | 788.8 | 726.5 | 11057 | 2264413 |  |  | 2264413 | 2409519.9 |  | Electric Utility | N | OP
NGCC | AL | Barry | 3 | A1CT | NG | CC | 170.1 | 154 | 3000 | 1223242.5064 |  |  | 1223242.5064 | 531503.3788 |  | Electric Utility | N | OP
NGCC | AL | Barry | 3 | A1CT2 | NG | CC | 170.1 | 154 | 3000 | 1223242.5064 |  |  | 1223242.5064 | 531503.3788 |  | Electric Utility | N | OP
NGCC | AL | Barry | 3 | A1ST | NG | CC | 195.2 | 173 | 3000 | 1403744.4871 |  |  | 1403744.4871 | 609932.1549 |  | Electric Utility | N | OP
NGCC | AL | Barry | 3 | A2C1 | NG | CC | 170.1 | 154 | 2127 | 1223242.5064 |  |  | 1223242.5064 | 531503.3788 |  | Electric Utility | N | OP
NGCC | AL | Barry | 3 | A2C2 | NG | CC | 170.1 | 154 | 2127 | 1223242.5064 |  |  | 1223242.5064 | 531503.3788 |  | Electric Utility | N | OP
NGCC | AL | Barry | 3 | A2ST | NG | CC | 195.2 | 173 | 2127 | 1403744.4871 |  |  | 1403744.4871 | 609932.1549 |  | Electric Utility | N | OP
EXCLUDE | AL | Bartletts Ferry | 702 | 1 | WAT | HY | 15 | 16.5 | 0 | 24940.3179 |  |  | 24940.3179 | 0 |  | Electric Utility | N | OP |  | Non Combustion (NUC, WAT, WND, GEO, or SUN)
EXCLUDE | AL | Bartletts Ferry | 702 | 2 | WAT | HY | 15 | 16.5 | 0 | 24940.3179 |  |  | 24940.3179 | 0 |  | Electric Utility | N | OP |  | Non Combustion (NUC, WAT, WND, GEO, or SUN)
EXCLUDE | AL | Bartletts Ferry | 702 | 3 | WAT | HY | 15 | 16.5 | 0 | 24940.3179 |  |  | 24940.3179 | 0 |  | Electric Utility | N | OP |  | Non Combustion (NUC, WAT, WND, GEO, or SUN)
EXCLUDE | AL | Bartletts Ferry | 702 | 4 | WAT | HY | 20 | 22 | 0 | 33253.7572 |  |  | 33253.7572 | 0 |  | Electric Utility | N | OP |  | Non Combustion (NUC, WAT, WND, GEO, or SUN)
EXCLUDE | AL | Bartletts Ferry | 702 | 5 | WAT | HY | 54 | 59.5 | 0 | 89785.1445 |  |  | 89785.1445 | 0 |  | Electric Utility | N | OP |  | Non Combustion (NUC, WAT, WND, GEO, or SUN)
EXCLUDE | AL | Bartletts Ferry | 702 | 6 | WAT | HY | 54 | 59.5 | 0 | 89785.1445 |  |  | 89785.1445 | 0 |  | Electric Utility | N | OP |  | Non Combustion (NUC, WAT, WND, GEO, or SUN)
EXCLUDE | AL | Bellefonte | 6150 | DG-1 | DFO | IC | 7 | 7 | 0 | 0 |  |  | 0 | 0 |  | Electric Utility | N | OP |  | Internal Combustion (PRMVR=IC)
EXCLUDE | AL | Bellefonte | 6150 | DG-2 | DFO | IC | 7 | 7 | 0 | 0 |  |  | 0 | 0 |  | Electric Utility | N | OP |  | Internal Combustion (PRMVR=IC)
EXCLUDE | AL | Big Escambia Creek | 50724 | 3011 | NG | ST | 1.2 | 1.1 | 0 | 0 |  |  | 0 | 0 |  | Industrial Non-CHP | N | OP |  | Steam unit (PRMVR=ST) under 25MW/250 MMBtu/hr
EXCLUDE | AL | Big Escambia Creek | 50724 | 3012 | NG | ST | 1.2 | 1.1 | 0 | 0 |  |  | 0 | 0 |  | Industrial Non-CHP | N | SB |  | Steam unit (PRMVR=ST) under 25MW/250 MMBtu/hr
EXCLUDE | AL | Big Escambia Creek | 50724 | 3023 | NG | ST | 1.2 | 1.1 | 0 | 0 |  |  | 0 | 0 |  | Industrial Non-CHP | N | SB |  | Steam unit (PRMVR=ST) under 25MW/250 MMBtu/hr
EXCLUDE | AL | Boise Cascade Pulp & Paper Mill | 55044 | STG1 | NG | ST | 18 | 17.8 | 0 | 113911.75 | 0.082088 | 5794789.3846 | 1387678.467 | 457799.7865 |  | Industrial CHP | Y | OP |  | Steam unit (PRMVR=ST) under 25MW/250 MMBtu/hr
EXCLUDE | AL | Browns Ferry | 46 | 1 | NUC | ST | 1152 | 1100.8 | 0 | 8217931.4665 |  |  | 8217931.4665 | 0 |  | Electric Utility | N | OP |  | Non Combustion (NUC, WAT, WND, GEO, or SUN)
EXCLUDE | AL | Browns Ferry | 46 | 2 | NUC | ST | 1152 | 1103.7 | 0 | 8217931.4665 |  |  | 8217931.4665 | 0 |  | Electric Utility | N | OP |  | Non Combustion (NUC, WAT, WND, GEO, or SUN)
EXCLUDE | AL | Browns Ferry | 46 | 3 | NUC | ST | 1190 | 1104.9 | 0 | 8489009.067 |  |  | 8489009.067 | 0 |  | Electric Utility | N | OP |  | Non Combustion (NUC, WAT, WND, GEO, or SUN)
SSTLOGN | AL | Calhoun Energy Center | 55409 | CAL1 | NG | GT | 187 | 158 | 1940 | 55332.999 |  |  | 55332.999 | 31617.909 |  | Electric Utility/IPP Non-CHP | N | OP
SSTLOGN | AL | Calhoun Energy Center | 55409 | CAL2 | NG | GT | 187 | 158 | 1940 | 55332.999 |  |  | 55332.999 | 26571.044 |  | Electric Utility/IPP Non-CHP | N | OP
SSTLOGN | AL | Calhoun Energy Center | 55409 | CAL3 | NG | GT | 187 | 158 | 1940 | 55332.999 |  |  | 55332.999 | 43449.594 |  | Electric Utility/IPP Non-CHP | N | OP
SSTLOGN | AL | Calhoun Energy Center | 55409 | CAL4 | NG | GT | 187 | 158 | 1940 | 55332.999 |  |  | 55332.999 | 39850.075 |  | Electric Utility/IPP Non-CHP | N | OP
COALST | AL | Charles R Lowman | 56 | 1 | BIT | ST | 66 | 80 | 1119 | 235992 |  |  | 235992 | 308722.988 |  | Electric Utility | N | OP
COALST | AL | Charles R Lowman | 56 | 2 | BIT | ST | 236 | 235 | 3103 | 1373616 |  |  | 1373616 | 1680284.777 |  | Electric Utility | N | OP
COALST | AL | Charles R Lowman | 56 | 3 | BIT | ST | 236 | 235 | 3010 | 1450876 |  |  | 1450876 | 1808046.828 |  | Electric Utility | N | OP
COALST | AL | Colbert | 47 | 1 | BIT | ST | 200 | 178 | 2463 | 819993 |  |  | 819993 | 915759.136 |  | Electric Utility | N | OP
COALST | AL | Colbert | 47 | 2 | BIT | ST | 200 | 178 | 2869 | 888018 |  |  | 888018 | 986594.611 |  | Electric Utility | N | OP
COALST | AL | Colbert | 47 | 3 | BIT | ST | 200 | 178 | 2805 | 891398 |  |  | 891398 | 979341.793 |  | Electric Utility | N | OP
COALST | AL | Colbert | 47 | 4 | BIT | ST | 200 | 178 | 2716 | 860617 |  |  | 860617 | 969755.836 |  | Electric Utility | N | OP
COALST | AL | Colbert | 47 | 5 | BIT | ST | 550 | 472 | 8070 | 1313822 |  |  | 1313822 | 1347193.262 |  | Electric Utility | N | OP
SSTLOGN | AL | Colbert | 47 | GT1 | NG | GT | 59.5 | 48.8 | 760 | 657.75 |  |  | 657.75 | 500.9757 |  | Electric Utility | N | OP
SSTLOGN | AL | Colbert | 47 | GT2 | NG | GT | 59.5 | 48.8 | 760 | 657.75 |  |  | 657.75 | 517.4101 |  | Electric Utility | N | OP
SSTLOGN | AL | Colbert | 47 | GT3 | NG | GT | 59.5 | 48.8 | 760 | 657.75 |  |  | 657.75 | 657.9736 |  | Electric Utility | N | OP
SSTLOGN | AL | Colbert | 47 | GT4 | NG | GT | 59.5 | 48.8 | 760 | 657.75 |  |  | 657.75 | 563.6393 |  | Electric Utility | N | OP
SSTLOGN | AL | Colbert | 47 | GT5 | NG | GT | 59.5 | 48.8 | 760 | 657.75 |  |  | 657.75 | 349.4948 |  | Electric Utility | N | OP
SSTLOGN | AL | Colbert | 47 | GT6 | NG | GT | 59.5 | 48.8 | 760 | 657.75 |  |  | 657.75 | 383.3864 |  | Electric Utility | N | OP
SSTLOGN | AL | Colbert | 47 | GT7 | NG | GT | 59.5 | 48.8 | 760 | 657.75 |  |  | 657.75 | 605.8241 |  | Electric Utility | N | OP
SSTLOGN | AL | Colbert | 47 | GT8 | NG | GT | 59.5 | 48.8 | 760 | 657.75 |  |  | 657.75 | 498.8892 |  | Electric Utility | N | OP
EXCLUDE | AL | Crestwood Dothan | 54985 | GEN1 | DFO | IC | 1 | 1.2 | 0 | 0 |  |  | 0 | 0 |  | IPP Non-CHP | N | OP |  | Internal Combustion (PRMVR=IC)
EXCLUDE | AL | Crestwood Dothan | 54985 | GEN2 | DFO | IC | 1 | 1.2 | 0 | 0 |  |  | 0 | 0 |  | IPP Non-CHP | N | OP |  | Internal Combustion (PRMVR=IC)
EXCLUDE | AL | Crestwood Dothan | 54985 | GEN3 | DFO | IC | 2 | 1.5 | 0 | 0 |  |  | 0 | 0 |  | IPP Non-CHP | N | OP |  | Internal Combustion (PRMVR=IC)
EXCLUDE | AL | Crestwood Dothan | 54985 | GEN5 | DFO | IC | 1 | 1.2 | 0 | 0 |  |  | 0 | 0 |  | IPP Non-CHP | N | OP |  | Internal Combustion (PRMVR=IC)
EXCLUDE | AL | Crestwood Dothan | 54985 | GEN7 | DFO | IC | 1 | 1.2 | 0 | 0 |  |  | 0 | 0 |  | IPP Non-CHP | N | SB |  | Internal Combustion (PRMVR=IC)
EXCLUDE | AL | Crestwood Dothan | 54985 | GEN8 | DFO | IC | 0.6 | 0.7 | 0 | 0 |  |  | 0 | 0 |  | IPP Non-CHP | N | SB |  | Internal Combustion (PRMVR=IC)
EXCLUDE | AL | Crestwood Dothan | 54985 | GEN9 | DFO | IC | 2 | 2 | 0 | 0 |  |  | 0 | 0 |  | IPP Non-CHP | N | OP |  | Internal Combustion (PRMVR=IC)
EXCLUDE | AL | Crestwood Dothan | 54985 | P83 | NG | ST | 5 | 4.2 | 0 | 0 |  |  | 0 | 0 |  | IPP Non-CHP | N | RE | 2003 | Steam unit (PRMVR=ST) under 25MW/250 MMBtu/hr
NGCC | AL | Decatur Energy Center | 55292 | CTG1 | NG | CC | 210.8 | 155 | 2236 | 1039934.0523 |  |  | 1039934.0523 | 445117.5876 |  | Electric Utility/IPP Non-CHP | N | OP
NGCC | AL | Decatur Energy Center | 55292 | CTG2 | NG | CC | 210.8 | 155 | 2236 | 1039934.0523 |  |  | 1039934.0523 | 445117.5876 |  | Electric Utility/IPP Non-CHP | N | OP
NGCC | AL | Decatur Energy Center | 55292 | CTG3 | NG | CC | 210.8 | 155 | 2236 | 1039934.0523 |  |  | 1039934.0523 | 445117.5876 |  | Electric Utility/IPP Non-CHP | N | OP
NGCC | AL | Decatur Energy Center | 55292 | STG1 | NG | CC | 270 | 260 | 2236 | 1331983.8431 |  |  | 1331983.8431 | 570122.1473 |  | Electric Utility/IPP Non-CHP | N | OP
EXCLUDE | AL | District 100 Transco Gas Pipe Line | 54743 | 1 | WH | ST | 0.8 | 0.7 | 0 | 0 |  |  | 0 | 0 |  | Commercial Non-CHP | N | RE | 2009 | Non Fossil fuel type
EXCLUDE | AL | District 100 Transco Gas Pipe Line | 54743 | 2 | WH | ST | 0.8 | 0.7 | 0 | 0 |  |  | 0 | 0 |  | Commercial Non-CHP | N | RE | 2009 | Non Fossil fuel type
EXCLUDE | AL | E B Harris Electric Generating Plant | 7897 | 3 | NG | CC | 615 | 615 | 0 | 0 |  |  | 0 | 0 |  | IPP Non-CHP | N | IP |  | Status of operation (IP,L,P,T,or U)
EXCLUDE | AL | E B Harris Electric Generating Plant | 7897 | 4 | NG | CC | 615 | 615 | 0 | 0 |  |  | 0 | 0 |  | IPP Non-CHP | N | IP |  | Status of operation (IP,L,P,T,or U)
NGCC | AL | E B Harris Electric Generating Plant | 7897 | CT1A | NG | CC | 185 | 638.2 | 2457 | 788426.1618 |  |  | 788426.1618 | 323382.4473 |  | Electric Utility/IPP Non-CHP | N | OP
NGCC | AL | E B Harris Electric Generating Plant | 7897 | CT1B | NG | CC | 185 |  | 2505.2 | 788426.1618 |  |  | 788426.1618 | 323382.4473 |  | Electric Utility/IPP Non-CHP | N | OP
NGCC | AL | E B Harris Electric Generating Plant | 7897 | CT2A | NG | CC | 185 | 630.5 | 2482.3 | 788426.1618 |  |  | 788426.1618 | 323382.4473 |  | Electric Utility/IPP Non-CHP | N | OP
NGCC | AL | E B Harris Electric Generating Plant | 7897 | CT2B | NG | CC | 185 |  | 2457 | 788426.1618 |  |  | 788426.1618 | 323382.4473 |  | Electric Utility/IPP Non-CHP | N | OP
NGCC | AL | E B Harris Electric Generating Plant | 7897 | ST1 | NG | CC | 282 |  | 2457 | 1201817.1764 |  |  | 1201817.1764 | 492939.7304 |  | Electric Utility/IPP Non-CHP | N | OP
NGCC | AL | E B Harris Electric Generating Plant | 7897 | ST2 | NG | CC | 282 |  | 2482.3 | 1201817.1764 |  |  | 1201817.1764 | 492939.7304 |  | Electric Utility/IPP Non-CHP | N | OP
COALST | AL | E C Gaston | 26 | 1 | BIT | ST | 272 | 254 | 5462 | 1500643 |  |  | 1500643 | 1661720.555 |  | Electric Utility | N | OP
COALST | AL | E C Gaston | 26 | 2 | BIT | ST | 272 | 256 | 5324 | 1582287 |  |  | 1582287 | 1781157.672 |  | Electric Utility | N | OP
COALST | AL | E C Gaston | 26 | 3 | BIT | ST | 272 | 254 | 5077.2 | 1473503 |  |  | 1473503 | 1700152.249 |  | Electric Utility | N | OP
COALST | AL | E C Gaston | 26 | 5 | BIT | ST | 952 | 842 | 11074 | 5390842 |  |  | 5390842 | 5489541.75 |  | Electric Utility | N | OP
EXCLUDE | AL | E C Gaston | 26 | GT4 | DFO | GT | 21.2 | 16 | 0 | 172 |  |  | 172 | 299.5134 |  | Electric Utility | N | OP |  | Simple Cycle Turbine (PRMVR=GT or OT) unit under 25MW
COALST | AL | E C Gaston | 26 | ST4 | BIT | ST | 244.8 | 256 | 3635 | 1336587 |  |  | 1336587 | 1303696.101 |  | Electric Utility | N | OP
EXCLUDE | AL | ExxonMobil Mobile Bay Onshore | 54550 | 901 | NG | CC | 0.9 | 0.9 | 0 | 4146.75 | 0.84633 | 3425.2448 | 4899.6614 | 3476.4008 |  | Industrial CHP | Y | OP |  | Combined Cycle (PRMVR=CC) unit under 25MW
EXCLUDE | AL | ExxonMobil Mobile Bay Onshore | 54550 | 901A | NG | CC | 3.7 | 3.4 | 0 | 17047.75 | 0.84633 | 14081.5618 | 20143.0523 | 14291.8699 |  | Industrial CHP | Y | OP |  | Combined Cycle (PRMVR=CC) unit under 25MW
EXCLUDE | AL | ExxonMobil Mobile Bay Onshore | 54550 | 901B | NG | CC | 3.7 | 3.4 | 0 | 17047.75 | 0.84633 | 14081.5618 | 20143.0523 | 14291.8699 |  | Industrial CHP | Y | OP |  | Combined Cycle (PRMVR=CC) unit under 25MW
EXCLUDE | AL | ExxonMobil Mobile Bay Onshore | 54550 | 901C | NG | CC | 3.7 | 3.4 | 0 | 17047.75 | 0.84633 | 14081.5618 | 20143.0523 | 14291.8699 |  | Industrial CHP | Y | SB |  | Combined Cycle (PRMVR=CC) unit under 25MW
EXCLUDE | AL | Fairfield Works | 50730 | GEN1 | BFG | ST | 20 | 20 | 0 | 93194.69 |  |  | 93194.69 | 158912.6155 |  | Industrial Non-CHP | N | OP |  | Steam unit (PRMVR=ST) under 25MW/250 MMBtu/hr
EXCLUDE | AL | Fairfield Works | 50730 | GEN2 | BFG | ST | 20 | 20 | 0 | 45801.46 |  |  | 45801.46 | 78099.19 |  | Industrial Non-CHP | N | OP |  | Steam unit (PRMVR=ST) under 25MW/250 MMBtu/hr
EXCLUDE | AL | Fairfield Works | 50730 | GEN3 | BFG | ST | 20 | 20 | 0 | 107280.06 |  |  | 107280.06 | 126720.8008 |  | Industrial Non-CHP | N | OP |  | Steam unit (PRMVR=ST) under 25MW/250 MMBtu/hr
EXCLUDE | AL | Fairfield Works | 50730 | GEN4 | BFG | ST | 22 | 20 | 0 | 58418.25 |  |  | 58418.25 | 99612.9383 |  | Industrial Non-CHP | N | OP |  | Steam unit (PRMVR=ST) under 25MW/250 MMBtu/hr
COALST | AL | Gadsden | 7 | 1 | BIT | ST | 69 | 64 | 1142 | 184717 | 0.60184 | 555938.8555 | 306919.2689 | 303172.252 |  | Electric Utility | Y | OP | 2014
COALST | AL | Gadsden | 7 | 2 | BIT | ST | 69 | 66 | 1090 | 45483 | 0.73222 | 75672.5054 | 62116.757 | 62084.598 |  | Electric Utility | Y | OP | 2014
EXCLUDE | AL | Gantt | 53 | 3 | WAT | HY | 1.2 | 1 | 0 | 1112.4 |  |  | 1112.4 | 0 |  | Electric Utility | N | OP |  | Non Combustion (NUC, WAT, WND, GEO, or SUN)
EXCLUDE | AL | Gantt | 53 | 4 | WAT | HY | 1.8 | 1.8 | 0 | 1668.6 |  |  | 1668.6 | 0 |  | Electric Utility | N | OP |  | Non Combustion (NUC, WAT, WND, GEO, or SUN)
NGCC | AL | General Electric Plastic | 7698 | 1 | NG | CC | 82.2 | 85 | 1365 | 395714.1897 | 0.7652 | 552397.5468 | 517138.035 | 264427.9512 |  | Electric Utility/Cogeneration | Y | OP
NGCC | AL | General Electric Plastic | 7698 | 2 | NG | CC | 14.8 | 12 | 1365 | 71247.8103 | 0.11534 | 2486124.1691 | 617728.7971 | 47609.8988 | 1 | Electric Utility/Cogeneration | Y | OP
EXCLUDE | AL | Georgia Pacific Brewton Mill | 54789 | 1TG | BLQ | ST | 12.5 | 10.4 | 0 | 73802.896 | 0.18708 | 1458982.8173 | 394505.4496 | 426779.1119 |  | Industrial CHP | Y | OP |  | Steam unit (PRMVR=ST) under 25MW/250 MMBtu/hr
EXCLUDE | AL | Georgia Pacific Brewton Mill | 54789 | 2TG | BLQ | ST | 12.5 | 9.9 | 0 | 67427.464 | 0.18708 | 1332949.2028 | 360426.263 | 389911.9785 |  | Industrial CHP | Y | OP |  | Steam unit (PRMVR=ST) under 25MW/250 MMBtu/hr
EXCLUDE | AL | Georgia Pacific Brewton Mill | 54789 | 3TG | BLQ | ST | 15.9 | 14.7 | 0 | 105693.5 | 0.18708 | 2089416.6592 | 564973.2463 | 611192.521 |  | Industrial CHP | Y | OP |  | Steam unit (PRMVR=ST) under 25MW/250 MMBtu/hr
EXCLUDE | AL | Georgia Pacific Naheola Mill | 10699 | GEN1 | BLQ | ST | 15.6 | 14.5 | 0 | 82286 | 0.14372 | 2230291.9427 | 572531.8842 | 522564.1687 |  | Industrial CHP | Y | OP |  | Steam unit (PRMVR=ST) under 25MW/250 MMBtu/hr
EXCLUDE | AL | Georgia Pacific Naheola Mill | 10699 | GEN2 | BLQ | ST | 15.6 | 14.5 | 0 | 33449 | 0.14372 | 906606.6548 | 232732.4089 | 212420.6898 |  | Industrial CHP | Y | OP |  | Steam unit (PRMVR=ST) under 25MW/250 MMBtu/hr
EXCLUDE | AL | Georgia Pacific Naheola Mill | 10699 | GT3 | BLQ | ST | 47.1 | 43.8 | 0 | 164581 | 0.14372 | 4460827.8228 | 1145126.389 | 1045185.4927 |  | Industrial CHP | Y | OP |  | Commercial/Industrial Unit
EXCLUDE | AL | Goat Rock | 707 | 1 | WAT | HY | 3 | 3.1 | 0 | 0 |  |  | 0 | 0 |  | Electric Utility | N | RE | 2001 | Non Combustion (NUC, WAT, WND, GEO, or SUN)
EXCLUDE | AL | Goat Rock | 707 | 2 | WAT | HY | 3 | 3.1 | 0 | 0 |  |  | 0 | 0 |  | Electric Utility | N | RE | 2001 | Non Combustion (NUC, WAT, WND, GEO, or SUN)
EXCLUDE | AL | Goat Rock | 707 | 3 | WAT | HY | 5 | 5 | 0 | 15656.9948 |  |  | 15656.9948 | 0 |  | Electric Utility | N | OP |  | Non Combustion (NUC, WAT, WND, GEO, or SUN)
EXCLUDE | AL | Goat Rock | 707 | 4 | WAT | HY | 5 | 5 | 0 | 15656.9948 |  |  | 15656.9948 | 0 |  | Electric Utility | N | OP |  | Non Combustion (NUC, WAT, WND, GEO, or SUN)
EXCLUDE | AL | Goat Rock | 707 | 5 | WAT | HY | 5 | 5 | 0 | 15656.9948 |  |  | 15656.9948 | 0 |  | Electric Utility | N | OP |  | Non Combustion (NUC, WAT, WND, GEO, or SUN)
EXCLUDE | AL | Goat Rock | 707 | 6 | WAT | HY | 5 | 5 | 0 | 15656.9948 |  |  | 15656.9948 | 0 |  | Electric Utility | N | OP |  | Non Combustion (NUC, WAT, WND, GEO, or SUN)
EXCLUDE | AL | Goat Rock | 707 | 7 | WAT | HY | 9.3 | 9.4 | 0 | 29122.0104 |  |  | 29122.0104 | 0 |  | Electric Utility | N | OP |  | Non Combustion (NUC, WAT, WND, GEO, or SUN)
EXCLUDE | AL | Goat Rock | 707 | 8 | WAT | HY | 9.3 | 9.4 | 0 | 29122.0104 |  |  | 29122.0104 | 0 |  | Electric Utility | N | OP |  | Non Combustion (NUC, WAT, WND, GEO, or SUN)
COALST | AL | Gorgas | 8 | 6 | BIT | ST | 125 | 103 | 3096 | 240813 |  |  | 240813 | 271202.533 |  | Electric Utility | N | OP | 2016
COALST | AL | Gorgas | 8 | 7 | BIT | ST | 125 | 104 | 2319 | 273543 |  |  | 273543 | 317610.82 |  | Electric Utility | N | OP | 2017
COALST | AL | Gorgas | 8 | 8 | BIT | ST | 187.5 | 161 | 2846 | 516932 |  |  | 516932 | 591168.976 |  | Electric Utility | N | OP
COALST | AL | Gorgas | 8 | 9 | BIT | ST | 190.4 | 170 | 2778 | 556386 |  |  | 556386 | 640331.81 |  | Electric Utility | N | OP
COALST | AL | Gorgas | 8 | 10 | BIT | ST | 788.8 | 703 | 11025 | 3348756 |  |  | 3348756 | 3636668.168 |  | Electric Utility | N | OP
COALST | AL | Greene County | 10 | 1 | BIT | ST | 299.2 | 254 | 3381 | 1400091 |  |  | 1400091 | 1601363.234 |  | Electric Utility | N | OP
COALST | AL | Greene County | 10 | 2 | BIT | ST | 269.2 | 243 | 3334 | 993583 |  |  | 993583 | 1079248.641 |  | Electric Utility | N | OP
SSTLOGN | AL | Greene County | 10 | GT10 | NG | GT | 80 | 85 | 1294 | 9120.3333 |  |  | 9120.3333 | 8121.4 |  | Electric Utility | N | OP
SSTLOGN | AL | Greene County | 10 | GT2 | NG | GT | 80 | 84 | 1375 | 9120.3333 |  |  | 9120.3333 | 9109.789 |  | Electric Utility | N | OP
SSTLOGN | AL | Greene County | 10 | GT3 | NG | GT | 80 | 82 | 1307.2 | 9120.3333 |  |  | 9120.3333 | 9844.404 |  | Electric Utility | N | OP
SSTLOGN | AL | Greene County | 10 | GT4 | NG | GT | 80 | 81 | 1294 | 9120.3333 |  |  | 9120.3333 | 6404.508 |  | Electric Utility | N | OP
SSTLOGN | AL | Greene County | 10 | GT5 | NG | GT | 80 | 82 | 1294 | 9120.3333 |  |  | 9120.3333 | 6841.282 |  | Electric Utility | N | OP
SSTLOGN | AL | Greene County | 10 | GT6 | NG | GT | 80 | 81 | 1308.9 | 9120.3333 |  |  | 9120.3333 | 6760.784 |  | Electric Utility | N | OP
SSTLOGN | AL | Greene County | 10 | GT7 | NG | GT | 80 | 80 | 1294 | 9120.3333 |  |  | 9120.3333 | 7475.599 |  | Electric Utility | N | OP
SSTLOGN | AL | Greene County | 10 | GT8 | NG | GT | 80 | 83 | 1294 | 9120.3333 |  |  | 9120.3333 | 10836.396 |  | Electric Utility | N | OP
SSTLOGN | AL | Greene County | 10 | GT9 | NG | GT | 80 | 82 | 1334.7 | 9120.3333 |  |  | 9120.3333 | 10160.671 |  | Electric Utility | N | OP
EXCLUDE | AL | Guntersville | 48 | 1 | WAT | HY | 28.8 | 31 | 0 | 180496.25 |  |  | 180496.25 | 0 |  | Electric Utility | N | OP |  | Non Combustion (NUC, WAT, WND, GEO, or SUN)
EXCLUDE | AL | Guntersville | 48 | 2 | WAT | HY | 28.8 | 30.6 | 0 | 180496.25 |  |  | 180496.25 | 0 |  | Electric Utility | N | OP |  | Non Combustion (NUC, WAT, WND, GEO, or SUN)
EXCLUDE | AL | Guntersville | 48 | 3 | WAT | HY | 28.8 | 29.8 | 0 | 180496.25 |  |  | 180496.25 | 0 |  | Electric Utility | N | OP |  | Non Combustion (NUC, WAT, WND, GEO, or SUN)
EXCLUDE | AL | Guntersville | 48 | 4 | WAT | HY | 28.8 | 31.3 | 0 | 180496.25 |  |  | 180496.25 | 0 |  | Electric Utility | N | OP |  | Non Combustion (NUC, WAT, WND, GEO, or SUN)
NGCC | AL | H Allen Franklin Combined Cycle | 7710 | CT1A | NG | CC | 203.1 | 557.1 | 2184.5 | 976146.3092 |  |  | 976146.3092 | 408903.5391 |  | Electric Utility/IPP Non-CHP | N | OP
NGCC | AL | H Allen Franklin Combined Cycle | 7710 | CT1B | NG | CC | 203.1 |  | 2193.4 | 976146.3092 |  |  | 976146.3092 | 408903.5391 |  | Electric Utility/IPP Non-CHP | N | OP
NGCC | AL | H Allen Franklin Combined Cycle | 7710 | CT2A | NG | CC | 203.1 | 632.3 | 2529 | 976146.3092 |  |  | 976146.3092 | 408903.5391 |  | Electric Utility/IPP Non-CHP | N | OP
NGCC | AL | H Allen Franklin Combined Cycle | 7710 | CT2B | NG | CC | 203.1 |  | 2529.8 | 976146.3092 |  |  | 976146.3092 | 408903.5391 |  | Electric Utility/IPP Non-CHP | N | OP
NGCC | AL | H Allen Franklin Combined Cycle | 7710 | CT3A | NG | CC | 203.1 | 625.6 | 2589 | 976146.3092 |  |  | 976146.3092 | 408903.5391 |  | Electric Utility/IPP Non-CHP | N | OP
NGCC | AL | H Allen Franklin Combined Cycle | 7710 | CT3B | NG | CC | 203.1 |  | 2559 | 976146.3092 |  |  | 976146.3092 | 408903.5391 |  | Electric Utility/IPP Non-CHP | N | OP
EXCLUDE | AL | H Allen Franklin Combined Cycle | 7710 | CT4A | NG | CC | 203.1 | 203.1 | 0 | 0 |  |  | 0 | 0 |  | IPP Non-CHP | N | IP |  | Status of operation (IP,L,P,T,or U)
EXCLUDE | AL | H Allen Franklin Combined Cycle | 7710 | CT4B | NG | CC | 203.1 | 203.1 | 0 | 0 |  |  | 0 | 0 |  | IPP Non-CHP | N | IP |  | Status of operation (IP,L,P,T,or U)
NGCC | AL | H Allen Franklin Combined Cycle | 7710 | ST1 | NG | CC | 213.3 |  | 2184.5 | 1025169.9052 |  |  | 1025169.9052 | 429439.3151 |  | Electric Utility/IPP Non-CHP | N | OP
NGCC | AL | H Allen Franklin Combined Cycle | 7710 | ST2 | NG | CC | 281.9 |  | 2529 | 1354877.6197 |  |  | 1354877.6197 | 567552.475 |  | Electric Utility/IPP Non-CHP | N | OP
NGCC | AL | H Allen Franklin Combined Cycle | 7710 | ST3 | NG | CC | 281.9 |  | 2589 | 1354877.6197 |  |  | 1354877.6197 | 567552.475 |  | Electric Utility/IPP Non-CHP | N | OP
EXCLUDE | AL | H Allen Franklin Combined Cycle | 7710 | ST4 | NG | CC | 281.9 | 282 | 0 | 0 |  |  | 0 | 0 |  | IPP Non-CHP | N | IP |  | Status of operation (IP,L,P,T,or U)
EXCLUDE | AL | H Neely Henry Dam | 11 | 1 | WAT | HY | 24.3 | 23.3 | 0 | 49869.6667 |  |  | 49869.6667 | 0 |  | Electric Utility | N | OP |  | Non Combustion (NUC, WAT, WND, GEO, or SUN)
EXCLUDE | AL | H Neely Henry Dam | 11 | 2 | WAT | HY | 24.3 | 23.3 | 0 | 49869.6667 |  |  | 49869.6667 | 0 |  | Electric Utility | N | OP |  | Non Combustion (NUC, WAT, WND, GEO, or SUN)
EXCLUDE | AL | H Neely Henry Dam | 11 | 3 | WAT | HY | 24.3 | 23.4 | 0 | 49869.6667 |  |  | 49869.6667 | 0 |  | Electric Utility | N | OP |  | Non Combustion (NUC, WAT, WND, GEO, or SUN)
EXCLUDE | AL | Harris Dam | 6188 | 1 | WAT | HY | 67.5 | 66 | 0 | 42241.5 |  |  | 42241.5 | 0 |  | Electric Utility | N | OP |  | Non Combustion (NUC, WAT, WND, GEO, or SUN)
EXCLUDE | AL | Harris Dam | 6188 | 2 | WAT | HY | 67.5 | 66 | 0 | 42241.5 |  |  | 42241.5 | 0 |  | Electric Utility | N | OP |  | Non Combustion (NUC, WAT, WND, GEO, or SUN)
NGCC | AL | Hillabee Energy Center | 55411 | HEC1 | NG | CC | 258.4 | 207.3 | 3000 | 1309607.8182 |  |  | 1309607.8182 | 560854.8892 |  | Electric Utility/IPP Non-CHP | N | OP
NGCC | AL | Hillabee Energy Center | 55411 | HEC2 | NG | CC | 258.4 | 207.3 | 3000 | 1309607.8182 |  |  | 1309607.8182 | 560854.8892 |  | Electric Utility/IPP Non-CHP | N | OP
NGCC | AL | Hillabee Energy Center | 55411 | HECS | NG | CC | 306 | 280.8 | 3000 | 1550851.3636 |  |  | 1550851.3636 | 664170.2636 |  | Electric Utility/IPP Non-CHP | N | OP
NGCC | AL | Hog Bayou Energy Center | 55241 | CT01 | NG | CC | 200 | 155 | 2493 | 514020 |  |  | 514020 | 234241.5664 |  | Electric Utility/IPP Non-CHP | N | OP
NGCC | AL | Hog Bayou Energy Center | 55241 | ST01 | NG | CC | 80 | 75 | 2493 | 205608 |  |  | 205608 | 93696.6266 |  | Electric Utility/IPP Non-CHP | N | OP
EXCLUDE | AL | Holt Dam | 12 | 1 | WAT | HY | 40 | 45 | 0 | 80123 |  |  | 80123 | 0 |  | Electric Utility | N | OP | 2015 | Non Combustion (NUC, WAT, WND, GEO, or SUN)
EXCLUDE | AL | International Paper Courtland Mill | 50245 | ABB | BLQ | ST | 61.2 | 62 | 0 | 250347.52 | 0.18131 | 5142740.7536 | 1380785.8451 | 842411.3143 |  | Industrial CHP | Y | OP |  | Commercial/Industrial Unit
EXCLUDE | AL | International Paper Courtland Mill | 50245 | GE | BLQ | ST | 27.5 | 27 | 0 | 119572.71 | 0.18131 | 2456311.3257 | 659500.4633 | 402358.3049 |  | Industrial CHP | Y | OP |  | Commercial/Industrial Unit
EXCLUDE | AL | International Paper Courtland Mill | 50245 | GT | NG | GT | 38.4 | 30 | 0 | 50562.12 | 0.37972 | 375748.5732 | 133156.3257 | 43096.0982 |  | Industrial CHP | Y | OP |  | Commercial/Industrial Unit
EXCLUDE | AL | International Paper Prattville Mill | 52140 | GEN1 | BLQ | ST | 40.5 | 31.8 | 706.2695 | 230229 | 0.19195 | 4409038.6361 | 1199390.4821 | 352967.3551 |  | Industrial CHP/Pulp & Paper Mill | Y | OP |  | Commercial/Industrial Unit
EXCLUDE | AL | International Paper Prattville Mill | 52140 | GEN2 | BLQ | ST | 49.3 | 44.2 | 859.7305 | 335301 | 0.19195 | 6421237.3929 | 1746768.7739 | 514054.733 |  | Industrial CHP/Pulp & Paper Mill | Y | OP |  | Commercial/Industrial Unit
EXCLUDE | AL | International Paper Riverdale Mill | 54096 | GEN1 | NG | ST | 11.6 | 7 | 0 | 62585 |  |  | 62585 | 157349.3211 |  | Industrial CHP | N | OP |  | Steam unit (PRMVR=ST) under 25MW/250 MMBtu/hr
EXCLUDE | AL | International Paper Riverdale Mill | 54096 | GEN2 | NG | ST | 37.4 | 31 | 0 | 250901 |  |  | 250901 | 630807.7339 |  | Industrial CHP | N | OP |  | Commercial/Industrial Unit
EXCLUDE | AL | International Paper Riverdale Mill | 54096 | GEN3 | NG | CC | 17 | 5 | 0 | 73309.7283 |  |  | 73309.7283 | 65800.7873 |  | Industrial CHP | N | OP |  | Combined Cycle (PRMVR=CC) unit under 25MW
EXCLUDE | AL | International Paper Riverdale Mill | 54096 | GEN4 | NG | CC | 38.2 | 32 | 0 | 164731.2717 | 0.44717 | 926490.5552 | 368385.409 | 147858.2398 |  | Industrial CHP | Y | SB |  | Commercial/Industrial Unit
COALST | AL | James H Miller Jr | 6002 | 1 | SUB | ST | 705.5 | 672.6 | 11845 | 5189010 |  |  | 5189010 | 5914147.125 |  | Electric Utility | N | OP
COALST | AL | James H Miller Jr | 6002 | 2 | SUB | ST | 705.5 | 664.6 | 10117 | 5180067 |  |  | 5180067 | 5956284.425 |  | Electric Utility | N | OP
COALST | AL | James H Miller Jr | 6002 | 3 | SUB | ST | 705.5 | 669 | 9489 | 5083261 |  |  | 5083261 | 5965686.65 |  | Electric Utility | N | OP
COALST | AL | James H Miller Jr | 6002 | 4 | SUB | ST | 705.5 | 669 | 11520 | 5196757 |  |  | 5196757 | 6297822.8 |  | Electric Utility | N | OP
EXCLUDE | AL | Jones Bluff | 6131 | 1 | WAT | HY | 20.5 | 20.5 | 0 | 62044.5 |  |  | 62044.5 | 0 |  | Electric Utility | N | OP |  | Non Combustion (NUC, WAT, WND, GEO, or SUN)
EXCLUDE | AL | Jones Bluff | 6131 | 2 | WAT | HY | 20.5 | 20.5 | 0 | 62044.5 |  |  | 62044.5 | 0 |  | Electric Utility | N | OP |  | Non Combustion (NUC, WAT, WND, GEO, or SUN)
EXCLUDE | AL | Jones Bluff | 6131 | 3 | WAT | HY | 20.5 | 20.5 | 0 | 62044.5 |  |  | 62044.5 | 0 |  | Electric Utility | N | OP |  | Non Combustion (NUC, WAT, WND, GEO, or SUN)
EXCLUDE | AL | Jones Bluff | 6131 | 4 | WAT | HY | 20.5 | 20.5 | 0 | 62044.5 |  |  | 62044.5 | 0 |  | Electric Utility | N | OP |  | Non Combustion (NUC, WAT, WND, GEO, or SUN)
EXCLUDE | AL | Jordan Dam | 13 | 1 | WAT | HY | 25 | 25 | 0 | 56275.25 |  |  | 56275.25 | 0 |  | Electric Utility | N | OP |  | Non Combustion (NUC, WAT, WND, GEO, or SUN)
EXCLUDE | AL | Jordan Dam | 13 | 2 | WAT | HY | 25 | 25 | 0 | 56275.25 |  |  | 56275.25 | 0 |  | Electric Utility | N | OP |  | Non Combustion (NUC, WAT, WND, GEO, or SUN)
EXCLUDE | AL | Jordan Dam | 13 | 3 | WAT | HY | 25 | 25 | 0 | 56275.25 |  |  | 56275.25 | 0 |  | Electric Utility | N | OP |  | Non Combustion (NUC, WAT, WND, GEO, or SUN)
EXCLUDE | AL | Jordan Dam | 13 | 4 | WAT | HY | 25 | 25 | 0 | 56275.25 |  |  | 56275.25 | 0 |  | Electric Utility | N | OP |  | Non Combustion (NUC, WAT, WND, GEO, or SUN)
EXCLUDE | AL | Joseph M Farley | 6001 | 1 | NUC | ST | 888.2 | 874 | 0 | 7215625 |  |  | 7215625 | 0 |  | Electric Utility | N | OP |  | Non Combustion (NUC, WAT, WND, GEO, or SUN)
EXCLUDE | AL | Joseph M Farley | 6001 | 2 | NUC | ST | 888.2 | 860 | 0 | 7215625 |  |  | 7215625 | 0 |  | Electric Utility | N | OP |  | Non Combustion (NUC, WAT, WND, GEO, or SUN)
EXCLUDE | AL | Langdale | 711 | 5 | WAT | HY | 0.5 | 0.3 | 0 | 0 |  |  | 0 | 0 |  | Electric Utility | N | OP |  | Non Combustion (NUC, WAT, WND, GEO, or SUN)
EXCLUDE | AL | Langdale | 711 | 6 | WAT | HY | 0.5 | 0.3 | 0 | 0 |  |  | 0 | 0 |  | Electric Utility | N | OP |  | Non Combustion (NUC, WAT, WND, GEO, or SUN)
EXCLUDE | AL | Lay Dam | 15 | 1 | WAT | HY | 29.5 | 29.8 | 0 | 77425.1667 |  |  | 77425.1667 | 0 |  | Electric Utility | N | OP |  | Non Combustion (NUC, WAT, WND, GEO, or SUN)
EXCLUDE | AL | Lay Dam | 15 | 2 | WAT | HY | 29.5 | 29.8 | 0 | 77425.1667 |  |  | 77425.1667 | 0 |  | Electric Utility | N | OP |  | Non Combustion (NUC, WAT, WND, GEO, or SUN)
EXCLUDE | AL | Lay Dam | 15 | 3 | WAT | HY | 29.5 | 29.8 | 0 | 77425.1667 |  |  | 77425.1667 | 0 |  | Electric Utility | N | OP |  | Non Combustion (NUC, WAT, WND, GEO, or SUN)
EXCLUDE | AL | Lay Dam | 15 | 4 | WAT | HY | 29.5 | 29.8 | 0 | 77425.1667 |  |  | 77425.1667 | 0 |  | Electric Utility | N | OP |  | Non Combustion (NUC, WAT, WND, GEO, or SUN)
EXCLUDE | AL | Lay Dam | 15 | 5 | WAT | HY | 29.5 | 29.8 | 0 | 77425.1667 |  |  | 77425.1667 | 0 |  | Electric Utility | N | OP |  | Non Combustion (NUC, WAT, WND, GEO, or SUN)
EXCLUDE | AL | Lay Dam | 15 | 6 | WAT | HY | 29.5 | 29.8 | 0 | 77425.1667 |  |  | 77425.1667 | 0 |  | Electric Utility | N | OP |  | Non Combustion (NUC, WAT, WND, GEO, or SUN)
SSTLOGN | AL | Lee County | 55138 | UN1 | NG | GT | 51.5 | 50 | 830 | 1911 |  |  | 1911 | 1703.5205 |  | Electric Utility/IPP Non-CHP | N | OP
SSTLOGN | AL | Lee County | 55138 | UN2 | NG | GT | 51.5 | 50 | 830 | 1911 |  |  | 1911 | 1467.4104 |  | Electric Utility/IPP Non-CHP | N | OP
EXCLUDE | AL | Lewis Smith Dam | 18 | 1 | WAT | HY | 78.7 | 90 | 0 | 122251.5 |  |  | 122251.5 | 0 |  | Electric Utility | N | OP |  | Non Combustion (NUC, WAT, WND, GEO, or SUN)
EXCLUDE | AL | Lewis Smith Dam | 18 | 2 | WAT | HY | 78.7 | 90 | 0 | 122251.5 |  |  | 122251.5 | 0 |  | Electric Utility | N | OP |  | Non Combustion (NUC, WAT, WND, GEO, or SUN)
EXCLUDE | AL | Logan Martin Dam | 14 | 1 | WAT | HY | 42.7 | 45 | 0 | 101517.6667 |  |  | 101517.6667 | 0 |  | Electric Utility | N | OP |  | Non Combustion (NUC, WAT, WND, GEO, or SUN)
EXCLUDE | AL | Logan Martin Dam | 14 | 2 | WAT | HY | 42.7 | 45 | 0 | 101517.6667 |  |  | 101517.6667 | 0 |  | Electric Utility | N | OP |  | Non Combustion (NUC, WAT, WND, GEO, or SUN)
EXCLUDE | AL | Logan Martin Dam | 14 | 3 | WAT | HY | 42.7 | 45 | 0 | 101517.6667 |  |  | 101517.6667 | 0 |  | Electric Utility | N | OP |  | Non Combustion (NUC, WAT, WND, GEO, or SUN)
EXCLUDE | AL | M C Dixon Lumber | 54745 | GEN1 | WDS | ST | 2.5 | 2.1 | 0 | 0 |  |  | 0 | 0 |  | Industrial Non-CHP | N | SB |  | Non Fossil fuel type
EXCLUDE | AL | Martin Dam | 16 | 1 | WAT | HY | 50.2 | 46.5 | 0 | 40015.3115 |  |  | 40015.3115 | 0 |  | Electric Utility | N | OP | 2013 | Non Combustion (NUC, WAT, WND, GEO, or SUN)
EXCLUDE | AL | Martin Dam | 16 | 2 | WAT | HY | 50.2 | 46.5 | 0 | 40015.3115 |  |  | 40015.3115 | 0 |  | Electric Utility | N | OP | 2013 | Non Combustion (NUC, WAT, WND, GEO, or SUN)
EXCLUDE | AL | Martin Dam | 16 | 3 | WAT | HY | 50.2 | 46.5 | 0 | 40015.3115 |  |  | 40015.3115 | 0 |  | Electric Utility | N | OP | 2013 | Non Combustion (NUC, WAT, WND, GEO, or SUN)
EXCLUDE | AL | Martin Dam | 16 | 4 | WAT | HY | 60 | 46.5 | 0 | 47827.0655 |  |  | 47827.0655 | 0 |  | Electric Utility | N | OP | 2013 | Non Combustion (NUC, WAT, WND, GEO, or SUN)
EXCLUDE | AL | McIntosh | 7063 | 1 | NG | CE | 110 | 110 | 550 | 0 |  |  | 0 | 0 |  | Electric Utility | N | OP |  | Energy Storage Battery or Energy Storage Compressed Air or Flywheel (PRMVR=BA or CE or FW)
SSTLOGN | AL | McIntosh | 7063 | 2 | NG | GT | 113 | 114 | 1423 | 40652.8398 |  |  | 40652.8398 | 21087.0871 |  | Electric Utility | N | OP
SSTLOGN | AL | McIntosh | 7063 | 3 | NG | GT | 113 | 114 | 1423 | 40652.8398 |  |  | 40652.8398 | 21087.0871 |  | Electric Utility | N | OP
SSTLOGN | AL | McIntosh | 7063 | 4 | NG | GT | 224 | 170 | 2023 | 80586.1602 |  |  | 80586.1602 | 41800.9514 |  | Electric Utility | N | OP
SSTLOGN | AL | McIntosh | 7063 | 5 | NG | GT | 224 | 170 | 2023 | 80586.1602 |  |  | 80586.1602 | 41800.9514 |  | Electric Utility | N | OP
NGCC | AL | McWilliams | 533 | 1 | NG | CC | 7.5 | 10 | 62.7064 | 31391.3307 |  |  | 31391.3307 | 13812.3036 | 1 | Electric Utility | N | OP
NGCC | AL | McWilliams | 533 | 2 | NG | CC | 7.5 | 10 | 62.7064 | 31391.3307 |  |  | 31391.3307 | 13812.3036 | 1 | Electric Utility | N | OP
NGCC | AL | McWilliams | 533 | 3 | NG | CC | 25 | 20 | 209.0214 | 104637.7691 |  |  | 104637.7691 | 46041.012 |  | Electric Utility | N | OP
NGCC | AL | McWilliams | 533 | 4 | NG | CC | 107 | 109 | 894.6116 | 447849.6516 |  |  | 447849.6516 | 197055.5315 |  | Electric Utility | N | OP
NGCC | AL | McWilliams | 533 | VAN1 | NG | CC | 165 | 163 | 1379.5413 | 690609.2759 |  |  | 690609.2759 | 303870.6795 |  | Electric Utility | N | OP
NGCC | AL | McWilliams | 533 | VAN2 | NG | CC | 165 | 163 | 1379.5413 | 690609.2759 |  |  | 690609.2759 | 303870.6795 |  | Electric Utility | N | OP
NGCC | AL | McWilliams | 533 | VAN3 | NG | CC | 177 | 175 | 1479.8716 | 740835.4051 |  |  | 740835.4051 | 325970.3653 |  | Electric Utility | N | OP
EXCLUDE | AL | Mead Coated Board | 54802 | GEN1 | WDS | ST | 32 | 32 | 0 | 245181 | 0.15041 | 6300338.0607 | 1630073.5983 | 921907.4739 |  | Industrial CHP | Y | OP |  | Non Fossil fuel type
EXCLUDE | AL | Mead Coated Board | 54802 | GEN2 | WDS | ST | 55.5 | 55.5 | 0 | 407385 | 0.15041 | 10468442.5827 | 2708478.7682 | 1531812.3193 |  | Industrial CHP | Y | OP |  | Non Fossil fuel type
EXCLUDE | AL | Mead Coated Board | 54802 | GEN3 | NG | GT | 25 | 21 | 0 | 124506 | 0.41559 | 796518.6592 | 299590.6994 | 107426.2847 |  | Industrial CHP | Y | OP |  | Commercial/Industrial Unit
EXCLUDE | AL | Millers Ferry | 38 | 1 | WAT | HY | 33.7 | 30 | 0 | 101594.6667 |  |  | 101594.6667 | 0 |  | Electric Utility | N | OP |  | Non Combustion (NUC, WAT, WND, GEO, or SUN)
EXCLUDE | AL | Millers Ferry | 38 | 2 | WAT | HY | 33.7 | 30 | 0 | 101594.6667 |  |  | 101594.6667 | 0 |  | Electric Utility | N | OP |  | Non Combustion (NUC, WAT, WND, GEO, or SUN)
EXCLUDE | AL | Millers Ferry | 38 | 3 | WAT | HY | 33.7 | 30 | 0 | 101594.6667 |  |  | 101594.6667 | 0 |  | Electric Utility | N | OP |  | Non Combustion (NUC, WAT, WND, GEO, or SUN)
EXCLUDE | AL | Mitchell Dam | 17 | 4 | WAT | HY | 20 | 19.5 | 0 | 45235.5294 |  |  | 45235.5294 | 0 |  | Electric Utility | N | OP |  | Non Combustion (NUC, WAT, WND, GEO, or SUN)
EXCLUDE | AL | Mitchell Dam | 17 | 5 | WAT | HY | 50 | 48.8 | 0 | 113088.8235 |  |  | 113088.8235 | 0 |  | Electric Utility | N | OP |  | Non Combustion (NUC, WAT, WND, GEO, or SUN)
EXCLUDE | AL | Mitchell Dam | 17 | 6 | WAT | HY | 50 | 48.8 | 0 | 113088.8235 |  |  | 113088.8235 | 0 |  | Electric Utility | N | OP |  | Non Combustion (NUC, WAT, WND, GEO, or SUN)
EXCLUDE | AL | Mitchell Dam | 17 | 7 | WAT | HY | 50 | 48.8 | 0 | 113088.8235 |  |  | 113088.8235 | 0 |  | Electric Utility | N | OP |  | Non Combustion (NUC, WAT, WND, GEO, or SUN)
EXCLUDE | AL | Mobile Energy Services LLC | 50407 | GEN3 | BIT | ST | 12.5 | 11.6 | 0 | 0 | 0.54058 | 0 | 0 | 0 |  | IPP CHP | Y | RE | 2004 | Steam unit (PRMVR=ST) under 25MW/250 MMBtu/hr
COALST | AL | Mobile Energy Services LLC | 50407 | GEN5 | BIT | ST | 61 | 56.1 | 0 | 217069.1624 | 0.54058 | 839251.8662 | 401547.1517 | 706664.8947 |  | IPP CHP | Y | OP
COALST | AL | Mobile Energy Services LLC | 50407 | GEN6 | BIT | ST | 35.7 | 33.2 | 0 | 127038.8376 | 0.54058 | 491168.7151 | 235003.8248 | 260888.6943 |  | IPP CHP | Y | OS
NGCC | AL | Morgan Energy Center | 55293 | CTG1 | NG | CC | 210 | 161 | 2236 | 800298.5667 | 0.91047 | 358022.604 | 878996.3841 | 357200.8148 |  | Electric Utility/IPP CHP | Y | OP
NGCC | AL | Morgan Energy Center | 55293 | CTG2 | NG | CC | 210 | 161 | 2236 | 800298.5667 | 1 | 0 | 800298.5667 | 357200.8148 |  | Electric Utility/IPP CHP | Y | OP
NGCC | AL | Morgan Energy Center | 55293 | CTG3 | NG | CC | 210 | 161 | 2236 | 800298.5667 | 0.98231 | 65562.7544 | 814710.0748 | 357200.8148 |  | Electric Utility/IPP CHP | Y | OP
NGCC | AL | Morgan Energy Center | 55293 | STG1 | NG | CC | 270 | 266 | 2236 | 1028955.3 | 1 | 0 | 1028955.3 | 459258.1905 |  | Electric Utility/IPP CHP | Y | OP
EXCLUDE | AL | Point A | 55 | 1 | WAT | HY | 1.6 | 1.8 | 0 | 2749.8462 |  |  | 2749.8462 | 0 |  | Electric Utility | N | OP |  | Non Combustion (NUC, WAT, WND, GEO, or SUN)
EXCLUDE | AL | Point A | 55 | 2 | WAT | HY | 1.6 | 1.8 | 0 | 2749.8462 |  |  | 2749.8462 | 0 |  | Electric Utility | N | OP |  | Non Combustion (NUC, WAT, WND, GEO, or SUN)
EXCLUDE | AL | Point A | 55 | 3 | WAT | HY | 2 | 1.8 | 0 | 3437.3077 |  |  | 3437.3077 | 0 |  | Electric Utility | N | OP |  | Non Combustion (NUC, WAT, WND, GEO, or SUN)
EXCLUDE | AL | Rock-Tenn Mill | 54763 | 2TG | BLQ | ST | 12.5 | 8.6 | 0 | 94698 | 0.052791 | 7729910.9917 | 1793828.4935 | 627739.5447 |  | Industrial CHP | Y | OP |  | Steam unit (PRMVR=ST) under 25MW/250 MMBtu/hr
EXCLUDE | AL | Rock-Tenn Mill | 54763 | 3TG | BLQ | ST | 19 | 16 | 0 | 105897 | 0.052791 | 8644051.4508 | 2005966.9262 | 701976.1196 |  | Industrial CHP | Y | OP |  | Steam unit (PRMVR=ST) under 25MW/250 MMBtu/hr
EXCLUDE | AL | Rock-Tenn Mill | 54763 | ITG | BLQ | ST | 10 | 9.2 | 0 | 0 | 0.052791 | 0 | 0 | 0 |  | Industrial CHP | Y | RE | 2003 | Steam unit (PRMVR=ST) under 25MW/250 MMBtu/hr
EXCLUDE | AL | Shell Offshore Yellowhammer | 54730 | 701 | NG | GT | 3.4 | 1.4 | 0 | 11329 |  |  | 11329 | 11407.6154 |  | Industrial Non-CHP | N | OP |  | Simple Cycle Turbine (PRMVR=GT or OT) unit under 25MW
EXCLUDE | AL | Sloss Industries Corp | 50359 | 9 | OG | ST | 12.5 | 7.5 | 0 | 21236.21 | 0.11916 | 714119.046 | 178208.4505 | 45046.1682 |  | Industrial CHP | Y | SB |  | Steam unit (PRMVR=ST) under 25MW/250 MMBtu/hr
EXCLUDE | AL | Sloss Industries Corp | 50359 | 10 | OG | ST | 12.5 | 8.5 | 0 | 42472.42 | 0.11916 | 1428238.0919 | 356416.9009 | 90092.3363 |  | Industrial CHP | Y | OP |  | Steam unit (PRMVR=ST) under 25MW/250 MMBtu/hr
NGCC | AL | Tenaska Central Alabama Generating Stn | 55440 | CTG1 | NG | CC | 179 | 173.6 | 2860 | 589337.8546 |  |  | 589337.8546 | 272504.9164 |  | Electric Utility/IPP Non-CHP | N | OP
NGCC | AL | Tenaska Central Alabama Generating Stn | 55440 | CTG2 | NG | CC | 179 | 173.4 | 2860 | 589337.8546 |  |  | 589337.8546 | 272504.9164 |  | Electric Utility/IPP Non-CHP | N | OP
NGCC | AL | Tenaska Central Alabama Generating Stn | 55440 | CTG3 | NG | CC | 179 | 174.1 | 2860 | 589337.8546 |  |  | 589337.8546 | 272504.9164 |  | Electric Utility/IPP Non-CHP | N | OP
NGCC | AL | Tenaska Central Alabama Generating Stn | 55440 | ST1 | NG | CC | 390.1 | 394.7 | 2860 | 1284361.4362 |  |  | 1284361.4362 | 593878.0329 |  | Electric Utility/IPP Non-CHP | N | OP
NGCC | AL | Tenaska Lindsay Hill Generating Station | 55271 | GTG1 | NG | CC | 183.1 | 152 | 2405 | 322629.4507 |  |  | 322629.4507 | 151273.8293 |  | Electric Utility/IPP Non-CHP | N | OP
NGCC | AL | Tenaska Lindsay Hill Generating Station | 55271 | GTG2 | NG | CC | 183.1 | 152 | 2405 | 322629.4507 |  |  | 322629.4507 | 151273.8293 |  | Electric Utility/IPP Non-CHP | N | OP
NGCC | AL | Tenaska Lindsay Hill Generating Station | 55271 | GTG3 | NG | CC | 183.1 | 149 | 2405 | 322629.4507 |  |  | 322629.4507 | 151273.8293 |  | Electric Utility/IPP Non-CHP | N | OP
NGCC | AL | Tenaska Lindsay Hill Generating Station | 55271 | STG1 | NG | CC | 390.1 | 392 | 2405 | 687371.6479 |  |  | 687371.6479 | 322293.396 |  | Electric Utility/IPP Non-CHP | N | OP
NGCC | AL | Theodore Cogen Facility | 7721 | 1 | NG | CC | 229 | 160 | 2125 | 1145940.0977 | 0.81079 | 1216575.1627 | 1413358.4365 | 621790.5725 |  | Electric Utility/Cogeneration | Y | OP
NGCC | AL | Theodore Cogen Facility | 7721 | 2 | NG | CC | 88.4 | 64.7 | 2125 | 442362.9023 | 0.25929 | 5749101.8272 | 1706086.9265 | 240027.4525 |  | Electric Utility/Cogeneration | Y | OP
EXCLUDE | AL | Thurlow Dam | 19 | 1 | WAT | HY | 40.5 | 34 | 0 | 42051.0165 |  |  | 42051.0165 | 0 |  | Electric Utility | N | OP |  | Non Combustion (NUC, WAT, WND, GEO, or SUN)
EXCLUDE | AL | Thurlow Dam | 19 | 2 | WAT | HY | 40.5 | 34 | 0 | 42051.0165 |  |  | 42051.0165 | 0 |  | Electric Utility | N | OP |  | Non Combustion (NUC, WAT, WND, GEO, or SUN)
EXCLUDE | AL | Thurlow Dam | 19 | 3 | WAT | HY | 10 | 10 | 0 | 10382.967 |  |  | 10382.967 | 0 |  | Electric Utility | N | OP |  | Non Combustion (NUC, WAT, WND, GEO, or SUN)
EXCLUDE | AL | U S Alliance Coosa Pines | 54216 | AOW1 | BIT | ST | 5 | 4.7 | 0 | 0 | 0.052933 | 0 | 0 | 0 |  | Industrial CHP | Y | RE | 2008 | Steam unit (PRMVR=ST) under 25MW/250 MMBtu/hr
EXCLUDE | AL | U S Alliance Coosa Pines | 54216 | AOW2 | BIT | ST | 5 | 4.7 | 0 | 0 | 0.052933 | 0 | 0 | 0 |  | Industrial CHP | Y | RE | 2008 | Steam unit (PRMVR=ST) under 25MW/250 MMBtu/hr
EXCLUDE | AL | U S Alliance Coosa Pines | 54216 | AOW3 | BIT | ST | 5 | 4.7 | 0 | 0 | 0.052933 | 0 | 0 | 0 |  | Industrial CHP | Y | RE | 2003 | Steam unit (PRMVR=ST) under 25MW/250 MMBtu/hr
EXCLUDE | AL | U S Alliance Coosa Pines | 54216 | AOW4 | BIT | ST | 5 | 4.7 | 0 | 0 | 0.052933 | 0 | 0 | 0 |  | Industrial CHP | Y | RE | 2008 | Steam unit (PRMVR=ST) under 25MW/250 MMBtu/hr
EXCLUDE | AL | U S Alliance Coosa Pines | 54216 | AOW5 | BIT | ST | 5 | 4.7 | 0 | 0 | 0.052933 | 0 | 0 | 0 |  | Industrial CHP | Y | RE | 2008 | Steam unit (PRMVR=ST) under 25MW/250 MMBtu/hr
EXCLUDE | AL | U S Alliance Coosa Pines | 54216 | AOW6 | BIT | ST | 12.5 | 11.6 | 0 | 20344 | 0.052933 | 1655915.9979 | 384334.9139 | 409108.6039 |  | Industrial CHP | Y | OP |  | Steam unit (PRMVR=ST) under 25MW/250 MMBtu/hr
EXCLUDE | AL | U S Alliance Coosa Pines | 54216 | GEN7 | BLQ | ST | 17.9 | 15 | 0 | 98908 | 0.052933 | 8050695.0214 | 1868550.8095 | 833059.7164 |  | Industrial CHP | Y | OP |  | Steam unit (PRMVR=ST) under 25MW/250 MMBtu/hr
EXCLUDE | AL | Walter Bouldin Dam | 4 | 1 | WAT | HY | 75 | 75.3 | 0 | 162564.6667 |  |  | 162564.6667 | 0 |  | Electric Utility | N | OP |  | Non Combustion (NUC, WAT, WND, GEO, or SUN)
EXCLUDE | AL | Walter Bouldin Dam | 4 | 2 | WAT | HY | 75 | 75.3 | 0 | 162564.6667 |  |  | 162564.6667 | 0 |  | Electric Utility | N | OP |  | Non Combustion (NUC, WAT, WND, GEO, or SUN)
EXCLUDE | AL | Walter Bouldin Dam | 4 | 3 | WAT | HY | 75 | 75.3 | 0 | 162564.6667 |  |  | 162564.6667 | 0 |  | Electric Utility | N | OP |  | Non Combustion (NUC, WAT, WND, GEO, or SUN)
NGCC | AL | Washington County Cogeneration Facility | 7697 | 1 | NG | CC | 82.6 | 75 | 1400 | 558775.8514 | 0.57103 | 1909634.0471 | 978537.1455 | 374491.6103 |  | Electric Utility/Cogeneration | Y | OP
NGCC | AL | Washington County Cogeneration Facility | 7697 | 2 | NG | CC | 39.9 | 25 | 1400 | 269917.1486 | 0.2455 | 3773922.5677 | 1099472.2265 | 180898.4897 |  | Electric Utility/Cogeneration | Y | OP
EXCLUDE | AL | Weiss Dam | 20 | 1 | WAT | HY | 29.2 | 24.7 | 0 | 53127.3333 |  |  | 53127.3333 | 0 |  | Electric Utility | N | OP |  | Non Combustion (NUC, WAT, WND, GEO, or SUN)
EXCLUDE | AL | Weiss Dam | 20 | 2 | WAT | HY | 29.2 | 24.7 | 0 | 53127.3333 |  |  | 53127.3333 | 0 |  | Electric Utility | N | OP |  | Non Combustion (NUC, WAT, WND, GEO, or SUN)
EXCLUDE | AL | Weiss Dam | 20 | 3 | WAT | HY | 29.2 | 24.7 | 0 | 53127.3333 |  |  | 53127.3333 | 0 |  | Electric Utility | N | OP |  | Non Combustion (NUC, WAT, WND, GEO, or SUN)
EXCLUDE | AL | Westervelt Moundville Cogen | 57467 | TG1 | WDS | ST | 8.8 | 8.2 | 0 | 3431 | 1 | 0 | 3431 | 3349.7839 |  | Industrial CHP | Y | OP |  | Non Fossil fuel type
EXCLUDE | AL | Weyerhaeuser Pine Hill Operations | 54752 | NO1 | WDS | ST | 40 | 40 | 0 | 235274 | 0.42156 | 1468651.7796 | 558101.9117 | 705766.6093 |  | Industrial CHP | Y | OP |  | Non Fossil fuel type
EXCLUDE | AL | Weyerhaeuser Pine Hill Operations | 54752 | NO2 | BLQ | ST | 32.9 | 30.6 | 0 | 295908 | 0.42156 | 1847147.6271 | 701934.0024 | 887654.3342 |  | Industrial CHP | Y | OP |  | Commercial/Industrial Unit
EXCLUDE | AL | Wheeler Dam | 49 | 1 | WAT | HY | 35.1 | 34.1 | 0 | 120285.9624 |  |  | 120285.9624 | 0 |  | Electric Utility | N | OP |  | Non Combustion (NUC, WAT, WND, GEO, or SUN)
EXCLUDE | AL | Wheeler Dam | 49 | 2 | WAT | HY | 35.1 | 33.2 | 0 | 120285.9624 |  |  | 120285.9624 | 0 |  | Electric Utility | N | OP |  | Non Combustion (NUC, WAT, WND, GEO, or SUN)
EXCLUDE | AL | Wheeler Dam | 49 | 3 | WAT | HY | 35.1 | 33.6 | 0 | 120285.9624 |  |  | 120285.9624 | 0 |  | Electric Utility | N | OP |  | Non Combustion (NUC, WAT, WND, GEO, or SUN)
EXCLUDE | AL | Wheeler Dam | 49 | 4 | WAT | HY | 35.1 | 33.4 | 0 | 120285.9624 |  |  | 120285.9624 | 0 |  | Electric Utility | N | OP |  | Non Combustion (NUC, WAT, WND, GEO, or SUN)
EXCLUDE | AL | Wheeler Dam | 49 | 5 | WAT | HY | 35.1 | 34.7 | 0 | 120285.9624 |  |  | 120285.9624 | 0 |  | Electric Utility | N | OP |  | Non Combustion (NUC, WAT, WND, GEO, or SUN)
EXCLUDE | AL | Wheeler Dam | 49 | 6 | WAT | HY | 35.1 | 34.6 | 0 | 120285.9624 |  |  | 120285.9624 | 0 |  | Electric Utility | N | OP |  | Non Combustion (NUC, WAT, WND, GEO, or SUN)
EXCLUDE | AL | Wheeler Dam | 49 | 7 | WAT | HY | 35.1 | 34.4 | 0 | 120285.9624 |  |  | 120285.9624 | 0 |  | Electric Utility | N | OP |  | Non Combustion (NUC, WAT, WND, GEO, or SUN)
EXCLUDE | AL | Wheeler Dam | 49 | 8 | WAT | HY | 35.1 | 34.5 | 0 | 120285.9624 |  |  | 120285.9624 | 0 |  | Electric Utility | N | OP |  | Non Combustion (NUC, WAT, WND, GEO, or SUN)
EXCLUDE | AL | Wheeler Dam | 49 | 9 | WAT | HY | 43.6 | 41.9 | 0 | 149415.0416 |  |  | 149415.0416 | 0 |  | Electric Utility | N | OP |  | Non Combustion (NUC, WAT, WND, GEO, or SUN)
EXCLUDE | AL | Wheeler Dam | 49 | 10 | WAT | HY | 36 | 41.9 | 0 | 123370.2178 |  |  | 123370.2178 | 0 |  | Electric Utility | N | OP |  | Non Combustion (NUC, WAT, WND, GEO, or SUN)
EXCLUDE | AL | Wheeler Dam | 49 | 11 | WAT | HY | 43.6 | 41.9 | 0 | 149415.0416 |  |  | 149415.0416 | 0 |  | Electric Utility | N | OP |  | Non Combustion (NUC, WAT, WND, GEO, or SUN)
COALST | AL | Widows Creek | 50 | 1 | BIT | ST | 140.6 | 111 | 0 | 0 |  |  | 0 | 397925.2453 |  | Electric Utility | N | OS | 2014
COALST | AL | Widows Creek | 50 | 2 | BIT | ST | 140.6 | 111 | 0 | 0 |  |  | 0 | 397925.2453 |  | Electric Utility | N | OS | 2013
COALST | AL | Widows Creek | 50 | 3 | BIT | ST | 140.6 | 111 | 0 | 0 |  |  | 0 | 397925.2453 |  | Electric Utility | N | OS | 2014
COALST | AL | Widows Creek | 50 | 4 | BIT | ST | 140.6 | 111 | 0 | 0 |  |  | 0 | 0 |  | Electric Utility | N | OS | 2015
COALST | AL | Widows Creek | 50 | 5 | BIT | ST | 140.6 | 111 | 0 | 0 |  |  | 0 | 397925.2453 |  | Electric Utility | N | OS | 2013
COALST | AL | Widows Creek | 50 | 6 | BIT | ST | 140.6 | 111 | 0 | 25940 |  |  | 25940 | 39740.1809 |  | Electric Utility | N | OP | 2015
COALST | AL | Widows Creek | 50 | 7 | BIT | ST | 575 | 473 | 5681 | 2404456 |  |  | 2404456 | 2441760.95 |  | Electric Utility | N | OP
COALST | AL | Widows Creek | 50 | 8 | BIT | ST | 550 | 465 | 6602 | 2526807 |  |  | 2526807 | 2765141.85 |  | Electric Utility | N | OP
EXCLUDE | AL | Wilson Dam | 6440 | 1 | WAT | HY | 23 | 22 | 0 | 95416.6402 |  |  | 95416.6402 | 0 |  | Electric Utility | N | OP |  | Non Combustion (NUC, WAT, WND, GEO, or SUN)
EXCLUDE | AL | Wilson Dam | 6440 | 2 | WAT | HY | 23 | 22.3 | 0 | 95416.6402 |  |  | 95416.6402 | 0 |  | Electric Utility | N | OP |  | Non Combustion (NUC, WAT, WND, GEO, or SUN)
EXCLUDE | AL | Wilson Dam | 6440 | 3 | WAT | HY | 23 | 23 | 0 | 95416.6402 |  |  | 95416.6402 | 0 |  | Electric Utility | N | OP |  | Non Combustion (NUC, WAT, WND, GEO, or SUN)
EXCLUDE | AL | Wilson Dam | 6440 | 4 | WAT | HY | 23 | 22 | 0 | 95416.6402 |  |  | 95416.6402 | 0 |  | Electric Utility | N | OP |  | Non Combustion (NUC, WAT, WND, GEO, or SUN)
EXCLUDE | AL | Wilson Dam | 6440 | 5 | WAT | HY | 36 | 30.3 | 0 | 149347.7846 |  |  | 149347.7846 | 0 |  | Electric Utility | N | OP |  | Non Combustion (NUC, WAT, WND, GEO, or SUN)
EXCLUDE | AL | Wilson Dam | 6440 | 6 | WAT | HY | 30.9 | 30.4 | 0 | 128190.1818 |  |  | 128190.1818 | 0 |  | Electric Utility | N | OP |  | Non Combustion (NUC, WAT, WND, GEO, or SUN)
EXCLUDE | AL | Wilson Dam | 6440 | 7 | WAT | HY | 30.9 | 29.1 | 0 | 128190.1818 |  |  | 128190.1818 | 0 |  | Electric Utility | N | OP |  | Non Combustion (NUC, WAT, WND, GEO, or SUN)
EXCLUDE | AL | Wilson Dam | 6440 | 8 | WAT | HY | 30.9 | 30.7 | 0 | 128190.1818 |  |  | 128190.1818 | 0 |  | Electric Utility | N | OP |  | Non Combustion (NUC, WAT, WND, GEO, or SUN)
EXCLUDE | AL | Wilson Dam | 6440 | 9 | WAT | HY | 29.2 | 29.6 | 0 | 121137.6475 |  |  | 121137.6475 | 0 |  | Electric Utility | N | OP |  | Non Combustion (NUC, WAT, WND, GEO, or SUN)
EXCLUDE | AL | Wilson Dam | 6440 | 10 | WAT | HY | 29.2 | 29.5 | 0 | 121137.6475 |  |  | 121137.6475 | 0 |  | Electric Utility | N | OP |  | Non Combustion (NUC, WAT, WND, GEO, or SUN)
EXCLUDE | AL | Wilson Dam | 6440 | 11 | WAT | HY | 29.2 | 29.2 | 0 | 121137.6475 |  |  | 121137.6475 | 0 |  | Electric Utility | N | OP |  | Non Combustion (NUC, WAT, WND, GEO, or SUN)
EXCLUDE | AL | Wilson Dam | 6440 | 12 | WAT | HY | 29.2 | 29.2 | 0 | 121137.6475 |  |  | 121137.6475 | 0 |  | Electric Utility | N | OP |  | Non Combustion (NUC, WAT, WND, GEO, or SUN)
EXCLUDE | AL | Wilson Dam | 6440 | 13 | WAT | HY | 29.2 | 29.4 | 0 | 121137.6475 |  |  | 121137.6475 | 0 |  | Electric Utility | N | OP |  | Non Combustion (NUC, WAT, WND, GEO, or SUN)
EXCLUDE | AL | Wilson Dam | 6440 | 14 | WAT | HY | 25.2 | 29.4 | 0 | 104543.4492 |  |  | 104543.4492 | 0 |  | Electric Utility | N | OP |  | Non Combustion (NUC, WAT, WND, GEO, or SUN)
EXCLUDE | AL | Wilson Dam | 6440 | 15 | WAT | HY | 29.2 | 29.2 | 0 | 121137.6475 |  |  | 121137.6475 | 0 |  | Electric Utility | N | OP |  | Non Combustion (NUC, WAT, WND, GEO, or SUN)
EXCLUDE | AL | Wilson Dam | 6440 | 16 | WAT | HY | 29.2 | 29.2 | 0 | 121137.6475 |  |  | 121137.6475 | 0 |  | Electric Utility | N | OP |  | Non Combustion (NUC, WAT, WND, GEO, or SUN)
EXCLUDE | AL | Wilson Dam | 6440 | 17 | WAT | HY | 29.2 | 29 | 0 | 121137.6475 |  |  | 121137.6475 | 0 |  | Electric Utility | N | OP |  | Non Combustion (NUC, WAT, WND, GEO, or SUN)
EXCLUDE | AL | Wilson Dam | 6440 | 18 | WAT | HY | 25.2 | 29 | 0 | 104543.4492 |  |  | 104543.4492 | 0 |  | Electric Utility | N | OP |  | Non Combustion (NUC, WAT, WND, GEO, or SUN)
EXCLUDE | AL | Wilson Dam | 6440 | 19 | WAT | HY | 54 | 55 | 0 | 224021.6769 |  |  | 224021.6769 | 0 |  | Electric Utility | N | OP |  | Non Combustion (NUC, WAT, WND, GEO, or SUN)
EXCLUDE | AL | Wilson Dam | 6440 | 20 | WAT | HY | 54 | 55 | 0 | 224021.6769 |  |  | 224021.6769 | 0 |  | Electric Utility | N | OP |  | Non Combustion (NUC, WAT, WND, GEO, or SUN)
EXCLUDE | AL | Wilson Dam | 6440 | 21 | WAT | HY | 54 | 55 | 0 | 224021.6769 |  |  | 224021.6769 | 0 |  | Electric Utility | N | OP |  | Non Combustion (NUC, WAT, WND, GEO, or SUN)
EXCLUDE | AL | Yates Dam | 21 | 1 | WAT | HY | 25.5 | 23.5 | 0 | 31405.901 |  |  | 31405.901 | 0 |  | Electric Utility | N | OP |  | Non Combustion (NUC, WAT, WND, GEO, or SUN)
EXCLUDE | AL | Yates Dam | 21 | 2 | WAT | HY | 25 | 23.5 | 0 | 30790.099 |  |  | 30790.099 | 0 |  | Electric Utility | N | OP |  | Non Combustion (NUC, WAT, WND, GEO, or SUN)
EXCLUDE | AR | Archer Daniels Midland Little Rock | 54311 | GEN1 | NG | IC | 1 | 1 | 0 | 0 | 0 |  |  | 0 |  | Industrial CHP | Y | RE | 2001 | Internal Combustion (PRMVR=IC)
EXCLUDE | AR | Archer Daniels Midland Little Rock | 54311 | GEN2 | NG | IC | 1 | 1 | 0 | 0 | 0 |  |  | 0 |  | Industrial CHP | Y | RE | 2001 | Internal Combustion (PRMVR=IC)
EXCLUDE | AR | Archer Daniels Midland Little Rock | 54311 | GEN3 | NG | IC | 1 | 1 | 0 | 0 | 0 |  |  | 0 |  | Industrial CHP | Y | RE | 2001 | Internal Combustion (PRMVR=IC)
EXCLUDE | AR | Archer Daniels Midland Little Rock | 54311 | GEN4 | NG | IC | 1 | 1 | 0 | 0 | 0 |  |  | 0 |  | Industrial CHP | Y | RE | 2001 | Internal Combustion (PRMVR=IC)
EXCLUDE | AR | Arkansas Nuclear One | 8055 | 1 | NUC | ST | 902.5 | 834 | 0 | 6943353.1775 |  |  | 6943353.1775 | 0 |  | Electric Utility | N | OP |  | Non Combustion (NUC, WAT, WND, GEO, or SUN)
EXCLUDE | AR | Arkansas Nuclear One | 8055 | 2 | NUC | ST | 942.5 | 989 | 0 | 7251091.8225 |  |  | 7251091.8225 | 0 |  | Electric Utility | N | OP |  | Non Combustion (NUC, WAT, WND, GEO, or SUN)
EXCLUDE | AR | Ashdown | 54104 | GEN1 | BLQ | ST | 19.5 | 17 | 0 | 134125 | 0.18349 | 2715247.9857 | 730970.2489 | 455329.3302 |  | Industrial CHP | Y | OP |  | Steam unit (PRMVR=ST) under 25MW/250 MMBtu/hr
EXCLUDE | AR | Ashdown | 54104 | GEN2 | BLQ | ST | 47 | 40 | 0 | 279620 | 0.18349 | 5660672.0727 | 1523906.0652 | 949257.6874 |  | Industrial CHP | Y | OP |  | Commercial/Industrial Unit
EXCLUDE | AR | Ashdown | 54104 | GEN3 | BLQ | ST | 45 | 33 | 0 | 230113 | 0.18349 | 4658444.4341 | 1254096.9758 | 781190.6667 |  | Industrial CHP | Y | OP |  | Commercial/Industrial Unit
EXCLUDE | AR | Ashdown | 54104 | GEN4 | BLQ | ST | 45 | 38 | 0 | 212906 | 0.18349 | 4310103.1697 | 1160320.2372 | 722776.1147 |  | Industrial CHP | Y | OP |  | Commercial/Industrial Unit
EXCLUDE | AR | Beaver | 182 | 1 | WAT | HY | 56 | 64.4 | 0 | 79388.5 |  |  | 79388.5 | 0 |  | Electric Utility | N | OP |  | Non Combustion (NUC, WAT, WND, GEO, or SUN)
EXCLUDE | AR | Beaver | 182 | 2 | WAT | HY | 56 | 64.4 | 0 | 79388.5 |  |  | 79388.5 | 0 |  | Electric Utility | N | OP |  | Non Combustion (NUC, WAT, WND, GEO, or SUN)
EXCLUDE | AR | Blakely Mountain | 197 | 1 | WAT | HY | 37.5 | 37.5 | 0 | 57034.5 |  |  | 57034.5 | 0 |  | Electric Utility | N | OP |  | Non Combustion (NUC, WAT, WND, GEO, or SUN)
EXCLUDE | AR | Blakely Mountain | 197 | 2 | WAT | HY | 37.5 | 37.5 | 0 | 57034.5 |  |  | 57034.5 | 0 |  | Electric Utility | N | OP |  | Non Combustion (NUC, WAT, WND, GEO, or SUN)
EXCLUDE | AR | Bull Shoals | 198 | 1 | WAT | HY | 40 | 46 | 0 | 120310.1176 |  |  | 120310.1176 | 0 |  | Electric Utility | N | OP |  | Non Combustion (NUC, WAT, WND, GEO, or SUN)
EXCLUDE | AR | Bull Shoals | 198 | 2 | WAT | HY | 40 | 46 | 0 | 120310.1176 |  |  | 120310.1176 | 0 |  | Electric Utility | N | OP |  | Non Combustion (NUC, WAT, WND, GEO, or SUN)
EXCLUDE | AR | Bull Shoals | 198 | 3 | WAT | HY | 40 | 46 | 0 | 120310.1176 |  |  | 120310.1176 | 0 |  | Electric Utility | N | OP |  | Non Combustion (NUC, WAT, WND, GEO, or SUN)
EXCLUDE | AR | Bull Shoals | 198 | 4 | WAT | HY | 40 | 46 | 0 | 120310.1176 |  |  | 120310.1176 | 0 |  | Electric Utility | N | OP |  | Non Combustion (NUC, WAT, WND, GEO, or SUN)
EXCLUDE | AR | Bull Shoals | 198 | 5 | WAT | HY | 45 | 51.7 | 0 | 135348.8824 |  |  | 135348.8824 | 0 |  | Electric Utility | N | OP |  | Non Combustion (NUC, WAT, WND, GEO, or SUN)
EXCLUDE | AR | Bull Shoals | 198 | 6 | WAT | HY | 45 | 51.7 | 0 | 135348.8824 |  |  | 135348.8824 | 0 |  | Electric Utility | N | OP |  | Non Combustion (NUC, WAT, WND, GEO, or SUN)
EXCLUDE | AR | Bull Shoals | 198 | 7 | WAT | HY | 45 | 51.7 | 0 | 135348.8824 |  |  | 135348.8824 | 0 |  | Electric Utility | N | OP |  | Non Combustion (NUC, WAT, WND, GEO, or SUN)
EXCLUDE | AR | Bull Shoals | 198 | 8 | WAT | HY | 45 | 51.7 | 0 | 135348.8824 |  |  | 135348.8824 | 0 |  | Electric Utility | N | OP |  | Non Combustion (NUC, WAT, WND, GEO, or SUN)
OGST | AR | Carl Bailey | 202 | 1 | NG | ST | 120 | 122 | 1436 | 68294 |  |  | 68294 | 41464.99 |  | Electric Utility | N | OP
EXCLUDE | AR | Carpenter | 166 | 1 | WAT | HY | 28 | 31 | 0 | 50221 |  |  | 50221 | 0 |  | Electric Utility | N | OP |  | Non Combustion (NUC, WAT, WND, GEO, or SUN)
EXCLUDE | AR | Carpenter | 166 | 2 | WAT | HY | 28 | 31 | 0 | 50221 |  |  | 50221 | 0 |  | Electric Utility | N | OP |  | Non Combustion (NUC, WAT, WND, GEO, or SUN)
OGST | AR | Cecil Lynch | 167 | 2 | NG | ST | 69 | 60 | 0 | 0 |  |  | 0 | 28817.5627 |  | Electric Utility | N | OS
OGST | AR | Cecil Lynch | 167 | 3 | NG | ST | 156.2 | 110 | 1505 | 112860 |  |  | 112860 | 94139.209 |  | Electric Utility | N | OP
EXCLUDE | AR | Cecil Lynch | 167 | 4 | DFO | IC | 5.8 | 5 | 0 | 0 |  |  | 0 | 0 |  | Electric Utility | N | SB |  | Internal Combustion (PRMVR=IC)
EXCLUDE | AR | Clearwater Paper APP CB | 50638 | GEN1 | BLQ | ST | 20 | 20 | 0 | 159909.16 | 0.11226 | 5753065.0383 | 1424504.3472 | 852164.1755 |  | Industrial CHP | Y | OP |  | Steam unit (PRMVR=ST) under 25MW/250 MMBtu/hr
EXCLUDE | AR | Columbia Flooring Melbourne | 56182 | Kato | WDS | ST | 2 | 1.7 | 0 | 3711.22 | 0.022343 | 738770.4022 | 166102.1349 | 37008.0815 |  | Industrial CHP | Y | OP |  | Non Fossil fuel type
EXCLUDE | AR | Dam 2 | 7246 | 1 | WAT | HY | 34.2 | 11 | 0 | 69745 |  |  | 69745 | 0 |  | Electric Utility | N | OP |  | Non Combustion (NUC, WAT, WND, GEO, or SUN)
EXCLUDE | AR | Dam 2 | 7246 | 2 | WAT | HY | 34.2 | 12 | 0 | 69745 |  |  | 69745 | 0 |  | Electric Utility | N | OP |  | Non Combustion (NUC, WAT, WND, GEO, or SUN)
EXCLUDE | AR | Dam 2 | 7246 | 3 | WAT | HY | 34.2 | 12 | 0 | 69745 |  |  | 69745 | 0 |  | Electric Utility | N | OP |  | Non Combustion (NUC, WAT, WND, GEO, or SUN)
EXCLUDE | AR | Dardanelle | 199 | 1 | WAT | HY | 40.2 | 40.2 | 0 | 108697.75 |  |  | 108697.75 | 0 |  | Electric Utility | N | OP |  | Non Combustion (NUC, WAT, WND, GEO, or SUN)
EXCLUDE | AR | Dardanelle | 199 | 2 | WAT | HY | 40.2 | 40.2 | 0 | 108697.75 |  |  | 108697.75 | 0 |  | Electric Utility | N | OP |  | Non Combustion (NUC, WAT, WND, GEO, or SUN)
EXCLUDE | AR | Dardanelle | 199 | 3 | WAT | HY | 40.2 | 40.2 | 0 | 108697.75 |  |  | 108697.75 | 0 |  | Electric Utility | N | OP |  | Non Combustion (NUC, WAT, WND, GEO, or SUN)
EXCLUDE | AR | Dardanelle | 199 | 4 | WAT | HY | 40.2 | 40.2 | 0 | 108697.75 |  |  | 108697.75 | 0 |  | Electric Utility | N | OP |  | Non Combustion (NUC, WAT, WND, GEO, or SUN)
EXCLUDE | AR | Degray | 187 | 1 | WAT | HY | 40 | 40 | 0 | 16342 |  |  | 16342 | 0 |  | Electric Utility | N | OP |  | Non Combustion (NUC, WAT, WND, GEO, or SUN)
EXCLUDE | AR | Degray | 187 | 2 | WAT | PS | 28 | 28 | 0 | 34431 |  |  | 34431 | 0 |  | Electric Utility | N | OP |  | Non Combustion (NUC, WAT, WND, GEO, or SUN)
NGCC | AR | Dell Power Station | 55340 | CTG1 | NG | CC | 199 | 199 | 3646.2 | 128854.9912 |  |  | 128854.9912 | 63689.4242 |  | Electric Utility | N | OP
NGCC | AR | Dell Power Station | 55340 | CTG2 | NG | CC | 199 | 199 | 3092 | 128854.9912 |  |  | 128854.9912 | 63689.4242 |  | Electric Utility | N | OP
NGCC | AR | Dell Power Station | 55340 | STG | NG | CC | 281 | 281 | 3646.2 | 181951.0177 |  |  | 181951.0177 | 89933.3076 |  | Electric Utility | N | OP
EXCLUDE | AR | Elkins Generating Center | 56489 | A | NG | GT | 22 | 20 | 0 | 193.5 |  |  | 193.5 | 142.8954 |  | Electric Utility | N | OP |  | Simple Cycle Turbine (PRMVR=GT or OT) unit under 25MW
EXCLUDE | AR | Elkins Generating Center | 56489 | B | NG | GT | 22 | 20 | 0 | 193.5 |  |  | 193.5 | 142.8954 |  | Electric Utility | N | OP |  | Simple Cycle Turbine (PRMVR=GT or OT) unit under 25MW
EXCLUDE | AR | Elkins Generating Center | 56489 | C | NG | GT | 22 | 20 | 0 | 0 |  |  | 0 | 0 |  | Electric Utility | N | U |  | Simple Cycle Turbine (PRMVR=GT or OT) unit under 25MW
EXCLUDE | AR | Ellis | 7040 | 1 | WAT | HY | 10.8 | 5 | 0 | 34253.6667 |  |  | 34253.6667 | 0 |  | Electric Utility | N | OP |  | Non Combustion (NUC, WAT, WND, GEO, or SUN)
EXCLUDE | AR | Ellis | 7040 | 2 | WAT | HY | 10.8 | 6 | 0 | 34253.6667 |  |  | 34253.6667 | 0 |  | Electric Utility | N | OP |  | Non Combustion (NUC, WAT, WND, GEO, or SUN)
EXCLUDE | AR | Ellis | 7040 | 3 | WAT | HY | 10.8 | 6 | 0 | 34253.6667 |  |  | 34253.6667 | 0 |  | Electric Utility | N | OP |  | Non Combustion (NUC, WAT, WND, GEO, or SUN)
COALST | AR | Flint Creek | 6138 | 1 | SUB | ST | 558 | 528 | 6324 | 3786795 |  |  | 3786795 | 4178558.735 |  | Electric Utility | N | OP
EXCLUDE | AR | Fourche Creek Wastewater | 10050 | 1 | OBG | IC | 0.5 | 0.5 | 0 | 0 |  |  | 0 | 0 |  | Commercial CHP | N | RE | 2010 | Internal Combustion (PRMVR=IC)
EXCLUDE | AR | Fourche Creek Wastewater | 10050 | 2 | OBG | IC | 0.5 | 0.5 | 0 | 0 |  |  | 0 | 0 |  | Commercial CHP | N | RE | 2008 | Internal Combustion (PRMVR=IC)
EXCLUDE | AR | Fourche Creek Wastewater | 10050 | 3 | OBG | IC | 0.5 | 0.5 | 0 | 0 |  |  | 0 | 0 |  | Commercial CHP | N | RE | 2011 | Internal Combustion (PRMVR=IC)
EXCLUDE | AR | Fourche Creek Wastewater | 10050 | 4 | OBG | IC | 1.3 | 1.3 | 0 | 0 | 0.96551 | 0 | 0 | 0 |  | Commercial CHP | Y | OP |  | Internal Combustion (PRMVR=IC)
SSTLOGN | AR | Fulton | 7825 | 1 | NG | GT | 154.8 | 153 | 1692 | 92972 |  |  | 92972 | 58586.635 |  | Electric Utility | N | OP
EXCLUDE | AR | Genova Arkansas I LLC | 55869 | CTG1 | NG | CC | 185.7 | 160 | 0 | 0 |  |  | 0 | 0 |  | Electric Utility | N | IP |  | Status of operation (IP,L,P,T,or U)
EXCLUDE | AR | Genova Arkansas I LLC | 55869 | CTG2 | NG | CC | 185.7 | 160 | 0 | 0 |  |  | 0 | 0 |  | Electric Utility | N | IP |  | Status of operation (IP,L,P,T,or U)
EXCLUDE | AR | Genova Arkansas I LLC | 55869 | ST1 | NG | CC | 260 | 225 | 0 | 0 |  |  | 0 | 0 |  | Electric Utility | N | IP |  | Status of operation (IP,L,P,T,or U)
EXCLUDE | AR | Georgia Pacific Crossett | 10606 | GEN4 | BLQ | ST | 28 | 28 | 0 | 126228.56 | 0.156 | 3106823.9061 | 809147.0622 | 533436.9798 |  | Industrial CHP | Y | OP |  | Commercial/Industrial Unit
EXCLUDE | AR | Georgia Pacific Crossett | 10606 | GEN5 | BLQ | ST | 30 | 30 | 0 | 166228.89 | 0.156 | 4091339.4666 | 1065556.1467 | 702476.817 |  | Industrial CHP | Y | OP |  | Commercial/Industrial Unit
EXCLUDE | AR | Georgia Pacific Crossett | 10606 | GEN6 | BLQ | ST | 34 | 34 | 0 | 215441.39 | 0.156 | 5302591.2742 | 1381016.8459 | 910446.9259 |  | Industrial CHP | Y | OP |  | Commercial/Industrial Unit
EXCLUDE | AR | Greers Ferry Lake | 188 | 1 | WAT | HY | 48 | 55.2 | 0 | 126045.5 |  |  | 126045.5 | 0 |  | Electric Utility | N | OP |  | Non Combustion (NUC, WAT, WND, GEO, or SUN)
EXCLUDE | AR | Greers Ferry Lake | 188 | 2 | WAT | HY | 48 | 55.2 | 0 | 126045.5 |  |  | 126045.5 | 0 |  | Electric Utility | N | OP |  | Non Combustion (NUC, WAT, WND, GEO, or SUN)
OGST | AR | Hamilton Moses | 168 | 1 | NG | ST | 69 | 67 | 0 | 0 |  |  | 0 | 0 |  | Electric Utility | N | OS
OGST | AR | Hamilton Moses | 168 | 2 | NG | ST | 69 | 67 | 0 | 0 |  |  | 0 | 0 |  | Electric Utility | N | OS
SSTLOGN | AR | Harry D Mattison Gas Plant | 56328 | 1 | NG | GT | 86.5 | 75 | 1078 | 33318.6103 |  |  | 33318.6103 | 50728.7 |  | Electric Utility | N | SB
SSTLOGN | AR | Harry D Mattison Gas Plant | 56328 | 2 | NG | GT | 86.5 | 75 | 1078 | 33318.6103 |  |  | 33318.6103 | 32493.2 |  | Electric Utility | N | SB
SSTLOGN | AR | Harry D Mattison Gas Plant | 56328 | 3 | NG | GT | 88 | 72 | 1078 | 33896.3897 |  |  | 33896.3897 | 29677.5 |  | Electric Utility | N | SB
SSTLOGN | AR | Harry D Mattison Gas Plant | 56328 | 4 | NG | GT | 88 | 72 | 1078 | 33896.3897 |  |  | 33896.3897 | 13179.7 |  | Electric Utility | N | SB
NGCC | AR | Harry L. Oswald | 55221 | G1 | NG | CC | 51 | 47 | 567 | 67427.1893 |  |  | 67427.1893 | 29792.1135 |  | Electric Utility | N | OP
NGCC | AR | Harry L. Oswald | 55221 | G2 | NG | CC | 51 | 47 | 567 | 67427.1893 |  |  | 67427.1893 | 29792.1135 |  | Electric Utility | N | OP
NGCC | AR | Harry L. Oswald | 55221 | G3 | NG | CC | 51 | 47 | 567 | 67427.1893 |  |  | 67427.1893 | 29792.1135 |  | Electric Utility | N | OP
NGCC | AR | Harry L. Oswald | 55221 | G4 | NG | CC | 51 | 47 | 567 | 67427.1893 |  |  | 67427.1893 | 29792.1135 |  | Electric Utility | N | OP
NGCC | AR | Harry L. Oswald | 55221 | G5 | NG | CC | 51 | 47 | 567 | 67427.1893 |  |  | 67427.1893 | 29792.1135 |  | Electric Utility | N | OP
NGCC | AR | Harry L. Oswald | 55221 | G6 | NG | CC | 51 | 47 | 567 | 67427.1893 |  |  | 67427.1893 | 29792.1135 |  | Electric Utility | N | OP
NGCC | AR | Harry L. Oswald | 55221 | G7 | NG | CC | 83.5 | 76 | 1260 | 110395.4962 |  |  | 110395.4962 | 48777.2838 |  | Electric Utility | N | OP
NGCC | AR | Harry L. Oswald | 55221 | G8 | NG | CC | 105 | 95 | 567 | 138820.6839 |  |  | 138820.6839 | 61336.7042 |  | Electric Utility | N | OP
NGCC | AR | Harry L. Oswald | 55221 | G9 | NG | CC | 105 | 95 | 567 | 138820.6839 |  |  | 138820.6839 | 61336.7042 |  | Electric Utility | N | OP
OGST | AR | Harvey Couch | 169 | 1 | NG | ST | 26.5 | 12 | 0 | 3164.48 |  |  | 3164.48 | 2743.4919 |  | Electric Utility | N | RE | 2011
OGST | AR | Harvey Couch | 169 | 2 | NG | ST | 156.2 | 123 | 0 | 18652.52 |  |  | 18652.52 | 16171.073 |  | Electric Utility | N | OP
NGCC | AR | Hot Spring Power Project | 55714 | GT1 | NG | CC | 242 | 208.1 | 2800 | 197302.0161 |  |  | 197302.0161 | 90045.103 |  | IPP Non-CHP | N | OP
NGCC | AR | Hot Spring Power Project | 55714 | GT2 | NG | CC | 242 | 208.1 | 2800 | 197302.0161 |  |  | 197302.0161 | 90045.103 |  | IPP Non-CHP | N | OP
NGCC | AR | Hot Spring Power Project | 55714 | ST1 | NG | CC | 262 | 225.3 | 2800 | 213607.9678 |  |  | 213607.9678 | 97486.847 |  | IPP Non-CHP | N | OP
COALST | AR | Independence | 6641 | 1 | SUB | ST | 850 | 836 | 9030 | 5577931 |  |  | 5577931 | 5995658.364 |  | Electric Utility | N | OP
COALST | AR | Independence | 6641 | 2 | SUB | ST | 850 | 842 | 9750 | 5416553 |  |  | 5416553 | 5901139.953 |  | Electric Utility | N | OP
COALST | AR | John W Turk Jr Power Plant | 56564 | 1 | SUB | ST | 755 | 600 | 0 | 0 |  |  | 0 | 0 |  | Electric Utility | N | V
EXCLUDE | AR | Jonesboro City Water & Light Plant | 56505 | SN01 | NG | GT | 24.5 | 20 | 153.5756 | 27014.5537 |  |  | 27014.5537 | 13666.8712 |  | Electric Utility | N | OP |  | Simple Cycle Turbine (PRMVR=GT or OT) unit under 25MW
EXCLUDE | AR | Jonesboro City Water & Light Plant | 56505 | SN02 | NG | GT | 21.4 | 19 | 134.1436 | 23596.3857 |  |  | 23596.3857 | 11937.5936 |  | Electric Utility | N | OP |  | Simple Cycle Turbine (PRMVR=GT or OT) unit under 25MW
SSTLOGN | AR | Jonesboro City Water & Light Plant | 56505 | SN04 | NG | GT | 60.5 | 46 | 379.2376 | 66709.4082 |  |  | 66709.4082 | 33748.8043 |  | Electric Utility | N | OP
SSTLOGN | AR | Jonesboro City Water & Light Plant | 56505 | SN06 | NG | GT | 57.4 | 46 | 359.8056 | 63291.2402 |  |  | 63291.2402 | 32019.5267 |  | Electric Utility | N | OP
SSTLOGN | AR | Jonesboro City Water & Light Plant | 56505 | SN07 | NG | GT | 60.5 | 46 | 379.2376 | 66709.4082 |  |  | 66709.4082 | 33748.8043 |  | Electric Utility | N | OP
NGCC | AR | KGen Hot Spring Generating Facility | 55418 | CT1 | NG | CC | 198.9 | 170 | 2650 | 314642.9375 |  |  | 314642.9375 | 133862.3919 |  | IPP Non-CHP | N | OP
NGCC | AR | KGen Hot Spring Generating Facility | 55418 | CT2 | NG | CC | 198.9 | 170 | 2650 | 314642.9375 |  |  | 314642.9375 | 133862.3919 |  | IPP Non-CHP | N | OP
EXCLUDE | AR | KGen Hot Spring Generating Facility | 55418 | CT3 | NG | CC | 198.9 | 173.8 | 0 | 0 |  |  | 0 | 0 |  | IPP Non-CHP | N | IP |  | Status of operation (IP,L,P,T,or U)
EXCLUDE | AR | KGen Hot Spring Generating Facility | 55418 | CT4 | NG | CC | 198.9 | 173.8 | 0 | 0 |  |  | 0 | 0 |  | IPP Non-CHP | N | IP |  | Status of operation (IP,L,P,T,or U)
NGCC | AR | KGen Hot Spring Generating Facility | 55418 | ST1 | NG | CC | 317 | 290 | 2650 | 501467.1251 |  |  | 501467.1251 | 213345.2902 |  | IPP Non-CHP | N | OP
EXCLUDE | AR | KGen Hot Spring Generating Facility | 55418 | ST2 | NG | CC | 317.1 | 304.4 | 0 | 0 |  |  | 0 | 0 |  | IPP Non-CHP | N | IP |  | Status of operation (IP,L,P,T,or U)
OGST | AR | Lake Catherine | 170 | 1 | NG | ST | 40 | 47 | 0 | 88684.8 |  |  | 88684.8 | 4668.1822 |  | Electric Utility | N | SB
OGST | AR | Lake Catherine | 170 | 2 | NG | ST | 40 | 45 | 725 | 5608.4574 |  |  | 5608.4574 | 67.12 |  | Electric Utility | N | SB
OGST | AR | Lake Catherine | 170 | 3 | NG | ST | 119.5 | 96 | 1292 | 187.1065 |  |  | 187.1065 | 461.039 |  | Electric Utility | N | SB
OGST | AR | Lake Catherine | 170 | 4 | NG | ST | 552.5 | 524 | 7606 | 107770 |  |  | 107770 | 89073.696 |  | Electric Utility | N | OP
EXCLUDE | AR | Lee Creek Water Treatment Facility | 54283 | 209 | WAT | HY | 1.3 | 1.3 | 0 | -4354 |  |  | -4354 | 0 |  | IPP Non-CHP | N | SB |  | Non Combustion (NUC, WAT, WND, GEO, or SUN)
EXCLUDE | AR | Mabelvale | 171 | 1 | NG | GT | 19.5 | 14 | 0 | 8850 |  |  | 8850 | 7950.1446 |  | Electric Utility | N | OP |  | Simple Cycle Turbine (PRMVR=GT or OT) unit under 25MW
EXCLUDE | AR | Mabelvale | 171 | 2 | NG | GT | 19.5 | 14 | 0 | 8850 |  |  | 8850 | 7950.1446 |  | Electric Utility | N | OP |  | Simple Cycle Turbine (PRMVR=GT or OT) unit under 25MW
EXCLUDE | AR | Mabelvale | 171 | 3 | NG | GT | 19.5 | 14 | 0 | 8850 |  |  | 8850 | 7950.1446 |  | Electric Utility | N | OP |  | Simple Cycle Turbine (PRMVR=GT or OT) unit under 25MW
EXCLUDE | AR | Mabelvale | 171 | 4 | NG | GT | 19.5 | 14 | 0 | 8850 |  |  | 8850 | 7950.1446 |  | Electric Utility | N | OP |  | Simple Cycle Turbine (PRMVR=GT or OT) unit under 25MW
OGST | AR | McClellan | 203 | 1 | NG | ST | 136 | 134 | 1436 | 229685 |  |  | 229685 | 160926.574 |  | Electric Utility | N | OP
EXCLUDE | AR | Municipal Light | 193 | 1 | DFO | IC | 2 | 2 | 0 | 0 |  |  | 0 | 0 |  | Electric Utility | N | OP |  | Internal Combustion (PRMVR=IC)
EXCLUDE | AR | Municipal Light | 193 | 2 | DFO | IC | 0.6 | 0.6 | 0 | 0 |  |  | 0 | 0 |  | Electric Utility | N | OP |  | Internal Combustion (PRMVR=IC)
EXCLUDE | AR | Municipal Light | 193 | 4 | DFO | IC | 2.2 | 2.2 | 0 | 0 |  |  | 0 | 0 |  | Electric Utility | N | OP |  | Internal Combustion (PRMVR=IC)
EXCLUDE | AR | Municipal Light | 193 | 6 | DFO | IC | 1.3 | 1.3 | 0 | 0 |  |  | 0 | 0 |  | Electric Utility | N | OP |  | Internal Combustion (PRMVR=IC)
EXCLUDE | AR | Municipal Light | 193 | 7 | DFO | IC | 1.1 | 1.1 | 0 | 0 |  |  | 0 | 0 |  | Electric Utility | N | OP |  | Internal Combustion (PRMVR=IC)
EXCLUDE | AR | Murray | 7166 | 1 | WAT | HY | 22.7 | 21.2 | 0 | 47851.5 |  |  | 47851.5 | 0 |  | Electric Utility | N | OP |  | Non Combustion (NUC, WAT, WND, GEO, or SUN)
EXCLUDE | AR | Murray | 7166 | 2 | WAT | HY | 22.7 | 21.2 | 0 | 47851.5 |  |  | 47851.5 | 0 |  | Electric Utility | N | OP |  | Non Combustion (NUC, WAT, WND, GEO, or SUN)
EXCLUDE | AR | Narrows | 195 | 1 | WAT | HY | 8.5 | 9.7 | 0 | 9412 |  |  | 9412 | 0 |  | Electric Utility | N | OP |  | Non Combustion (NUC, WAT, WND, GEO, or SUN)
EXCLUDE | AR | Narrows | 195 | 2 | WAT | HY | 8.5 | 9.7 | 0 | 9412 |  |  | 9412 | 0 |  | Electric Utility | N | OS |  | Non Combustion (NUC, WAT, WND, GEO, or SUN)
EXCLUDE | AR | Narrows | 195 | 3 | WAT | HY | 8.5 | 9.7 | 0 | 9412 |  |  | 9412 | 0 |  | Electric Utility | N | OP |  | Non Combustion (NUC, WAT, WND, GEO, or SUN)
EXCLUDE | AR | Norfork | 196 | 1 | WAT | HY | 40.2 | 46 | 0 | 92692 |  |  | 92692 | 0 |  | Electric Utility | N | OP |  | Non Combustion (NUC, WAT, WND, GEO, or SUN)
EXCLUDE | AR | Norfork | 196 | 2 | WAT | HY | 40.2 | 46 | 0 | 92692 |  |  | 92692 | 0 |  | Electric Utility | N | OP |  | Non Combustion (NUC, WAT, WND, GEO, or SUN)
EXCLUDE | AR | Osceola | 172 | 9 | DFO | IC | 1.6 | 1.6 | 0 | 0 |  |  | 0 | 0 |  | Electric Utility | N | SB |  | Internal Combustion (PRMVR=IC)
EXCLUDE | AR | Osceola | 172 | 10 | DFO | IC | 1.6 | 1.6 | 0 | 0 |  |  | 0 | 0 |  | Electric Utility | N | SB |  | Internal Combustion (PRMVR=IC)
EXCLUDE | AR | Osceola | 172 | 11 | DFO | IC | 1.6 | 1.6 | 0 | 0 |  |  | 0 | 0 |  | Electric Utility | N | SB |  | Internal Combustion (PRMVR=IC)
EXCLUDE | AR | Osceola | 172 | 12 | DFO | IC | 1.6 | 1.6 | 0 | 0 |  |  | 0 | 0 |  | Electric Utility | N | SB |  | Internal Combustion (PRMVR=IC)
EXCLUDE | AR | Osceola | 172 | 13 | DFO | IC | 1.6 | 1.6 | 0 | 0 |  |  | 0 | 0 |  | Electric Utility | N | SB |  | Internal Combustion (PRMVR=IC)
EXCLUDE | AR | Osceola | 172 | 14 | DFO | IC | 1.6 | 1.6 | 0 | 0 |  |  | 0 | 0 |  | Electric Utility | N | SB |  | Internal Combustion (PRMVR=IC)
EXCLUDE | AR | Ozark | 6142 | 1 | WAT | HY | 20 | 23 | 0 | 11046.4 |  |  | 11046.4 | 0 |  | Electric Utility | N | OP |  | Non Combustion (NUC, WAT, WND, GEO, or SUN)
EXCLUDE | AR | Ozark | 6142 | 2 | WAT | HY | 20 | 23 | 0 | 11046.4 |  |  | 11046.4 | 0 |  | Electric Utility | N | OP |  | Non Combustion (NUC, WAT, WND, GEO, or SUN)
EXCLUDE | AR | Ozark | 6142 | 3 | WAT | HY | 20 | 23 | 0 | 11046.4 |  |  | 11046.4 | 0 |  | Electric Utility | N | OP |  | Non Combustion (NUC, WAT, WND, GEO, or SUN)
EXCLUDE | AR | Ozark | 6142 | 4 | WAT | HY | 20 | 23 | 0 | 11046.4 |  |  | 11046.4 | 0 |  | Electric Utility | N | OP |  | Non Combustion (NUC, WAT, WND, GEO, or SUN)
EXCLUDE | AR | Ozark | 6142 | 5 | WAT | HY | 20 | 23 | 0 | 11046.4 |  |  | 11046.4 | 0 |  | Electric Utility | N | OP |  | Non Combustion (NUC, WAT, WND, GEO, or SUN)
EXCLUDE | AR | Paragould | 192 | 1 | DFO | IC | 0.4 | 0.4 | 0 | 0 |  |  | 0 | 0 |  | Electric Utility | N | RE | 2002 | Internal Combustion (PRMVR=IC)
EXCLUDE | AR | Paragould | 192 | 2 | DFO | IC | 1.1 | 1.1 | 0 | 0 |  |  | 0 | 0 |  | Electric Utility | N | RE | 2002 | Internal Combustion (PRMVR=IC)
EXCLUDE | AR | Paragould | 192 | 4 | DFO | IC | 0.8 | 0.8 | 0 | 0 |  |  | 0 | 0 |  | Electric Utility | N | RE | 2002 | Internal Combustion (PRMVR=IC)
EXCLUDE | AR | Paragould | 192 | 5 | DFO | IC | 0.8 | 0.8 | 0 | 0 |  |  | 0 | 0 |  | Electric Utility | N | RE | 2002 | Internal Combustion (PRMVR=IC)
EXCLUDE | AR | Paragould | 192 | 6 | DFO | IC | 1 | 1 | 0 | 0 |  |  | 0 | 0 |  | Electric Utility | N | RE | 2002 | Internal Combustion (PRMVR=IC)
EXCLUDE | AR | Paragould Reciprocating | 8015 | 11 | NG | IC | 6.4 | 6 | 0 | 0 |  |  | 0 | 0 |  | Electric Utility | N | OP |  | Internal Combustion (PRMVR=IC)
EXCLUDE | AR | Paragould Reciprocating | 8015 | 21 | NG | IC | 6.4 | 6 | 0 | 0 |  |  | 0 | 0 |  | Electric Utility | N | OP |  | Internal Combustion (PRMVR=IC)
EXCLUDE | AR | Paragould Reciprocating | 8015 | 31 | NG | IC | 6.4 | 6 | 0 | 0 |  |  | 0 | 0 |  | Electric Utility | N | OP |  | Internal Combustion (PRMVR=IC)
EXCLUDE | AR | Paragould Turbine | 7283 | 1 | NG | GT | 3.4 | 3.4 | 0 | 437.75 |  |  | 437.75 | 358.1737 |  | Electric Utility | N | OP |  | Simple Cycle Turbine (PRMVR=GT or OT) unit under 25MW
EXCLUDE | AR | Paragould Turbine | 7283 | 2 | NG | GT | 3.4 | 3.4 | 0 | 437.75 |  |  | 437.75 | 358.1737 |  | Electric Utility | N | OP |  | Simple Cycle Turbine (PRMVR=GT or OT) unit under 25MW
EXCLUDE | AR | Paragould Turbine | 7283 | 3 | NG | GT | 3.4 | 3.4 | 0 | 437.75 |  |  | 437.75 | 358.1737 |  | Electric Utility | N | OP |  | Simple Cycle Turbine (PRMVR=GT or OT) unit under 25MW
EXCLUDE | AR | Paragould Turbine | 7283 | 4 | NG | GT | 3.4 | 3.4 | 0 | 437.75 |  |  | 437.75 | 358.1737 |  | Electric Utility | N | OP |  | Simple Cycle Turbine (PRMVR=GT or OT) unit under 25MW
EXCLUDE | AR | Paragould Turbine | 7283 | 5 | DFO | IC | 0.3 | 0.2 | 0 | 0 |  |  | 0 | 0 |  | Electric Utility | N | OP |  | Internal Combustion (PRMVR=IC)
NGCC | AR | Pine Bluff Energy Center | 55075 | CT01 | NG | CC | 180 | 145 | 2406 | 1093232.2881 | 0.53182 | 4378346.6657 | 2055647.2938 | 628915.1186 |  | IPP CHP | Y | OP
NGCC | AR | Pine Bluff Energy Center | 55075 | ST01 | NG | CC | 56 | 47 | 2406 | 340116.7119 | 0.53182 | 1362152.296 | 639534.7136 | 195662.4814 |  | IPP CHP | Y | OP
EXCLUDE | AR | Pine Bluff Mill | 10627 | 1TG1 | BLQ | ST | 40 | 32 | 0 | 213017 | 0.10847 | 7965376.5081 | 1963905.74 | 1127862.9906 |  | Industrial CHP | Y | OP |  | Commercial/Industrial Unit
EXCLUDE | AR | Pine Bluff Mill | 10627 | 2TG1 | BLQ | ST | 20 | 15 | 0 | 105591 | 0.10847 | 3948380.0394 | 973493.9981 | 559073.6 |  | Industrial CHP | Y | OP |  | Steam unit (PRMVR=ST) under 25MW/250 MMBtu/hr
EXCLUDE | AR | Pine Bluff Mill | 10627 | 3TG1 | BLQ | ST | 25 | 13 | 0 | 16926 | 0.10847 | 632916.4469 | 156048.9001 | 89618.2416 |  | Industrial CHP | Y | OP |  | Commercial/Industrial Unit
COALST | AR | Plum Point Energy Station | 56456 | STG1 | SUB | ST | 720 | 670 | 7564 | 4179644 |  |  | 4179644 | 4635764.287 |  | Electric Utility/IPP Non-CHP | N | OP
EXCLUDE | AR | Remmel | 174 | 1 | WAT | HY | 3 | 4 | 0 | 10408.6667 |  |  | 10408.6667 | 0 |  | Electric Utility | N | OP |  | Non Combustion (NUC, WAT, WND, GEO, or SUN)
EXCLUDE | AR | Remmel | 174 | 2 | WAT | HY | 3 | 4 | 0 | 10408.6667 |  |  | 10408.6667 | 0 |  | Electric Utility | N | OP |  | Non Combustion (NUC, WAT, WND, GEO, or SUN)
EXCLUDE | AR | Remmel | 174 | 3 | WAT | HY | 3 | 4 | 0 | 10408.6667 |  |  | 10408.6667 | 0 |  | Electric Utility | N | OP |  | Non Combustion (NUC, WAT, WND, GEO, or SUN)
OGST | AR | Robert E Ritchie | 173 | 1 | NG | ST | 359 | 300 | 0 | 0 |  |  | 0 | 0 |  | Electric Utility | N | OS
OGST | AR | Robert E Ritchie | 173 | 2 | NG | ST | 544.6 | 544 | 0 | 0 |  |  | 0 | 0 |  | Electric Utility | N | SB
EXCLUDE | AR | Robert E Ritchie | 173 | GT1 | NG | GT | 19.5 | 16 | 0 | 0 |  |  | 0 | 0 |  | Electric Utility | N | SB |  | Simple Cycle Turbine (PRMVR=GT or OT) unit under 25MW
EXCLUDE | AR | STEC-S LLC | 56079 | STEC | OBS | ST | 18 | 4 | 0 | 18865 | 0.31089 | 190234.1118 | 60680.8218 | 73030.9346 |  | IPP CHP | Y | OA |  | Non Fossil fuel type
NGCC | AR | Thomas Fitzhugh | 201 | 1 | NG | CC | 59 | 62 | 1750 | 29791.4919 |  |  | 29791.4919 | 16769.8066 |  | Electric Utility | N | OP
NGCC | AR | Thomas Fitzhugh | 201 | 2 | NG | CC | 126 | 103 | 1750 | 63622.5081 |  |  | 63622.5081 | 35813.4854 |  | Electric Utility | N | OP
EXCLUDE | AR | Two Pine Landfill Gas Recovery | 56523 | GEN1 | LFG | IC | 0.8 | 0.8 | 0 | 0 |  |  | 0 | 0 |  | IPP Non-CHP | N | OP |  | Internal Combustion (PRMVR=IC)
EXCLUDE | AR | Two Pine Landfill Gas Recovery | 56523 | GEN2 | LFG | IC | 0.8 | 0.8 | 0 | 0 |  |  | 0 | 0 |  | IPP Non-CHP | N | OP |  | Internal Combustion (PRMVR=IC)
EXCLUDE | AR | Two Pine Landfill Gas Recovery | 56523 | GEN3 | LFG | IC | 0.8 | 0.8 | 0 | 0 |  |  | 0 | 0 |  | IPP Non-CHP | N | OP |  | Internal Combustion (PRMVR=IC)
EXCLUDE | AR | Two Pine Landfill Gas Recovery | 56523 | GEN4 | LFG | IC | 0.8 | 0.8 | 0 | 0 |  |  | 0 | 0 |  | IPP Non-CHP | N | OP |  | Internal Combustion (PRMVR=IC)
EXCLUDE | AR | Two Pine Landfill Gas Recovery | 56523 | GEN5 | LFG | IC | 0.8 | 0.8 | 0 | 0 |  |  | 0 | 0 |  | IPP Non-CHP | N | OP |  | Internal Combustion (PRMVR=IC)
EXCLUDE | AR | Two Pine Landfill Gas Recovery | 56523 | GEN6 | LFG | IC | 0.8 | 0.8 | 0 | 0 |  |  | 0 | 0 |  | IPP Non-CHP | N | OP |  | Internal Combustion (PRMVR=IC)
NGCC | AR | Union Power Partners LP | 55380 | CTG1 | NG | CC | 176 | 145 | 2319 | 521198.7743 |  |  | 521198.7743 | 233156.2433 |  | Electric Utility/IPP Non-CHP | N | OP
NGCC | AR | Union Power Partners LP | 55380 | CTG2 | NG | CC | 176 | 145 | 2319 | 521198.7743 |  |  | 521198.7743 | 233156.2433 |  | Electric Utility/IPP Non-CHP | N | OP
NGCC | AR | Union Power Partners LP | 55380 | CTG3 | NG | CC | 176 | 145 | 2319 | 521198.7743 |  |  | 521198.7743 | 233156.2433 |  | Electric Utility/IPP Non-CHP | N | OP
NGCC | AR | Union Power Partners LP | 55380 | CTG4 | NG | CC | 176 | 145 | 2319 | 521198.7743 |  |  | 521198.7743 | 233156.2433 |  | Electric Utility/IPP Non-CHP | N | OP
NGCC | AR | Union Power Partners LP | 55380 | CTG5 | NG | CC | 176 | 145 | 2127 | 521198.7743 |  |  | 521198.7743 | 233156.2433 |  | Electric Utility/IPP Non-CHP | N | OP
NGCC | AR | Union Power Partners LP | 55380 | CTG6 | NG | CC | 176 | 145 | 2124.7 | 521198.7743 |  |  | 521198.7743 | 233156.2433 |  | Electric Utility/IPP Non-CHP | N | OP
NGCC | AR | Union Power Partners LP | 55380 | CTG7 | NG | CC | 176 | 145 | 2319 | 521198.7743 |  |  | 521198.7743 | 233156.2433 |  | Electric Utility/IPP Non-CHP | N | OP
NGCC | AR | Union Power Partners LP | 55380 | CTG8 | NG | CC | 176 | 145 | 2321.3 | 521198.7743 |  |  | 521198.7743 | 233156.2433 |  | Electric Utility/IPP Non-CHP | N | OP
NGCC | AR | Union Power Partners LP | 55380 | STG1 | NG | CC | 255 | 215 | 2319 | 755145.9514 |  |  | 755145.9514 | 337811.6026 |  | Electric Utility/IPP Non-CHP | N | OP
NGCC | AR | Union Power Partners LP | 55380 | STG2 | NG | CC | 255 | 215 | 2319 | 755145.9514 |  |  | 755145.9514 | 337811.6026 |  | Electric Utility/IPP Non-CHP | N | OP
NGCC | AR | Union Power Partners LP | 55380 | STG3 | NG | CC | 255 | 215 | 2127 | 755145.9514 |  |  | 755145.9514 | 337811.6026 |  | Electric Utility/IPP Non-CHP | N | OP
NGCC | AR | Union Power Partners LP | 55380 | STG4 | NG | CC | 255 | 215 | 2319 | 755145.9514 |  |  | 755145.9514 | 337811.6026 |  | Electric Utility/IPP Non-CHP | N | OP
EXCLUDE | AR | Warren Lumber Mill | 50640 | GEN6 | WDS | ST | 15 | 10 | 0 | 66461 | 0.17334 | 1441945.4262 | 383418.5233 | 218872.6041 |  | Industrial CHP | Y | OP |  | Non Fossil fuel type
EXCLUDE | AR | Waste Management Eco Vista LFGTE | 57025 | GEN1 | LFG | IC | 0.8 | 0.8 | 0 | 0 |  |  | 0 | 0 |  | IPP Non-CHP | N | OP |  | Internal Combustion (PRMVR=IC)
EXCLUDE | AR | Waste Management Eco Vista LFGTE | 57025 | GEN2 | LFG | IC | 0.8 | 0.8 | 0 | 0 |  |  | 0 | 0 |  | IPP Non-CHP | N | OP |  | Internal Combustion (PRMVR=IC)
EXCLUDE | AR | Waste Management Eco Vista LFGTE | 57025 | GEN3 | LFG | IC | 0.8 | 0.8 | 0 | 0 |  |  | 0 | 0 |  | IPP Non-CHP | N | OP |  | Internal Combustion (PRMVR=IC)
EXCLUDE | AR | Waste Management Eco Vista LFGTE | 57025 | GEN4 | LFG | IC | 0.8 | 0.8 | 0 | 0 |  |  | 0 | 0 |  | IPP Non-CHP | N | OP |  | Internal Combustion (PRMVR=IC)
EXCLUDE | AR | Waste Management Eco Vista LFGTE | 57025 | GEN5 | LFG | IC | 0.8 | 0.8 | 0 | 0 |  |  | 0 | 0 |  | IPP Non-CHP | N | OP |  | Internal Combustion (PRMVR=IC)
EXCLUDE | AR | Whillock | 7135 | 1 | WAT | HY | 10.8 | 6 | 0 | 37269.6667 |  |  | 37269.6667 | 0 |  | Electric Utility | N | OP |  | Non Combustion (NUC, WAT, WND, GEO, or SUN)
EXCLUDE | AR | Whillock | 7135 | 2 | WAT | HY | 10.8 | 6 | 0 | 37269.6667 |  |  | 37269.6667 | 0 |  | Electric Utility | N | OP |  | Non Combustion (NUC, WAT, WND, GEO, or SUN)
EXCLUDE | AR | Whillock | 7135 | 3 | WAT | HY | 10.8 | 5 | 0 | 37269.6667 |  |  | 37269.6667 | 0 |  | Electric Utility | N | OP |  | Non Combustion (NUC, WAT, WND, GEO, or SUN)
COALST | AR | White Bluff | 6009 | 1 | SUB | ST | 850 | 815 | 9700 | 4668399 |  |  | 4668399 | 5497100.997 |  | Electric Utility | N | OP
COALST | AR | White Bluff | 6009 | 2 | SUB | ST | 850 | 844 | 9250 | 5734297 |  |  | 5734297 | 6146583.276 |  | Electric Utility | N | OP
EXCLUDE | AR | White River Lock and Dam 1 | 57160 | LD#1 | WAT | HY | 4.3 | 4.3 | 0 | 13234 |  |  | 13234 | 0 |  | IPP Non-CHP | N | OP |  | Non Combustion (NUC, WAT, WND, GEO, or SUN)
EXCLUDE | AR | White River Lock and Dam 2 | 57161 | LD#2 | WAT | HY | 3.5 | 3.5 | 0 | 10797 |  |  | 10797 | 0 |  | IPP Non-CHP | N | OP |  | Non Combustion (NUC, WAT, WND, GEO, or SUN)
EXCLUDE | AR | White River Lock and Dam 3 | 57162 | LD#3 | WAT | HY | 4.3 | 4.3 | 0 | 19434 |  |  | 19434 | 0 |  | IPP Non-CHP | N | OP |  | Non Combustion (NUC, WAT, WND, GEO, or SUN)
EXCLUDE | AZ | Agua Caliente Solar Project | 57373 | AGU01 | SUN | PV | 290 | 290 | 0 | 0 |  |  | 0 | 0 |  | IPP Non-CHP | N | IP |  | Non Combustion (NUC, WAT, WND, GEO, or SUN)
EXCLUDE | AZ | Agua Caliente Solar Project | 57373 | AGU1 | SUN | PV | 117 | 117 | 0 | 0 |  |  | 0 | 0 |  | IPP Non-CHP | N | U |  | Non Combustion (NUC, WAT, WND, GEO, or SUN)
EXCLUDE | AZ | Agua Caliente Solar Project | 57373 | AGU2 | SUN | PV | 136 | 136 | 0 | 0 |  |  | 0 | 0 |  | IPP Non-CHP | N | U |  | Non Combustion (NUC, WAT, WND, GEO, or SUN)
EXCLUDE | AZ | Agua Caliente Solar Project | 57373 | AGU3 | SUN | PV | 132 | 132 | 0 | 0 |  |  | 0 | 0 |  | IPP Non-CHP | N | U |  | Non Combustion (NUC, WAT, WND, GEO, or SUN)
OGST | AZ | Agua Fria | 141 | AF1 | NG | ST | 113.6 | 113 | 1370 | 13168 |  |  | 13168 | 11067.735 |  | Electric Utility | N | OP
OGST | AZ | Agua Fria | 141 | AF2 | NG | ST | 113.6 | 113 | 1370 | 14685 |  |  | 14685 | 12831.107 |  | Electric Utility | N | OP
OGST | AZ | Agua Fria | 141 | AF3 | NG | ST | 163.2 | 181 | 2350 | 12597 |  |  | 12597 | 10079.874 |  | Electric Utility | N | OP
SSTLOGN | AZ | Agua Fria | 141 | AF4 | NG | GT | 80.5 | 73 | 0 | 625.148 |  |  | 625.148 | 1007.6666 |  | Electric Utility | N | OP
SSTLOGN | AZ | Agua Fria | 141 | AF5 | NG | GT | 71.2 | 73 | 0 | 552.926 |  |  | 552.926 | 891.2529 |  | Electric Utility | N | OP
SSTLOGN | AZ | Agua Fria | 141 | AF6 | NG | GT | 71.2 | 73 | 0 | 552.926 |  |  | 552.926 | 891.2529 |  | Electric Utility | N | OP
EXCLUDE | AZ | Agua Fria | 141 | PV-3 | SUN | PV | 0.2 | 0.2 | 0 | 447 |  |  | 447 | 0 |  | Electric Utility | N | OP |  | Non Combustion (NUC, WAT, WND, GEO, or SUN)
EXCLUDE | AZ | Amonix UASTP Solar Power Station | 57930 | UAST | SUN | PV | 1.9 | 1.9 | 0 | 4774 |  |  | 4774 | 0 |  | IPP Non-CHP | N | OP |  | Non Combustion (NUC, WAT, WND, GEO, or SUN)
EXCLUDE | AZ | Apache Station | 160 | GT1 | NG | CC | 11.5 | 10 | 919 | 17.9108 | 0.006663 | 12147.619 | 2688.1085 | 167.8508 |  | Electric Utility | Y | SB |  | Combined Cycle (PRMVR=CC) unit under 25MW
EXCLUDE | AZ | Apache Station | 160 | GT2 | NG | GT | 20.4 | 18.5 | 52.8023 | 1537.797 |  |  | 1537.797 | 1309.3743 |  | Electric Utility | N | SB |  | Simple Cycle Turbine (PRMVR=GT or OT) unit under 25MW
SSTLOGN | AZ | Apache Station | 160 | GT3 | NG | GT | 78.7 | 60 | 203.7028 | 5932.5796 |  |  | 5932.5796 | 5051.3605 |  | Electric Utility | N | SB
SSTLOGN | AZ | Apache Station | 160 | GT4 | NG | GT | 60.5 | 38 | 156.5949 | 4560.6234 |  |  | 4560.6234 | 3883.1933 |  | Electric Utility | N | SB
NGCC | AZ | Apache Station | 160 | ST1 | NG | CC | 81.6 | 72 | 919 | 127.0892 |  |  | 127.0892 | 1191.0112 |  | Electric Utility | N | SB
COALST | AZ | Apache Station | 160 | ST2 | SUB | ST | 204 | 175 | 1900 | 935910 |  |  | 935910 | 1119332.41 |  | Electric Utility | N | OP
COALST | AZ | Apache Station | 160 | ST3 | SUB | ST | 204 | 175 | 1900 | 1011059 |  |  | 1011059 | 1198075.988 |  | Electric Utility | N | OP
EXCLUDE | AZ | Arizona Western College PV | 57765 | GV1 | SUN | PV | 0.5 | 0.5 | 0 | 46.7021 |  |  | 46.7021 | 0 |  | IPP Non-CHP | N | OP |  | Non Combustion (NUC, WAT, WND, GEO, or SUN)
EXCLUDE | AZ | Arizona Western College PV | 57765 | GV2 | SUN | PV | 0.5 | 0.5 | 0 | 46.7021 |  |  | 46.7021 | 0 |  | IPP Non-CHP | N | OP |  | Non Combustion (NUC, WAT, WND, GEO, or SUN)
EXCLUDE | AZ | Arizona Western College PV | 57765 | SFC | SUN | PV | 1 | 1 | 0 | 93.4043 |  |  | 93.4043 | 0 |  | IPP Non-CHP | N | OP |  | Non Combustion (NUC, WAT, WND, GEO, or SUN)
EXCLUDE | AZ | Arizona Western College PV | 57765 | SHP | SUN | PV | 0.9 | 0.9 | 0 | 84.0638 |  |  | 84.0638 | 0 |  | IPP Non-CHP | N | OP |  | Non Combustion (NUC, WAT, WND, GEO, or SUN)
EXCLUDE | AZ | Arizona Western College PV | 57765 | STE | SUN | PV | 0.9 | 0.9 | 0 | 84.0638 |  |  | 84.0638 | 0 |  | IPP Non-CHP | N | OP |  | Non Combustion (NUC, WAT, WND, GEO, or SUN)
EXCLUDE | AZ | Arizona Western College PV | 57765 | SWD | SUN | PV | 0.9 | 0.9 | 0 | 84.0638 |  |  | 84.0638 | 0 |  | IPP Non-CHP | N | OP |  | Non Combustion (NUC, WAT, WND, GEO, or SUN)
NGCC | AZ | Arlington Valley Energy Facility | 55282 | CTG1 | NG | CC | 198 | 161 | 2195 | 326504.2216 |  |  | 326504.2216 | 140327.9368 |  | Electric Utility/IPP Non-CHP | N | OP
NGCC | AZ | Arlington Valley Energy Facility | 55282 | CTG2 | NG | CC | 198 | 161 | 2195 | 326504.2216 |  |  | 326504.2216 | 140327.9368 |  | Electric Utility/IPP Non-CHP | N | OP
NGCC | AZ | Arlington Valley Energy Facility | 55282 | STG1 | NG | CC | 317 | 257 | 2195 | 522736.5568 |  |  | 522736.5568 | 224666.4443 |  | Electric Utility/IPP Non-CHP | N | OP
EXCLUDE | AZ | Arlington Valley Solar Energy I | 57679 | AVSE1 | SUN | PV | 127 | 125 | 0 | 0 |  |  | 0 | 0 |  | IPP Non-CHP | N | T |  | Non Combustion (NUC, WAT, WND, GEO, or SUN)
EXCLUDE | AZ | Arlington Valley Solar Energy II | 57680 | AVSE2 | SUN | PV | 127 | 125 | 0 | 0 |  |  | 0 | 0 |  | IPP Non-CHP | N | T |  | Non Combustion (NUC, WAT, WND, GEO, or SUN)
EXCLUDE | AZ | Avra Valley Solar | 57657 | 1 | SUN | PV | 26.5 | 25 | 0 | 0 |  |  | 0 | 0 |  | IPP Non-CHP | N | T |  | Non Combustion (NUC, WAT, WND, GEO, or SUN)
EXCLUDE | AZ | Biosphere 2 Center | 54594 | G-1 | DFO | IC | 1.5 | 1.5 | 0 | 0 |  |  | 0 | 0 |  | Commercial Non-CHP | N | SB |  | Internal Combustion (PRMVR=IC)
EXCLUDE | AZ | Biosphere 2 Center | 54594 | G-4 | NG | IC | 1.6 | 1.6 | 0 | 0 |  |  | 0 | 0 |  | Commercial Non-CHP | N | SB |  | Internal Combustion (PRMVR=IC)
SSTLOGN | AZ | Black Mountain Generating Station | 56482 | 1 | NG | GT | 60.5 | 45 | 490 | 2614.5 |  |  | 2614.5 | 6714.278 |  | IPP Non-CHP | N | OP
SSTLOGN | AZ | Black Mountain Generating Station | 56482 | 2 | NG | GT | 60.5 | 45 | 490 | 2614.5 |  |  | 2614.5 | 5908.49 |  | IPP Non-CHP | N | OP
EXCLUDE | AZ | Bowie Power Station LLC | 55780 | CT1 | NG | CC | 172 | 172 | 0 | 0 | 0 |  |  | 0 |  | IPP CHP | Y | L |  | Status of operation (IP,L,P,T,or U)
EXCLUDE | AZ | Bowie Power Station LLC | 55780 | CT2 | NG | CC | 172 | 172 | 0 | 0 | 0 |  |  | 0 |  | IPP CHP | Y | L |  | Status of operation (IP,L,P,T,or U)
EXCLUDE | AZ | Bowie Power Station LLC | 55780 | CT3 | NG | CC | 172 | 172 | 0 | 0 | 0 |  |  | 0 |  | IPP CHP | Y | L |  | Status of operation (IP,L,P,T,or U)
EXCLUDE | AZ | Bowie Power Station LLC | 55780 | CT4 | NG | CC | 172 | 172 | 0 | 0 | 0 |  |  | 0 |  | IPP CHP | Y | L |  | Status of operation (IP,L,P,T,or U)
EXCLUDE | AZ | Bowie Power Station LLC | 55780 | ST1 | NG | CC | 181 | 181 | 0 | 0 | 0 |  |  | 0 |  | IPP CHP | Y | L |  | Status of operation (IP,L,P,T,or U)
EXCLUDE | AZ | Bowie Power Station LLC | 55780 | ST2 | NG | CC | 181 | 181 | 0 | 0 | 0 |  |  | 0 |  | IPP CHP | Y | L |  | Status of operation (IP,L,P,T,or U)
EXCLUDE | AZ | Catalyst Paper Snowflake Mill | 50805 | GEN1 | SUB | ST | 27.2 | 26 | 0 | 120901.01 | 0.2369 | 1771745.2944 | 510352.6427 | 300297.7952 |  | Industrial CHP | Y | OP |  | Commercial/Industrial Unit
EXCLUDE | AZ | Catalyst Paper Snowflake Mill | 50805 | GEN2 | SUB | ST | 43.3 | 42 | 0 | 175022.5 | 0.2369 | 2564869.3157 | 738812.6485 | 434726.4829 |  | Industrial CHP | Y | OP |  | Commercial/Industrial Unit
EXCLUDE | AZ | Childs | 112 | 1 | WAT | HY | 1.8 | 1.4 | 0 | 0 |  |  | 0 | 0 |  | Electric Utility | N | RE | 2005 | Non Combustion (NUC, WAT, WND, GEO, or SUN)
EXCLUDE | AZ | Childs | 112 | 2 | WAT | HY | 1.8 | 1.4 | 0 | 0 |  |  | 0 | 0 |  | Electric Utility | N | RE | 2005 | Non Combustion (NUC, WAT, WND, GEO, or SUN)
EXCLUDE | AZ | Childs | 112 | 3 | WAT | HY | 1.8 | 1.4 | 0 | 0 |  |  | 0 | 0 |  | Electric Utility | N | RE | 2005 | Non Combustion (NUC, WAT, WND, GEO, or SUN)
EXCLUDE | AZ | Chino Solar Valley | 57560 | PV1 | SUN | PV | 7 | 7 | 0 | 0 |  |  | 0 | 0 |  | Electric Utility | N | U |  | Non Combustion (NUC, WAT, WND, GEO, or SUN)
COALST | AZ | Cholla | 113 | 1 | BIT | ST | 113.6 | 116 | 1477 | 861255 |  |  | 861255 | 1064261.878 |  | Electric Utility | N | OP
COALST | AZ | Cholla | 113 | 2 | BIT | ST | 288.9 | 260 | 5940 | 1958099 |  |  | 1958099 | 2202568.686 |  | Electric Utility | N | OP
COALST | AZ | Cholla | 113 | 3 | BIT | ST | 312.3 | 271 | 5940 | 1799392 |  |  | 1799392 | 2278656.927 |  | Electric Utility | N | OP
COALST | AZ | Cholla | 113 | 4 | BIT | ST | 414 | 380 | 6858 | 2688228 |  |  | 2688228 | 3060015.542 |  | Electric Utility | N | OP
EXCLUDE | AZ | Cogeneration 1 | 56229 | CT1 | NG | CC | 9 | 8.3 | 0 | 49590.28 | 0.84377 | 41772.2594 | 58772.3417 | 38365.4115 |  | Commercial CHP | Y | OP |  | Combined Cycle (PRMVR=CC) unit under 25MW
SSTLOGN | AZ | Coolidge Generation Station | 56948 | 1 | NG | GT | 60.5 | 43.4 | 480 | 9496.7717 |  |  | 9496.7717 | 7217.064 |  | Electric Utility/IPP Non-CHP | N | OP
SSTLOGN | AZ | Coolidge Generation Station | 56948 | 2 | NG | GT | 60.5 | 43.4 | 480 | 9496.7717 |  |  | 9496.7717 | 7191.294 |  | Electric Utility/IPP Non-CHP | N | OP
SSTLOGN | AZ | Coolidge Generation Station | 56948 | 3 | NG | GT | 60.5 | 43.4 | 480 | 9496.7717 |  |  | 9496.7717 | 6802.596 |  | Electric Utility/IPP Non-CHP | N | OP
SSTLOGN | AZ | Coolidge Generation Station | 56948 | 4 | NG | GT | 60.5 | 43.4 | 480 | 9496.7717 |  |  | 9496.7717 | 7216.701 |  | Electric Utility/IPP Non-CHP | N | OP
SSTLOGN | AZ | Coolidge Generation Station | 56948 | 5 | NG | GT | 60.5 | 43.4 | 480 | 9496.7717 |  |  | 9496.7717 | 6830.512 |  | Electric Utility/IPP Non-CHP | N | OP
SSTLOGN | AZ | Coolidge Generation Station | 56948 | 6 | NG | GT | 60.5 | 43.4 | 480 | 9496.7717 |  |  | 9496.7717 | 6964.643 |  | Electric Utility/IPP Non-CHP | N | OP
SSTLOGN | AZ | Coolidge Generation Station | 56948 | 7 | NG | GT | 60.5 | 43.4 | 480 | 9496.7717 |  |  | 9496.7717 | 6743.936 |  | Electric Utility/IPP Non-CHP | N | OP
SSTLOGN | AZ | Coolidge Generation Station | 56948 | 8 | NG | GT | 60.5 | 43.4 | 480 | 9496.7717 |  |  | 9496.7717 | 7117.756 |  | Electric Utility/IPP Non-CHP | N | OP
SSTLOGN | AZ | Coolidge Generation Station | 56948 | 9 | NG | GT | 60.5 | 43.4 | 480 | 9496.7717 |  |  | 9496.7717 | 7194.267 |  | Electric Utility/IPP Non-CHP | N | OP
SSTLOGN | AZ | Coolidge Generation Station | 56948 | 10 | NG | GT | 60.5 | 43.4 | 480 | 9496.7717 |  |  | 9496.7717 | 7323.335 |  | Electric Utility/IPP Non-CHP | N | OP
SSTLOGN | AZ | Coolidge Generation Station | 56948 | 11 | NG | GT | 60.5 | 43.4 | 480 | 9496.7717 |  |  | 9496.7717 | 6877.055 |  | Electric Utility/IPP Non-CHP | N | OP
SSTLOGN | AZ | Coolidge Generation Station | 56948 | 12 | NG | GT | 60.5 | 43.4 | 480 | 9496.7717 |  |  | 9496.7717 | 6827.593 |  | Electric Utility/IPP Non-CHP | N | OP
EXCLUDE | AZ | Copper Crossing Solar LLC | 57318 | 1 | SUN | PV | 20 | 20 | 0 | 16567 |  |  | 16567 | 0 |  | IPP Non-CHP | N | OP |  | Non Combustion (NUC, WAT, WND, GEO, or SUN)
COALST | AZ | Coronado | 6177 | CO1 | SUB | ST | 410.9 | 380 | 4719 | 2925254 |  |  | 2925254 | 3430073.551 |  | Electric Utility | N | OP
COALST | AZ | Coronado | 6177 | CO2 | SUB | ST | 410.9 | 385 | 4897.6 | 2530392 |  |  | 2530392 | 3164482.16 |  | Electric Utility | N | OP
EXCLUDE | AZ | Cotton Center Solar | 57561 | PV1 | SUN | PV | 17 | 17 | 0 | 11552 |  |  | 11552 | 0 |  | Electric Utility | N | OP |  | Non Combustion (NUC, WAT, WND, GEO, or SUN)
EXCLUDE | AZ | Crosscut | 143 | CC1 | NG | ST | 7.5 | 7.5 | 0 | 0 |  |  | 0 | 0 |  | Electric Utility | N | OS |  | Steam unit (PRMVR=ST) under 25MW/250 MMBtu/hr
EXCLUDE | AZ | Crosscut | 143 | CC2 | NG | ST | 7.5 | 7.5 | 0 | 0 |  |  | 0 | 0 |  | Electric Utility | N | OS |  | Steam unit (PRMVR=ST) under 25MW/250 MMBtu/hr
EXCLUDE | AZ | Crosscut | 143 | CC3 | NG | ST | 7.5 | 7.5 | 0 | 0 |  |  | 0 | 0 |  | Electric Utility | N | OS |  | Steam unit (PRMVR=ST) under 25MW/250 MMBtu/hr
EXCLUDE | AZ | Crosscut | 143 | CC4 | NG | ST | 7.5 | 7.5 | 0 | 0 |  |  | 0 | 0 |  | Electric Utility | N | OS |  | Steam unit (PRMVR=ST) under 25MW/250 MMBtu/hr
EXCLUDE | AZ | Crosscut | 143 | CC5 | WAT | HY | 3 | 3 | 0 | 906 |  |  | 906 | 0 |  | Electric Utility | N | OP |  | Non Combustion (NUC, WAT, WND, GEO, or SUN)
EXCLUDE | AZ | Davis Dam | 152 | 1 | WAT | HY | 51.7 | 51.7 | 0 | 227923.9545 |  |  | 227923.9545 | 0 |  | Electric Utility | N | OP |  | Non Combustion (NUC, WAT, WND, GEO, or SUN)
EXCLUDE | AZ | Davis Dam | 152 | 2 | WAT | HY | 51.7 | 51.7 | 0 | 227923.9545 |  |  | 227923.9545 | 0 |  | Electric Utility | N | OP |  | Non Combustion (NUC, WAT, WND, GEO, or SUN)
EXCLUDE | AZ | Davis Dam | 152 | 3 | WAT | HY | 48 | 48 | 0 | 211612.1821 |  |  | 211612.1821 | 0 |  | Electric Utility | N | OP |  | Non Combustion (NUC, WAT, WND, GEO, or SUN)
EXCLUDE | AZ | Davis Dam | 152 | 4 | WAT | HY | 51.7 | 51.7 | 0 | 227923.9545 |  |  | 227923.9545 | 0 |  | Electric Utility | N | OP |  | Non Combustion (NUC, WAT, WND, GEO, or SUN)
EXCLUDE | AZ | Davis Dam | 152 | 5 | WAT | HY | 51.7 | 51.7 | 0 | 227923.9545 |  |  | 227923.9545 | 0 |  | Electric Utility | N | OP |  | Non Combustion (NUC, WAT, WND, GEO, or SUN)
SSTLOGN | AZ | Demoss Petrie | 124 | GT2 | NG | GT | 85 | 72.2 | 1140 | 3072 |  |  | 3072 | 3172.746 |  | Electric Utility | N | OP
NGCC | AZ | Desert Basin | 55129 | CTG1 | NG | CC | 187 | 162 | 2500 | 196709.1812 |  |  | 196709.1812 | 91619.2859 |  | Electric Utility | N | OP
NGCC | AZ | Desert Basin | 55129 | CTG2 | NG | CC | 187 | 162 | 2500 | 196709.1812 |  |  | 196709.1812 | 91619.2859 |  | Electric Utility | N | OP
NGCC | AZ | Desert Basin | 55129 | STG | NG | CC | 272.1 | 253 | 2500 | 286227.6375 |  |  | 286227.6375 | 133313.4102 |  | Electric Utility | N | OP
EXCLUDE | AZ | Dolan Springs | 57920 | 1 | WND | WT | 350 | 350 | 0 | 0 |  |  | 0 | 0 |  | IPP Non-CHP | N | L |  | Non Combustion (NUC, WAT, WND, GEO, or SUN)
EXCLUDE | AZ | Douglas | 114 | 1 | DFO | GT | 21.4 | 15 | 0 | 286 |  |  | 286 | 504.6239 |  | Electric Utility | N | OP |  | Simple Cycle Turbine (PRMVR=GT or OT) unit under 25MW
EXCLUDE | AZ | Dry Lake Solar | 57922 | 1 | SUN | PV | 22 | 22 | 0 | 0 |  |  | 0 | 0 |  | IPP Non-CHP | N | L |  | Non Combustion (NUC, WAT, WND, GEO, or SUN)
EXCLUDE | AZ | Dry Lake Wind II LLC | 57379 | 1 | WND | WT | 65.1 | 65.1 | 0 | 124330 |  |  | 124330 | 0 |  | IPP Non-CHP | N | OP |  | Non Combustion (NUC, WAT, WND, GEO, or SUN)
EXCLUDE | AZ | Dry Lake Wind LLC | 57098 | 1 | WND | WT | 63 | 63 | 0 | 124401 |  |  | 124401 | 0 |  | IPP Non-CHP | N | OP |  | Non Combustion (NUC, WAT, WND, GEO, or SUN)
EXCLUDE | AZ | FirstEnergy | 55711 | CTG1 | NG | CC | 180 | 180 | 0 | 0 |  |  | 0 | 0 |  | IPP Non-CHP | N | IP |  | Status of operation (IP,L,P,T,or U)
EXCLUDE | AZ | FirstEnergy | 55711 | CTG2 | NG | CC | 180 | 180 | 0 | 0 |  |  | 0 | 0 |  | IPP Non-CHP | N | IP |  | Status of operation (IP,L,P,T,or U)
EXCLUDE | AZ | FirstEnergy | 55711 | CTG3 | NG | CC | 180 | 180 | 0 | 0 |  |  | 0 | 0 |  | IPP Non-CHP | N | IP |  | Status of operation (IP,L,P,T,or U)
EXCLUDE | AZ | FirstEnergy | 55711 | CTG4 | NG | CC | 180 | 180 | 0 | 0 |  |  | 0 | 0 |  | IPP Non-CHP | N | IP |  | Status of operation (IP,L,P,T,or U)
EXCLUDE | AZ | FirstEnergy | 55711 | STG1 | NG | CC | 180 | 180 | 0 | 0 |  |  | 0 | 0 |  | IPP Non-CHP | N | IP |  | Status of operation (IP,L,P,T,or U)
EXCLUDE | AZ | FirstEnergy | 55711 | STG2 | NG | CC | 180 | 180 | 0 | 0 |  |  | 0 | 0 |  | IPP Non-CHP | N | IP |  | Status of operation (IP,L,P,T,or U)
EXCLUDE | AZ | Foothills Solar Plant | 57997 | PV1 | SUN | PV | 17 | 17 | 0 | 0 |  |  | 0 | 0 |  | Electric Utility | N | P |  | Non Combustion (NUC, WAT, WND, GEO, or SUN)
EXCLUDE | AZ | Foothills Solar Plant | 57997 | PV2 | SUN | PV | 18 | 18 | 0 | 0 |  |  | 0 | 0 |  | Electric Utility | N | P |  | Non Combustion (NUC, WAT, WND, GEO, or SUN)
EXCLUDE | AZ | Gila Bend Power Generation Station | 55507 | 1 | NG | CC | 170 | 156 | 0 | 0 |  |  | 0 | 0 |  | IPP Non-CHP | N | P |  | Status of operation (IP,L,P,T,or U)
EXCLUDE | AZ | Gila Bend Power Generation Station | 55507 | 2 | NG | CC | 170 | 156 | 0 | 0 |  |  | 0 | 0 |  | IPP Non-CHP | N | P |  | Status of operation (IP,L,P,T,or U)
EXCLUDE | AZ | Gila Bend Power Generation Station | 55507 | 3 | NG | CC | 170 | 156 | 0 | 0 |  |  | 0 | 0 |  | IPP Non-CHP | N | P |  | Status of operation (IP,L,P,T,or U)
EXCLUDE | AZ | Gila Bend Power Generation Station | 55507 | 4 | NG | CC | 390 | 390 | 0 | 0 |  |  | 0 | 0 |  | IPP Non-CHP | N | P |  | Status of operation (IP,L,P,T,or U)
NGCC | AZ | Gila River Power Station | 55306 | CTG1 | NG | CC | 174 | 146 | 2093 | 227219.7553 |  |  | 227219.7553 | 115768.8514 |  | Electric Utility/IPP Non-CHP | N | OP
NGCC | AZ | Gila River Power Station | 55306 | CTG2 | NG | CC | 174 | 146 | 2213 | 227219.7553 |  |  | 227219.7553 | 115768.8514 |  | Electric Utility/IPP Non-CHP | N | OP
NGCC | AZ | Gila River Power Station | 55306 | CTG3 | NG | CC | 174 | 146 | 2155 | 227219.7553 |  |  | 227219.7553 | 115768.8514 |  | Electric Utility/IPP Non-CHP | N | OP
NGCC | AZ | Gila River Power Station | 55306 | CTG4 | NG | CC | 174 | 146 | 2206 | 227219.7553 |  |  | 227219.7553 | 115768.8514 |  | Electric Utility/IPP Non-CHP | N | OP
NGCC | AZ | Gila River Power Station | 55306 | CTG5 | NG | CC | 174 | 146 | 2163 | 227219.7553 |  |  | 227219.7553 | 115768.8514 |  | Electric Utility/IPP Non-CHP | N | OP
NGCC | AZ | Gila River Power Station | 55306 | CTG6 | NG | CC | 174 | 146 | 2143 | 227219.7553 |  |  | 227219.7553 | 115768.8514 |  | Electric Utility/IPP Non-CHP | N | OP
NGCC | AZ | Gila River Power Station | 55306 | CTG7 | NG | CC | 174 | 146 | 2334 | 227219.7553 |  |  | 227219.7553 | 115768.8514 |  | Electric Utility/IPP Non-CHP | N | OP
NGCC | AZ | Gila River Power Station | 55306 | CTG8 | NG | CC | 174 | 146 | 2261 | 227219.7553 |  |  | 227219.7553 | 115768.8514 |  | Electric Utility/IPP Non-CHP | N | OP
NGCC | AZ | Gila River Power Station | 55306 | ST10 | NG | CC | 271 | 223 | 2093 | 353888.2395 |  |  | 353888.2395 | 180306.6593 |  | Electric Utility/IPP Non-CHP | N | OP
NGCC | AZ | Gila River Power Station | 55306 | ST11 | NG | CC | 271 | 223 | 2155 | 353888.2395 |  |  | 353888.2395 | 180306.6593 |  | Electric Utility/IPP Non-CHP | N | OP
NGCC | AZ | Gila River Power Station | 55306 | ST12 | NG | CC | 271 | 223 | 2163 | 353888.2395 |  |  | 353888.2395 | 180306.6593 |  | Electric Utility/IPP Non-CHP | N | OP
NGCC | AZ | Gila River Power Station | 55306 | ST9 | NG | CC | 271 | 223 | 2334 | 353888.2395 |  |  | 353888.2395 | 180306.6593 |  | Electric Utility/IPP Non-CHP | N | OP
EXCLUDE | AZ | Glen Canyon Dam | 153 | 1 | WAT | HY | 165 | 165 | 0 | 786569.7142 |  |  | 786569.7142 | 0 |  | Electric Utility | N | OP |  | Non Combustion (NUC, WAT, WND, GEO, or SUN)
EXCLUDE | AZ | Glen Canyon Dam | 153 | 2 | WAT | HY | 165 | 165 | 0 | 786569.7142 |  |  | 786569.7142 | 0 |  | Electric Utility | N | OP |  | Non Combustion (NUC, WAT, WND, GEO, or SUN)
EXCLUDE | AZ | Glen Canyon Dam | 153 | 3 | WAT | HY | 165 | 165 | 0 | 786569.7142 |  |  | 786569.7142 | 0 |  | Electric Utility | N | OP |  | Non Combustion (NUC, WAT, WND, GEO, or SUN)
EXCLUDE | AZ | Glen Canyon Dam | 153 | 4 | WAT | HY | 165 | 165 | 0 | 786569.7142 |  |  | 786569.7142 | 0 |  | Electric Utility | N | OP |  | Non Combustion (NUC, WAT, WND, GEO, or SUN)
EXCLUDE | AZ | Glen Canyon Dam | 153 | 5 | WAT | HY | 165 | 165 | 0 | 786569.7142 |  |  | 786569.7142 | 0 |  | Electric Utility | N | OP |  | Non Combustion (NUC, WAT, WND, GEO, or SUN)
EXCLUDE | AZ | Glen Canyon Dam | 153 | 6 | WAT | HY | 165 | 165 | 0 | 786569.7142 |  |  | 786569.7142 | 0 |  | Electric Utility | N | OP |  | Non Combustion (NUC, WAT, WND, GEO, or SUN)
EXCLUDE | AZ | Glen Canyon Dam | 153 | 7 | WAT | HY | 157 | 157 | 0 | 748433.0008 |  |  | 748433.0008 | 0 |  | Electric Utility | N | OP |  | Non Combustion (NUC, WAT, WND, GEO, or SUN)
EXCLUDE | AZ | Glen Canyon Dam | 153 | 8 | WAT | HY | 165 | 165 | 0 | 786569.7142 |  |  | 786569.7142 | 0 |  | Electric Utility | N | OP |  | Non Combustion (NUC, WAT, WND, GEO, or SUN)
EXCLUDE | AZ | Glendale Energy Power Plant | 57829 | GLEN1 | LFG | IC | 1.4 | 1.4 | 0 | 0 |  |  | 0 | 0 |  | IPP Non-CHP | N | OP |  | Internal Combustion (PRMVR=IC)
EXCLUDE | AZ | Glendale Energy Power Plant | 57829 | GLEN2 | LFG | IC | 1.4 | 1.4 | 0 | 0 |  |  | 0 | 0 |  | IPP Non-CHP | N | OP |  | Internal Combustion (PRMVR=IC)
NGCC | AZ | Griffith Energy LLC | 55124 | CTG1 | NG | CC | 176 | 147 | 2506 | 346194.7433 |  |  | 346194.7433 | 150844.7385 |  | Electric Utility/IPP Non-CHP | N | OP
NGCC | AZ | Griffith Energy LLC | 55124 | CTG2 | NG | CC | 176.6 | 147 | 2506 | 347374.9526 |  |  | 347374.9526 | 151358.9819 |  | Electric Utility/IPP Non-CHP | N | OP
NGCC | AZ | Griffith Energy LLC | 55124 | STG | NG | CC | 301.8 | 276 | 2506 | 593645.3041 |  |  | 593645.3041 | 258664.4436 |  | Electric Utility/IPP Non-CHP | N | OP
OGST | AZ | H Wilson Sundt Generating Station | 126 | 4 | NG | ST | 173.3 | 156 | 1702 | 466487 |  |  | 466487 | 620315.744 |  | Electric Utility | N | OP
SSTLOGN | AZ | H Wilson Sundt Generating Station | 126 | GT1 | NG | GT | 27 | 24 | 0 | 4123.5 |  |  | 4123.5 | 5598.1995 |  | Electric Utility | N | OP
SSTLOGN | AZ | H Wilson Sundt Generating Station | 126 | GT2 | NG | GT | 27 | 25 | 0 | 4123.5 |  |  | 4123.5 | 5598.1995 |  | Electric Utility | N | OP
OGST | AZ | H Wilson Sundt Generating Station | 126 | ST1 | NG | ST | 108.8 | 81 | 850 | 92048 |  |  | 92048 | 65586.249 |  | Electric Utility | N | OP
OGST | AZ | H Wilson Sundt Generating Station | 126 | ST2 | NG | ST | 108.8 | 81 | 820 | 82065 |  |  | 82065 | 54748.812 |  | Electric Utility | N | OP
OGST | AZ | H Wilson Sundt Generating Station | 126 | ST3 | NG | ST | 113.6 | 105 | 1210 | 258161 |  |  | 258161 | 163014.803 |  | Electric Utility | N | OP
NGCC | AZ | Harquahala Generating Project | 55372 | CTG1 | NG | CC | 281.7 | 206.4 | 2531 | 104993.4655 |  |  | 104993.4655 | 47689.0604 |  | Electric Utility/IPP Non-CHP | N | OP
NGCC | AZ | Harquahala Generating Project | 55372 | CTG2 | NG | CC | 281.7 | 206.4 | 2531 | 104993.4655 |  |  | 104993.4655 | 47689.0604 |  | Electric Utility/IPP Non-CHP | N | OP
NGCC | AZ | Harquahala Generating Project | 55372 | CTG3 | NG | CC | 281.7 | 206.4 | 2531 | 104993.4655 |  |  | 104993.4655 | 47689.0604 |  | Electric Utility/IPP Non-CHP | N | OP
NGCC | AZ | Harquahala Generating Project | 55372 | STG1 | NG | CC | 160 | 148.8 | 2531 | 59634.2012 |  |  | 59634.2012 | 27086.4383 |  | Electric Utility/IPP Non-CHP | N | OP
NGCC | AZ | Harquahala Generating Project | 55372 | STG2 | NG | CC | 160 | 148.8 | 2531 | 59634.2012 |  |  | 59634.2012 | 27086.4383 |  | Electric Utility/IPP Non-CHP | N | OP
NGCC | AZ | Harquahala Generating Project | 55372 | STG3 | NG | CC | 160 | 137.6 | 2531 | 59634.2012 |  |  | 59634.2012 | 27086.4383 |  | Electric Utility/IPP Non-CHP | N | OP
EXCLUDE | AZ | Headgate Rock | 7179 | 1 | WAT | HY | 6.5 | 6.5 | 0 | 26330 |  |  | 26330 | 0 |  | Electric Utility | N | OP |  | Non Combustion (NUC, WAT, WND, GEO, or SUN)
EXCLUDE | AZ | Headgate Rock | 7179 | 2 | WAT | HY | 6.5 | 6.5 | 0 | 26330 |  |  | 26330 | 0 |  | Electric Utility | N | OP |  | Non Combustion (NUC, WAT, WND, GEO, or SUN)
EXCLUDE | AZ | Headgate Rock | 7179 | 3 | WAT | HY | 6.5 | 6.5 | 0 | 26330 |  |  | 26330 | 0 |  | Electric Utility | N | OP |  | Non Combustion (NUC, WAT, WND, GEO, or SUN)
EXCLUDE | AZ | Hoover Dam | 8902 | A0 | WAT | HY | 2.4 | 2.7 | 0 | 3517.5748 |  |  | 3517.5748 | 0 |  | Electric Utility | N | OP |  | Non Combustion (NUC, WAT, WND, GEO, or SUN)
EXCLUDE | AZ | Hoover Dam | 8902 | A1 | WAT | HY | 130 | 130 | 0 | 190535.2992 |  |  | 190535.2992 | 0 |  | Electric Utility | N | OP |  | Non Combustion (NUC, WAT, WND, GEO, or SUN)
EXCLUDE | AZ | Hoover Dam | 8902 | A2 | WAT | HY | 130 | 130 | 0 | 190535.2992 |  |  | 190535.2992 | 0 |  | Electric Utility | N | OP |  | Non Combustion (NUC, WAT, WND, GEO, or SUN)
EXCLUDE | AZ | Hoover Dam | 8902 | A3 | WAT | HY | 130 | 130 | 0 | 190535.2992 |  |  | 190535.2992 | 0 |  | Electric Utility | N | OP |  | Non Combustion (NUC, WAT, WND, GEO, or SUN)
EXCLUDE | AZ | Hoover Dam | 8902 | A4 | WAT | HY | 130 | 130 | 0 | 190535.2992 |  |  | 190535.2992 | 0 |  | Electric Utility | N | OP |  | Non Combustion (NUC, WAT, WND, GEO, or SUN)
EXCLUDE | AZ | Hoover Dam | 8902 | A5 | WAT | HY | 127 | 127 | 0 | 186138.3308 |  |  | 186138.3308 | 0 |  | Electric Utility | N | OP |  | Non Combustion (NUC, WAT, WND, GEO, or SUN)
EXCLUDE | AZ | Hoover Dam | 8902 | A6 | WAT | HY | 130 | 130 | 0 | 190535.2992 |  |  | 190535.2992 | 0 |  | Electric Utility | N | OP |  | Non Combustion (NUC, WAT, WND, GEO, or SUN)
EXCLUDE | AZ | Hoover Dam | 8902 | A7 | WAT | HY | 130 | 130 | 0 | 190535.2992 |  |  | 190535.2992 | 0 |  | Electric Utility | N | OP |  | Non Combustion (NUC, WAT, WND, GEO, or SUN)
EXCLUDE | AZ | Hoover Dam | 8902 | A8 | WAT | HY | 61.5 | 61.5 | 0 | 90137.8531 |  |  | 90137.8531 | 0 |  | Electric Utility | N | OP |  | Non Combustion (NUC, WAT, WND, GEO, or SUN)
EXCLUDE | AZ | Hoover Dam | 8902 | A9 | WAT | HY | 68.5 | 68.5 | 0 | 100397.4461 |  |  | 100397.4461 | 0 |  | Electric Utility | N | OP |  | Non Combustion (NUC, WAT, WND, GEO, or SUN)
EXCLUDE | AZ | Horse Mesa | 145 | HM1 | WAT | HY | 9.9 | 10 | 0 | 10182.3333 |  |  | 10182.3333 | 0 |  | Electric Utility | N | OP |  | Non Combustion (NUC, WAT, WND, GEO, or SUN)
EXCLUDE | AZ | Horse Mesa | 145 | HM2 | WAT | HY | 9.9 | 10 | 0 | 10182.3333 |  |  | 10182.3333 | 0 |  | Electric Utility | N | OP |  | Non Combustion (NUC, WAT, WND, GEO, or SUN)
EXCLUDE | AZ | Horse Mesa | 145 | HM3 | WAT | HY | 9.9 | 10 | 0 | 10182.3333 |  |  | 10182.3333 | 0 |  | Electric Utility | N | OP |  | Non Combustion (NUC, WAT, WND, GEO, or SUN)
EXCLUDE | AZ | Horse Mesa | 145 | HM4 | WAT | PS | 99.8 | 119 | 0 | 43387 |  |  | 43387 | 0 |  | Electric Utility | N | OP |  | Non Combustion (NUC, WAT, WND, GEO, or SUN)
EXCLUDE | AZ | Hyder Projects | 57452 | HYD1 | SUN | PV | 99 | 99 | 0 | 0 |  |  | 0 | 0 |  | IPP Non-CHP | N | L |  | Non Combustion (NUC, WAT, WND, GEO, or SUN)
EXCLUDE | AZ | Hyder Projects | 57452 | HYD2 | SUN | PV | 99 | 99 | 0 | 0 |  |  | 0 | 0 |  | IPP Non-CHP | N | L |  | Non Combustion (NUC, WAT, WND, GEO, or SUN)
EXCLUDE | AZ | Hyder Projects | 57452 | HYD3 | SUN | PV | 40 | 40 | 0 | 0 |  |  | 0 | 0 |  | IPP Non-CHP | N | L |  | Non Combustion (NUC, WAT, WND, GEO, or SUN)
EXCLUDE | AZ | Hyder Solar | 57563 | PV1 | SUN | PV | 11 | 11 | 0 | 3076 |  |  | 3076 | 0 |  | Electric Utility | N | OP |  | Non Combustion (NUC, WAT, WND, GEO, or SUN)
EXCLUDE | AZ | Hyder Solar | 57563 | PV2 | SUN | PV | 5 | 5 | 0 | 0 |  |  | 0 | 0 |  | Electric Utility | N | U |  | Non Combustion (NUC, WAT, WND, GEO, or SUN)
EXCLUDE | AZ | Ina Road Water Pollution Control Fac | 55257 | 1 | NG | IC | 0.6 | 0.6 | 0 | 0 | 0.35871 | 0 | 0 | 0 |  | Commercial CHP | Y | OP | 2013 | Internal Combustion (PRMVR=IC)
EXCLUDE | AZ | Ina Road Water Pollution Control Fac | 55257 | 2 | NG | IC | 0.6 | 0.6 | 0 | 0 | 0.35871 | 0 | 0 | 0 |  | Commercial CHP | Y | OP | 2013 | Internal Combustion (PRMVR=IC)
EXCLUDE | AZ | Ina Road Water Pollution Control Fac | 55257 | 3 | NG | IC | 0.6 | 0.6 | 0 | 0 | 0.35871 | 0 | 0 | 0 |  | Commercial CHP | Y | OP | 2013 | Internal Combustion (PRMVR=IC)
EXCLUDE | AZ | Ina Road Water Pollution Control Fac | 55257 | 4 | NG | IC | 0.6 | 0.6 | 0 | 0 | 0.35871 | 0 | 0 | 0 |  | Commercial CHP | Y | OP | 2013 | Internal Combustion (PRMVR=IC)
EXCLUDE | AZ | Ina Road Water Pollution Control Fac | 55257 | 5 | NG | IC | 0.6 | 0.6 | 0 | 0 | 0.35871 | 0 | 0 | 0 |  | Commercial CHP | Y | OP | 2013 | Internal Combustion (PRMVR=IC)
EXCLUDE | AZ | Ina Road Water Pollution Control Fac | 55257 | 6 | NG | IC | 0.6 | 0.6 | 0 | 0 | 0.35871 | 0 | 0 | 0 |  | Commercial CHP | Y | OP | 2013 | Internal Combustion (PRMVR=IC)
EXCLUDE | AZ | Ina Road Water Pollution Control Fac | 55257 | 7 | NG | IC | 0.6 | 0.6 | 0 | 0 | 0.35871 | 0 | 0 | 0 |  | Commercial CHP | Y | OP | 2013 | Internal Combustion (PRMVR=IC)
EXCLUDE | AZ | IRC Generator Facility | 56899 | 290 | DFO | IC | 1.5 | 1.5 | 0 | 0 |  |  | 0 | 0 |  | Electric Utility | N | SB |  | Internal Combustion (PRMVR=IC)
EXCLUDE | AZ | IRC Generator Facility | 56899 | 291 | DFO | IC | 1.5 | 1.5 | 0 | 0 |  |  | 0 | 0 |  | Electric Utility | N | SB |  | Internal Combustion (PRMVR=IC)
EXCLUDE | AZ | Irving | 115 | 1 | WAT | HY | 1.6 | 1.4 | 0 | 0 |  |  | 0 | 0 |  | Electric Utility | N | RE | 2005 | Non Combustion (NUC, WAT, WND, GEO, or SUN)
EXCLUDE | AZ | Kingman 1 | 57775 | PV | SUN | PV | 0.5 | 0.5 | 0 | 216 |  |  | 216 | 0 |  | IPP Non-CHP | N | OP |  | Non Combustion (NUC, WAT, WND, GEO, or SUN)
EXCLUDE | AZ | Kingman 1 | 57775 | WGNS | WND | WT | 10 | 10 | 0 | 6848 |  |  | 6848 | 0 |  | IPP Non-CHP | N | OP |  | Non Combustion (NUC, WAT, WND, GEO, or SUN)
OGST | AZ | Kyrene | 147 | KY1 | NG | ST | 34.5 | 34 | 0 | 0 |  |  | 0 | 0.01867 |  | Electric Utility | N | SB
OGST | AZ | Kyrene | 147 | KY2 | NG | ST | 73.5 | 72 | 0 | 0 |  |  | 0 | 0.039774 |  | Electric Utility | N | SB
SSTLOGN | AZ | Kyrene | 147 | KY4 | NG | GT | 53.1 | 59 | 0 | 61.4456 |  |  | 61.4456 | 416.4809 |  | Electric Utility | N | OP
SSTLOGN | AZ | Kyrene | 147 | KY5 | NG | GT | 60.3 | 53 | 0 | 69.7772 |  |  | 69.7772 | 472.9529 |  | Electric Utility | N | OP
SSTLOGN | AZ | Kyrene | 147 | KY6 | NG | GT | 60.3 | 53 | 0 | 69.7772 |  |  | 69.7772 | 472.9529 |  | Electric Utility | N | OP
NGCC | AZ | Kyrene | 147 | KY7 | NG | CC | 170 | 148 | 2310 | 300290.4452 |  |  | 300290.4452 | 134871.6349 |  | Electric Utility | N | OP
NGCC | AZ | Kyrene | 147 | KY7A | NG | CC | 122 | 106 | 2310 | 215502.5548 |  |  | 215502.5548 | 96790.2321 |  | Electric Utility | N | OP
EXCLUDE | AZ | La Senita | 57556 | 1 | SUN | PV | 1 | 1 | 0 | 233 |  |  | 233 | 0 |  | Electric Utility | N | OP |  | Non Combustion (NUC, WAT, WND, GEO, or SUN)
EXCLUDE | AZ | Luke Solar | 57324 | PV1 | SUN | PV | 15 | 12.8 | 0 | 0 |  |  | 0 | 0 |  | Electric Utility | N | P |  | Non Combustion (NUC, WAT, WND, GEO, or SUN)
EXCLUDE | AZ | Macys Goodyear | 57673 | 1 | SUN | PV | 3.5 | 3.5 | 0 | 6868 |  |  | 6868 | 0 |  | IPP Non-CHP | N | OP |  | Non Combustion (NUC, WAT, WND, GEO, or SUN)
EXCLUDE | AZ | Maricopa Solar | 57140 | 1 | SUN | ST | 1.5 | 1.5 | 0 | 0 |  |  | 0 | 0 |  | IPP Non-CHP | N | RE | 2011 | Non Combustion (NUC, WAT, WND, GEO, or SUN)
NGCC | AZ | Mesquite Generating Station | 55481 | GT1 | NG | CC | 185.3 | 146.2 | 2370 | 807404.6945 |  |  | 807404.6945 | 362796.8391 |  | Electric Utility/IPP Non-CHP | N | OP
NGCC | AZ | Mesquite Generating Station | 55481 | GT2 | NG | CC | 185.3 | 144.5 | 2370 | 807404.6945 |  |  | 807404.6945 | 362796.8391 |  | Electric Utility/IPP Non-CHP | N | OP
NGCC | AZ | Mesquite Generating Station | 55481 | GT3 | NG | CC | 185.3 | 146.2 | 2370 | 807404.6945 |  |  | 807404.6945 | 362796.8391 |  | Electric Utility/IPP Non-CHP | N | OP
NGCC | AZ | Mesquite Generating Station | 55481 | GT4 | NG | CC | 185.3 | 146.2 | 2370 | 807404.6945 |  |  | 807404.6945 | 362796.8391 |  | Electric Utility/IPP Non-CHP | N | OP
NGCC | AZ | Mesquite Generating Station | 55481 | ST1 | NG | CC | 321 | 245.1 | 2370 | 1398688.1109 |  |  | 1398688.1109 | 628482.3818 |  | Electric Utility/IPP Non-CHP | N | OP
NGCC | AZ | Mesquite Generating Station | 55481 | ST2 | NG | CC | 321 | 245.1 | 2370 | 1398688.1109 |  |  | 1398688.1109 | 628482.3818 |  | Electric Utility/IPP Non-CHP | N | OP
EXCLUDE | AZ | Mesquite Solar 1 | 57707 | 1 | SUN | PV | 16 | 16 | 0 | 985.3333 |  |  | 985.3333 | 0 |  | IPP Non-CHP | N | OP |  | Non Combustion (NUC, WAT, WND, GEO, or SUN)
EXCLUDE | AZ | Mesquite Solar 1 | 57707 | 2 | SUN | PV | 16 | 16 | 0 | 985.3333 |  |  | 985.3333 | 0 |  | IPP Non-CHP | N | V |  | Non Combustion (NUC, WAT, WND, GEO, or SUN)
EXCLUDE | AZ | Mesquite Solar 1 | 57707 | 3 | SUN | PV | 10 | 10 | 0 | 0 |  |  | 0 | 0 |  | IPP Non-CHP | N | IP |  | Non Combustion (NUC, WAT, WND, GEO, or SUN)
EXCLUDE | AZ | Mesquite Solar 1 | 57707 | 4 | SUN | PV | 16 | 16 | 0 | 985.3333 |  |  | 985.3333 | 0 |  | IPP Non-CHP | N | V |  | Non Combustion (NUC, WAT, WND, GEO, or SUN)
EXCLUDE | AZ | Mesquite Solar 1 | 57707 | 5 | SUN | PV | 16 | 16 | 0 | 0 |  |  | 0 | 0 |  | IPP Non-CHP | N | U |  | Non Combustion (NUC, WAT, WND, GEO, or SUN)
EXCLUDE | AZ | Mesquite Solar 1 | 57707 | 6 | SUN | PV | 8 | 8 | 0 | 0 |  |  | 0 | 0 |  | IPP Non-CHP | N | U |  | Non Combustion (NUC, WAT, WND, GEO, or SUN)
EXCLUDE | AZ | Mesquite Solar 1 | 57707 | 7 | SUN | PV | 16 | 16 | 0 | 0 |  |  | 0 | 0 |  | IPP Non-CHP | N | P |  | Non Combustion (NUC, WAT, WND, GEO, or SUN)
EXCLUDE | AZ | Mesquite Solar 1 | 57707 | 8 | SUN | PV | 12 | 12 | 0 | 0 |  |  | 0 | 0 |  | IPP Non-CHP | N | P |  | Non Combustion (NUC, WAT, WND, GEO, or SUN)
EXCLUDE | AZ | Mesquite Solar 1 | 57707 | 9 | SUN | PV | 16 | 16 | 0 | 0 |  |  | 0 | 0 |  | IPP Non-CHP | N | P |  | Non Combustion (NUC, WAT, WND, GEO, or SUN)
EXCLUDE | AZ | Mesquite Solar 1 | 57707 | 10 | SUN | PV | 12 | 12 | 0 | 0 |  |  | 0 | 0 |  | IPP Non-CHP | N | P |  | Non Combustion (NUC, WAT, WND, GEO, or SUN)
EXCLUDE | AZ | Mesquite Solar 1 | 57707 | 11 | SUN | PV | 16 | 16 | 0 | 0 |  |  | 0 | 0 |  | IPP Non-CHP | N | P |  | Non Combustion (NUC, WAT, WND, GEO, or SUN)
EXCLUDE | AZ | Mesquite Solar 1 | 57707 | 12 | SUN | PV | 16 | 16 | 0 | 0 |  |  | 0 | 0 |  | IPP Non-CHP | N | P |  | Non Combustion (NUC, WAT, WND, GEO, or SUN)
EXCLUDE | AZ | Mormon Flat | 148 | MF1 | WAT | HY | 9.2 | 11 | 0 | 10095 |  |  | 10095 | 0 |  | Electric Utility | N | OP |  | Non Combustion (NUC, WAT, WND, GEO, or SUN)
EXCLUDE | AZ | Mormon Flat | 148 | MF2 | WAT | PS | 54.3 | 57.3 | 0 | 26044 |  |  | 26044 | 0 |  | Electric Utility | N | OP |  | Non Combustion (NUC, WAT, WND, GEO, or SUN)
EXCLUDE | AZ | Nelson Plant Generators | 54245 | EXI1 | DFO | IC | 1.1 | 1.1 | 0 | 0 |  |  | 0 | 0 |  | Industrial Non-CHP | N | SB |  | Internal Combustion (PRMVR=IC)
EXCLUDE | AZ | Nelson Plant Generators | 54245 | EXI2 | DFO | IC | 1.1 | 1.1 | 0 | 0 |  |  | 0 | 0 |  | Industrial Non-CHP | N | SB |  | Internal Combustion (PRMVR=IC)
SSTLOGN | AZ | North Loop | 6088 | 1 | NG | GT | 27 | 25 | 0 | 578.5714 |  |  | 578.5714 | 751.2563 |  | Electric Utility | N | OP
SSTLOGN | AZ | North Loop | 6088 | 2 | NG | GT | 27 | 25 | 0 | 578.5714 |  |  | 578.5714 | 751.2563 |  | Electric Utility | N | OP
SSTLOGN | AZ | North Loop | 6088 | 3 | NG | GT | 27 | 23 | 0 | 578.5714 |  |  | 578.5714 | 751.2563 |  | Electric Utility | N | OP
SSTLOGN | AZ | North Loop | 6088 | 4 | NG | GT | 26.8 | 19 | 0 | 574.2857 |  |  | 574.2857 | 745.6914 |  | Electric Utility | N | OP
EXCLUDE | AZ | Northwest Regional | 57403 | GEN1 | LFG | IC | 1.6 | 1.6 | 0 | 0 |  |  | 0 | 0 |  | IPP Non-CHP | N | P |  | Internal Combustion (PRMVR=IC)
EXCLUDE | AZ | Northwest Regional | 57403 | GEN2 | LFG | IC | 1.6 | 1.6 | 0 | 0 |  |  | 0 | 0 |  | IPP Non-CHP | N | P |  | Internal Combustion (PRMVR=IC)
OGST | AZ | Ocotillo | 116 | 1 | NG | ST | 113.6 | 110 | 1240 | 43128 |  |  | 43128 | 33616.209 |  | Electric Utility | N | OP
OGST | AZ | Ocotillo | 116 | 2 | NG | ST | 113.6 | 110 | 1240 | 46954 |  |  | 46954 | 36575.376 |  | Electric Utility | N | OP
SSTLOGN | AZ | Ocotillo | 116 | GT1 | NG | GT | 53.1 | 50 | 0 | 835.5 |  |  | 835.5 | 1176.3305 |  | Electric Utility | N | OP
SSTLOGN | AZ | Ocotillo | 116 | GT2 | NG | GT | 53.1 | 50 | 0 | 835.5 |  |  | 835.5 | 1176.3305 |  | Electric Utility | N | OP
EXCLUDE | AZ | Ocotillo | 116 | PV1 | SUN | PV | 0.1 | 0.1 | 0 | 20.8333 |  |  | 20.8333 | 0 |  | Electric Utility | N | OP |  | Non Combustion (NUC, WAT, WND, GEO, or SUN)
EXCLUDE | AZ | Ocotillo | 116 | PV2 | SUN | PV | 0.1 | 0.1 | 0 | 20.8333 |  |  | 20.8333 | 0 |  | Electric Utility | N | OP |  | Non Combustion (NUC, WAT, WND, GEO, or SUN)
EXCLUDE | AZ | Ocotillo | 116 | PVM | SUN | PV | 0.4 | 0.4 | 0 | 83.3333 |  |  | 83.3333 | 0 |  | Electric Utility | N | OP |  | Non Combustion (NUC, WAT, WND, GEO, or SUN)
EXCLUDE | AZ | Palo Verde | 6008 | 1 | NUC | ST | 1403.1 | 1311 | 0 | 10425954.3333 |  |  | 10425954.3333 | 0 |  | Electric Utility | N | OP |  | Non Combustion (NUC, WAT, WND, GEO, or SUN)
EXCLUDE | AZ | Palo Verde | 6008 | 2 | NUC | ST | 1403.1 | 1314 | 0 | 10425954.3333 |  |  | 10425954.3333 | 0 |  | Electric Utility | N | OP |  | Non Combustion (NUC, WAT, WND, GEO, or SUN)
EXCLUDE | AZ | Palo Verde | 6008 | 3 | NUC | ST | 1403.1 | 1312 | 0 | 10425954.3333 |  |  | 10425954.3333 | 0 |  | Electric Utility | N | OP |  | Non Combustion (NUC, WAT, WND, GEO, or SUN)
EXCLUDE | AZ | Paloma Solar | 57562 | PV1 | SUN | PV | 17 | 17 | 0 | 12201 |  |  | 12201 | 0 |  | Electric Utility | N | OP |  | Non Combustion (NUC, WAT, WND, GEO, or SUN)
EXCLUDE | AZ | Prescott Airport | 56228 | PV1 | SUN | PV | 2.1 | 2.1 | 0 | 3348 |  |  | 3348 | 0 |  | Electric Utility | N | OP |  | Non Combustion (NUC, WAT, WND, GEO, or SUN)
EXCLUDE | AZ | Prescott Airport | 56228 | PV2 | SUN | PV | 7 | 7 | 0 | 0 |  |  | 0 | 0 |  | Electric Utility | N | IP |  | Non Combustion (NUC, WAT, WND, GEO, or SUN)
EXCLUDE | AZ | Queen Creek Solar Farm | 57883 | GEN1 | SUN | PV | 19 | 18.6 | 0 | 0 |  |  | 0 | 0 |  | IPP Non-CHP | N | P |  | Non Combustion (NUC, WAT, WND, GEO, or SUN)
EXCLUDE | AZ | RE Ajo 1 LLC | 57795 | 1 | SUN | PV | 4.5 | 4.5 | 0 | 1989 |  |  | 1989 | 0 |  | IPP Non-CHP | N | OP |  | Non Combustion (NUC, WAT, WND, GEO, or SUN)
EXCLUDE | AZ | RE Bagdad Solar I LLC | 57790 | 1 | SUN | PV | 16.6 | 16.6 | 0 | 2033 |  |  | 2033 | 0 |  | IPP Non-CHP | N | OP |  | Non Combustion (NUC, WAT, WND, GEO, or SUN)
NGCC | AZ | Red Hawk | 55455 | CT1A | NG | CC | 182 | 148 | 2053 | 572843.7183 |  |  | 572843.7183 | 251942.5808 |  | Electric Utility | N | OP
NGCC | AZ | Red Hawk | 55455 | CT1B | NG | CC | 182 | 148 | 2053 | 572843.7183 |  |  | 572843.7183 | 251942.5808 |  | Electric Utility | N | OP
NGCC | AZ | Red Hawk | 55455 | CT2A | NG | CC | 182 | 148 | 2053 | 572843.7183 |  |  | 572843.7183 | 251942.5808 |  | Electric Utility | N | OP
NGCC | AZ | Red Hawk | 55455 | CT2B | NG | CC | 182 | 148 | 2053 | 572843.7183 |  |  | 572843.7183 | 251942.5808 |  | Electric Utility | N | OP
NGCC | AZ | Red Hawk | 55455 | ST1 | NG | CC | 204 | 171 | 2053 | 642088.5634 |  |  | 642088.5634 | 282397.1785 |  | Electric Utility | N | OP
NGCC | AZ | Red Hawk | 55455 | ST2 | NG | CC | 204 | 171 | 2053 | 642088.5634 |  |  | 642088.5634 | 282397.1785 |  | Electric Utility | N | OP
EXCLUDE | AZ | Roger Road WWTP | 57524 | 1 | SUN | PV | 1.1 | 0.9 | 0 | 2320 |  |  | 2320 | 0 |  | IPP Non-CHP | N | OP |  | Non Combustion (NUC, WAT, WND, GEO, or SUN)
EXCLUDE | AZ | Roosevelt | 149 | ROOS | WAT | HY | 36 | 36 | 0 | 105617 |  |  | 105617 | 0 |  | Electric Utility | N | OP |  | Non Combustion (NUC, WAT, WND, GEO, or SUN)
OGST | AZ | Saguaro | 118 | 1 | NG | ST | 125 | 110 | 0 | 673 |  |  | 673 | 620.9748 |  | Electric Utility | N | OP
OGST | AZ | Saguaro | 118 | 2 | NG | ST | 125 | 100 | 0 | 467 |  |  | 467 | 430.8993 |  | Electric Utility | N | OP
SSTLOGN | AZ | Saguaro | 118 | GE1 | NG | GT | 78.3 | 76 | 403.1707 | 3586.0976 |  |  | 3586.0976 | 2669.7393 |  | Electric Utility | N | OP
SSTLOGN | AZ | Saguaro | 118 | GT1 | NG | GT | 53.1 | 50 | 273.4146 | 2431.9512 |  |  | 2431.9512 | 1810.5129 |  | Electric Utility | N | OP
SSTLOGN | AZ | Saguaro | 118 | GT2 | NG | GT | 53.1 | 50 | 273.4146 | 2431.9512 |  |  | 2431.9512 | 1810.5129 |  | Electric Utility | N | OP
EXCLUDE | AZ | Saguaro | 118 | PV1 | SUN | OT | 1 | 1 | 0 | 0 |  |  | 0 | 0 |  | Electric Utility | N | OP |  | Non Combustion (NUC, WAT, WND, GEO, or SUN)
NGCC | AZ | Santan | 8068 | ST1 | NG | CC | 103.5 | 92 | 525.6957 | 184408.0419 |  |  | 184408.0419 | 72997.9976 |  | Electric Utility | N | OP
NGCC | AZ | Santan | 8068 | ST2 | NG | CC | 103.5 | 92 | 525.6957 | 184408.0419 |  |  | 184408.0419 | 72997.9976 |  | Electric Utility | N | OP
NGCC | AZ | Santan | 8068 | ST3 | NG | CC | 103.5 | 92 | 525.6957 | 184408.0419 |  |  | 184408.0419 | 72997.9976 |  | Electric Utility | N | OP
NGCC | AZ | Santan | 8068 | ST4 | NG | CC | 103.5 | 92 | 525.6957 | 184408.0419 |  |  | 184408.0419 | 72997.9976 |  | Electric Utility | N | OP
NGCC | AZ | Santan | 8068 | ST5A | NG | CC | 153.8 | 151 | 781.1787 | 274028.5685 |  |  | 274028.5685 | 108474.3192 |  | Electric Utility | N | OP
NGCC | AZ | Santan | 8068 | ST5B | NG | CC | 153.8 | 151 | 781.1787 | 274028.5685 |  |  | 274028.5685 | 108474.3192 |  | Electric Utility | N | OP
NGCC | AZ | Santan | 8068 | ST5S | NG | CC | 314.5 | 280 | 1597.4038 | 560351.0064 |  |  | 560351.0064 | 221815.1715 |  | Electric Utility | N | OP
NGCC | AZ | Santan | 8068 | ST6A | NG | CC | 153.8 | 151 | 781.1787 | 274028.5685 |  |  | 274028.5685 | 108474.3192 |  | Electric Utility | N | OP
NGCC | AZ | Santan | 8068 | ST6S | NG | CC | 136.1 | 126 | 691.2771 | 242492.1207 |  |  | 242492.1207 | 95990.6036 |  | Electric Utility | N | OP
EXCLUDE | AZ | Snowflake White Mountain Power LLC | 56616 | G3 | WDS | ST | 27.2 | 26 | 0 | 160652 |  |  | 160652 | 209125.9737 |  | IPP Non-CHP | N | OP |  | Non Fossil fuel type
EXCLUDE | AZ | Solana Generating Station | 56812 | GEN1 | SUN | CP | 140 | 125 | 0 | 0 |  |  | 0 | 0 |  | IPP Non-CHP | N | U |  | Non Combustion (NUC, WAT, WND, GEO, or SUN)
EXCLUDE | AZ | Solana Generating Station | 56812 | GEN2 | SUN | CP | 140 | 125 | 0 | 0 |  |  | 0 | 0 |  | IPP Non-CHP | N | U |  | Non Combustion (NUC, WAT, WND, GEO, or SUN)
EXCLUDE | AZ | South Consolidated | 100 | SC1 | WAT | HY | 1.4 | 1.4 | 0 | 3612 |  |  | 3612 | 0 |  | Electric Utility | N | OP |  | Non Combustion (NUC, WAT, WND, GEO, or SUN)
COALST | AZ | Springerville | 8223 | 1 | SUB | ST | 424.8 | 387 | 4700 | 2537572 |  |  | 2537572 | 2407728.576 |  | Electric Utility | N | OP
COALST | AZ | Springerville | 8223 | 2 | SUB | ST | 424.8 | 390 | 4700 | 2934389 |  |  | 2934389 | 3089736.145 |  | Electric Utility | N | OP
COALST | AZ | Springerville | 8223 | 3 | SUB | ST | 450 | 417 | 5040 | 2966045 |  |  | 2966045 | 2958924.754 |  | Electric Utility | N | OP
COALST | AZ | Springerville | 8223 | 4 | SUB | ST | 450 | 415 | 5040 | 2930296 |  |  | 2930296 | 3002762.97 |  | Electric Utility | N | OP
EXCLUDE | AZ | Springerville | 8223 | 5 | SUB | ST | 400 | 375 | 0 | 0 |  |  | 0 | 0 |  | Electric Utility | N | IP |  | Status of operation (IP,L,P,T,or U)
EXCLUDE | AZ | Springerville | 8223 | SGSS | SUN | PV | 5.1 | 5.1 | 0 | 5291.3871 |  |  | 5291.3871 | 0 |  | Electric Utility | N | OP |  | Non Combustion (NUC, WAT, WND, GEO, or SUN)
EXCLUDE | AZ | Springerville | 8223 | SGSS1 | SUN | PV | 4.2 | 3.8 | 0 | 4357.6129 |  |  | 4357.6129 | 0 |  | Electric Utility | N | OP |  | Non Combustion (NUC, WAT, WND, GEO, or SUN)
EXCLUDE | AZ | Stewart Mountain | 150 | SM | WAT | HY | 13 | 13 | 0 | 43193 |  |  | 43193 | 0 |  | Electric Utility | N | OP |  | Non Combustion (NUC, WAT, WND, GEO, or SUN)
SSTLOGN | AZ | Sundance | 55522 | CT1 | NG | GT | 45 | 41 | 495 | 11781.8 |  |  | 11781.8 | 7908.8192 |  | Electric Utility | N | OP
SSTLOGN | AZ | Sundance | 55522 | CT10 | NG | GT | 45 | 41 | 495 | 11781.8 |  |  | 11781.8 | 7908.8192 |  | Electric Utility | N | OP
EXCLUDE | AZ | Sundance | 55522 | CT11 | NG | GT | 45 | 38 | 0 | 0 |  |  | 0 | 0 |  | Electric Utility | N | IP |  | Status of operation (IP,L,P,T,or U)
EXCLUDE | AZ | Sundance | 55522 | CT12 | NG | GT | 45 | 38 | 0 | 0 |  |  | 0 | 0 |  | Electric Utility | N | IP |  | Status of operation (IP,L,P,T,or U)
SSTLOGN | AZ | Sundance | 55522 | CT2 | NG | GT | 45 | 41 | 495 | 11781.8 |  |  | 11781.8 | 7908.8192 |  | Electric Utility | N | OP
SSTLOGN | AZ | Sundance | 55522 | CT3 | NG | GT | 45 | 41 | 495 | 11781.8 |  |  | 11781.8 | 7908.8192 |  | Electric Utility | N | OP
SSTLOGN | AZ | Sundance | 55522 | CT4 | NG | GT | 45 | 41 | 495 | 11781.8 |  |  | 11781.8 | 7908.8192 |  | Electric Utility | N | OP
SSTLOGN | AZ | Sundance | 55522 | CT5 | NG | GT | 45 | 41 | 495 | 11781.8 |  |  | 11781.8 | 7908.8192 |  | Electric Utility | N | OP
SSTLOGN | AZ | Sundance | 55522 | CT6 | NG | GT | 45 | 41 | 495 | 11781.8 |  |  | 11781.8 | 7908.8192 |  | Electric Utility | N | OP
SSTLOGN | AZ | Sundance | 55522 | CT7 | NG | GT | 45 | 41 | 495 | 11781.8 |  |  | 11781.8 | 7908.8192 |  | Electric Utility | N | OP
SSTLOGN | AZ | Sundance | 55522 | CT8 | NG | GT | 45 | 41 | 495 | 11781.8 |  |  | 11781.8 | 7908.8192 |  | Electric Utility | N | OP
SSTLOGN | AZ | Sundance | 55522 | CT9 | NG | GT | 45 | 41 | 495 | 11781.8 |  |  | 11781.8 | 7908.8192 |  | Electric Utility | N | OP
EXCLUDE | AZ | TAA Solar Facility | 57391 | TAA1 | SUN | PV | 2.8 | 2.8 | 0 | 0 |  |  | 0 | 0 |  | Electric Utility | N | IP |  | Non Combustion (NUC, WAT, WND, GEO, or SUN)
EXCLUDE | AZ | Tri Cities | 7998 | TC1 | LFG | IC | 1 | 0.8 | 0 | 0 |  |  | 0 | 0 |  | Electric Utility | N | OP |  | Internal Combustion (PRMVR=IC)
EXCLUDE | AZ | Tri Cities | 7998 | TC2 | LFG | IC | 1 | 0.8 | 0 | 0 |  |  | 0 | 0 |  | Electric Utility | N | OP |  | Internal Combustion (PRMVR=IC)
EXCLUDE | AZ | Tri Cities | 7998 | TC3 | LFG | IC | 1 | 0.8 | 0 | 0 |  |  | 0 | 0 |  | Electric Utility | N | OP |  | Internal Combustion (PRMVR=IC)
EXCLUDE | AZ | Tri Cities | 7998 | TC4 | LFG | IC | 1 | 0.8 | 0 | 0 |  |  | 0 | 0 |  | Electric Utility | N | OP |  | Internal Combustion (PRMVR=IC)
EXCLUDE | AZ | Tri Cities | 7998 | TC5 | LFG | IC | 1 | 0.8 | 0 | 0 |  |  | 0 | 0 |  | Electric Utility | N | OP |  | Internal Combustion (PRMVR=IC)
EXCLUDE | AZ | UASTP I | 57392 | UATP1 | SUN | PV | 1.2 | 1.2 | 0 | 340 |  |  | 340 | 0 |  | Electric Utility | N | OP |  | Non Combustion (NUC, WAT, WND, GEO, or SUN)
EXCLUDE | AZ | UASTP II | 57717 | UATP2 | SUN | PV | 2.8 | 2.8 | 0 | 0 |  |  | 0 | 0 |  | Electric Utility | N | V |  | Non Combustion (NUC, WAT, WND, GEO, or SUN)
EXCLUDE | AZ | Valencia | 6515 | GT1 | NG | GT | 16.8 | 14.7 | 0 | 3071.1494 |  |  | 3071.1494 | 2363.2972 |  | Electric Utility | N | SB |  | Simple Cycle Turbine (PRMVR=GT or OT) unit under 25MW
EXCLUDE | AZ | Valencia | 6515 | GT2 | NG | GT | 16.8 | 14.7 | 0 | 3071.1494 |  |  | 3071.1494 | 2363.2972 |  | Electric Utility | N | SB |  | Simple Cycle Turbine (PRMVR=GT or OT) unit under 25MW
EXCLUDE | AZ | Valencia | 6515 | GT3 | NG | GT | 16.8 | 14.7 | 0 | 3071.1494 |  |  | 3071.1494 | 2363.2972 |  | Electric Utility | N | SB |  | Simple Cycle Turbine (PRMVR=GT or OT) unit under 25MW
SSTLOGN | AZ | Valencia | 6515 | GT4 | NG | GT | 54 | 17 | 0 | 9871.5517 |  |  | 9871.5517 | 7596.3123 |  | Electric Utility | N | OP
EXCLUDE | AZ | Waddell | 7164 | PG3 | WAT | PS | 10 | 10 | 0 | 12897 |  |  | 12897 | 0 |  | Electric Utility | N | OP |  | Non Combustion (NUC, WAT, WND, GEO, or SUN)
EXCLUDE | AZ | Waddell | 7164 | PG6 | WAT | PS | 10 | 10 | 0 | 12897 |  |  | 12897 | 0 |  | Electric Utility | N | OP |  | Non Combustion (NUC, WAT, WND, GEO, or SUN)
EXCLUDE | AZ | Waddell | 7164 | PG7 | WAT | PS | 10 | 10 | 0 | 12897 |  |  | 12897 | 0 |  | Electric Utility | N | OP |  | Non Combustion (NUC, WAT, WND, GEO, or SUN)
EXCLUDE | AZ | Waddell | 7164 | PS1 | WAT | PS | 10 | 10 | 0 | 12897 |  |  | 12897 | 0 |  | Electric Utility | N | OP |  | Non Combustion (NUC, WAT, WND, GEO, or SUN)
EXCLUDE | AZ | Walmart Casa Grande | 57939 | 1 | SUN | PV | 1.1 | 0.5 | 0 | 1135.2 |  |  | 1135.2 | 0 |  | Commercial Non-CHP | N | OP |  | Non Combustion (NUC, WAT, WND, GEO, or SUN)
EXCLUDE | AZ | Walmart Casa Grande | 57939 | 2 | SUN | PV | 0.9 | 1 | 0 | 928.8 |  |  | 928.8 | 0 |  | Commercial Non-CHP | N | OP |  | Non Combustion (NUC, WAT, WND, GEO, or SUN)
EXCLUDE | AZ | West Phoenix | 117 | 4 | NG | ST | 34.5 | 33.3 | 0 | 0 |  |  | 0 | 0 |  | Electric Utility | N | RE | 2002 | Retired in 2002
EXCLUDE | AZ | West Phoenix | 117 | 5 | NG | ST | 16 | 12 | 0 | 0 |  |  | 0 | 0 |  | Electric Utility | N | RE | 2002 | Steam unit (PRMVR=ST) under 25MW/250 MMBtu/hr
EXCLUDE | AZ | West Phoenix | 117 | 6 | NG | ST | 69 | 63 | 0 | 0 |  |  | 0 | 0 |  | Electric Utility | N | RE | 2002 | Retired in 2002
NGCC | AZ | West Phoenix | 117 | 1B | NG | CC | 132 | 85 | 1031.4974 | 204148.0865 |  |  | 204148.0865 | 126320.6378 |  | Electric Utility | N | OP
NGCC | AZ | West Phoenix | 117 | 2B | NG | CC | 132 | 85 | 1031.4974 | 204148.0865 |  |  | 204148.0865 | 126320.6378 |  | Electric Utility | N | OP
NGCC | AZ | West Phoenix | 117 | 3B | NG | CC | 132 | 85 | 1031.4974 | 204148.0865 |  |  | 204148.0865 | 126320.6378 |  | Electric Utility | N | OP
NGCC | AZ | West Phoenix | 117 | C4-1 | NG | CC | 91 | 68 | 711.108 | 140738.4536 |  |  | 140738.4536 | 87084.6821 |  | Electric Utility | N | OP
NGCC | AZ | West Phoenix | 117 | C4-2 | NG | CC | 44.6 | 39 | 348.5211 | 68977.308 |  |  | 68977.308 | 42681.064 |  | Electric Utility | N | OP
NGCC | AZ | West Phoenix | 117 | C5-1 | NG | CC | 184 | 160 | 1437.8448 | 284570.06 |  |  | 284570.06 | 176083.3132 |  | Electric Utility | N | OP
NGCC | AZ | West Phoenix | 117 | C5-2 | NG | CC | 184 | 160 | 1437.8448 | 284570.06 |  |  | 284570.06 | 176083.3132 |  | Electric Utility | N | OP
NGCC | AZ | West Phoenix | 117 | C5-3 | NG | CC | 201 | 170 | 1570.6892 | 310861.859 |  |  | 310861.859 | 192351.8802 |  | Electric Utility | N | OP
SSTLOGN | AZ | West Phoenix | 117 | GT1 | NG | GT | 53.1 | 50 | 0 | 517.5 |  |  | 517.5 | 839.6057 |  | Electric Utility | N | OP
SSTLOGN | AZ | West Phoenix | 117 | GT2 | NG | GT | 53.1 | 50 | 0 | 517.5 |  |  | 517.5 | 839.6057 |  | Electric Utility | N | OP
EXCLUDE | AZ | Western Renewable Energy | 56358 | 1 | WDS | ST | 3 | 2.5 | 0 | 0 |  |  | 0 | 0 |  | IPP Non-CHP | N | OS |  | Non Fossil fuel type
EXCLUDE | AZ | Yucca | 120 | GT1 | NG | GT | 19.6 | 18 | 68.4032 | 11374.4943 |  |  | 11374.4943 | 7696.9286 |  | Electric Utility | N | OP |  | Simple Cycle Turbine (PRMVR=GT or OT) unit under 25MW
EXCLUDE | AZ | Yucca | 120 | GT2 | NG | GT | 19.6 | 18 | 68.4032 | 11374.4943 |  |  | 11374.4943 | 7696.9286 |  | Electric Utility | N | OP |  | Simple Cycle Turbine (PRMVR=GT or OT) unit under 25MW
SSTLOGN | AZ | Yucca | 120 | GT21 | DFO | GT | 26 | 20 | 90.739 | 15088.6149 |  |  | 15088.6149 | 10210.2114 |  | Electric Utility | N | OP
SSTLOGN | AZ | Yucca | 120 | GT3 | NG | GT | 56.3 | 52 | 196.4847 | 32672.6546 |  |  | 32672.6546 | 22109.0347 |  | Electric Utility | N | OP
SSTLOGN | AZ | Yucca | 120 | GT4 | DFO | GT | 56.3 | 51 | 196.4847 | 32672.6546 |  |  | 32672.6546 | 22109.0347 |  | Electric Utility | N | OP
SSTLOGN | AZ | Yucca | 120 | GT5 | NG | GT | 60.5 | 47 | 211.1426 | 35110.0462 |  |  | 35110.0462 | 23758.3765 |  | Electric Utility | N | OP
SSTLOGN | AZ | Yucca | 120 | GT6 | NG | GT | 60.5 | 47 | 211.1426 | 35110.0462 |  |  | 35110.0462 | 23758.3765 |  | Electric Utility | N | OP
OGST | AZ | Yucca | 120 | ST1 | NG | ST | 86.7 | 75 | 850 | 178820 |  |  | 178820 | 131444.902 |  | Electric Utility | N | OP
NGCC | AZ | Yuma Cogeneration Associates | 54694 | GEN1 | NG | CC | 44.1 | 35.1 | 0 | 58357.1214 | 0.81252 | 61256.7501 | 71822.1163 | 33866.5413 |  | IPP CHP | Y | OP
NGCC | AZ | Yuma Cogeneration Associates | 54694 | GEN2 | NG | CC | 18.5 | 17.1 | 0 | 24480.8786 | 0.81252 | 25697.2761 | 30129.4592 | 14207.0525 | 1 | IPP CHP | Y | OP
EXCLUDE | CA | 1420 Coil Av #C | 57310 | 1 | SUN | PV | 1.1 | 1.2 | 0 | 1992 |  |  | 1992 | 0 |  | Commercial Non-CHP | N | OP |  | Non Combustion (NUC, WAT, WND, GEO, or SUN)
EXCLUDE | CA | 2555 E Olympic Bl | 57871 | 1 | SUN | PV | 1 | 1 | 0 | 0 |  |  | 0 | 0 |  | Commercial Non-CHP | N | V |  | Non Combustion (NUC, WAT, WND, GEO, or SUN)
EXCLUDE | CA | 85 A | 52162 | WGNS | WND | WT | 14.1 | 14.1 | 0 | 19384 |  |  | 19384 | 0 |  | IPP Non-CHP | N | OP |  | Non Combustion (NUC, WAT, WND, GEO, or SUN)
EXCLUDE | CA | 85 B | 52163 | WTGN | WND | WT | 21.2 | 21.2 | 0 | 25984 |  |  | 25984 | 0 |  | IPP Non-CHP | N | OP |  | Non Combustion (NUC, WAT, WND, GEO, or SUN)
EXCLUDE | CA | A G Wishon | 293 | 1 | WAT | HY | 3.2 | 5 | 0 | 21438.75 |  |  | 21438.75 | 0 |  | Electric Utility | N | OP |  | Non Combustion (NUC, WAT, WND, GEO, or SUN)
EXCLUDE | CA | A G Wishon | 293 | 2 | WAT | HY | 3.2 | 5 | 0 | 21438.75 |  |  | 21438.75 | 0 |  | Electric Utility | N | OP |  | Non Combustion (NUC, WAT, WND, GEO, or SUN)
EXCLUDE | CA | A G Wishon | 293 | 3 | WAT | HY | 3.2 | 5 | 0 | 21438.75 |  |  | 21438.75 | 0 |  | Electric Utility | N | OP |  | Non Combustion (NUC, WAT, WND, GEO, or SUN)
EXCLUDE | CA | A G Wishon | 293 | 4 | WAT | HY | 3.2 | 5 | 0 | 21438.75 |  |  | 21438.75 | 0 |  | Electric Utility | N | OP |  | Non Combustion (NUC, WAT, WND, GEO, or SUN)
EXCLUDE | CA | A W Hoch | 10632 | GEN1 | GEO | ST | 49 | 34 | 0 | 350000 |  |  | 350000 | 0 |  | IPP Non-CHP | N | OP |  | Non Combustion (NUC, WAT, WND, GEO, or SUN)
COALST | CA | ACE Cogeneration Facility | 10002 | GEN1 | BIT | ST | 108 | 101.2 | 0 | 779658 | 0.79976 | 888044.8916 | 974861.3027 | 950209.7962 |  | IPP CHP | Y | OP | 2015
EXCLUDE | CA | Adelanto Solar Project | 57305 | 1 | SUN | PV | 10 | 10 | 0 | 0 |  |  | 0 | 0 |  | IPP Non-CHP | N | U |  | Non Combustion (NUC, WAT, WND, GEO, or SUN)
EXCLUDE | CA | Adobe San Jose | 57811 | ADB00 | NG | FC | 0.8 | 0.8 | 0 | 421.3333 |  |  | 421.3333 | 149.4607 |  | IPP Non-CHP | N | OP |  | Fuel Cell (PRMVR=FC)
EXCLUDE | CA | Adobe San Jose | 57811 | ADB01 | NG | FC | 0.4 | 0.4 | 0 | 210.6667 |  |  | 210.6667 | 74.7303 |  | IPP Non-CHP | N | OP |  | Fuel Cell (PRMVR=FC)
EXCLUDE | CA | Aera San Ardo Cogen Facility | 55184 | UN-A | NG | GT | 3 | 2.8 | 0 | 23536.9355 | 0.31424 | 233672.9058 | 74901.144 | 21196.4315 |  | Industrial CHP | Y | OP |  | Simple Cycle Turbine (PRMVR=GT or OT) unit under 25MW
EXCLUDE | CA | Aera San Ardo Cogen Facility | 55184 | UN-B | NG | GT | 3.2 | 2.8 | 0 | 25106.0645 | 0.31424 | 249251.0996 | 79894.5536 | 22609.5269 |  | Industrial CHP | Y | OP |  | Simple Cycle Turbine (PRMVR=GT or OT) unit under 25MW
EXCLUDE | CA | Aera South Belridge Cogen Facility | 55185 | GENA | NG | GT | 3 | 2.7 | 0 | 0 | 0 |  |  | 0 |  | Industrial CHP | Y | RE | 2010 | Simple Cycle Turbine (PRMVR=GT or OT) unit under 25MW
EXCLUDE | CA | Aera South Belridge Cogen Facility | 55185 | GENB | NG | GT | 3 | 2.7 | 0 | 0 | 0 |  |  | 0 |  | Industrial CHP | Y | RE | 2010 | Simple Cycle Turbine (PRMVR=GT or OT) unit under 25MW
EXCLUDE | CA | Aera South Belridge Cogen Facility | 55185 | GENC | NG | GT | 3 | 2.7 | 0 | 0 | 0 |  |  | 0 |  | Industrial CHP | Y | RE | 2010 | Simple Cycle Turbine (PRMVR=GT or OT) unit under 25MW
EXCLUDE | CA | Aerojet I | 57697 | 1 | SUN | PV | 3 | 3 | 0 | 6514 |  |  | 6514 | 0 |  | IPP Non-CHP | N | OP |  | Non Combustion (NUC, WAT, WND, GEO, or SUN)
EXCLUDE | CA | Aerojet II | 57698 | 1 | SUN | PV | 2.7 | 2.7 | 0 | 4361 |  |  | 4361 | 0 |  | IPP Non-CHP | N | OP |  | Non Combustion (NUC, WAT, WND, GEO, or SUN)
EXCLUDE | CA | Aeroturbine | 56214 | WT120 | WND | WT | 4.7 | 4.7 | 0 | 7005 |  |  | 7005 | 0 |  | IPP Non-CHP | N | OP |  | Non Combustion (NUC, WAT, WND, GEO, or SUN)
OGST | CA | AES Alamitos LLC | 315 | 1 | NG | ST | 156 | 175 | 2024 | 53860 |  |  | 53860 | 52226.9 |  | Electric Utility/IPP Non-CHP | N | OP
OGST | CA | AES Alamitos LLC | 315 | 2 | NG | ST | 156 | 175 | 2014 | 64562 |  |  | 64562 | 60097.2 |  | Electric Utility/IPP Non-CHP | N | OP
OGST | CA | AES Alamitos LLC | 315 | 3 | NG | ST | 310 | 332 | 3439 | 312283 |  |  | 312283 | 232450.3 |  | Electric Utility/IPP Non-CHP | N | OP
OGST | CA | AES Alamitos LLC | 315 | 4 | NG | ST | 310 | 335 | 3439 | 244829 |  |  | 244829 | 177188.6 |  | Electric Utility/IPP Non-CHP | N | OP
OGST | CA | AES Alamitos LLC | 315 | 5 | NG | ST | 495 | 485 | 4849 | 161626 |  |  | 161626 | 109840.7 |  | Electric Utility/IPP Non-CHP | N | OP
OGST | CA | AES Alamitos LLC | 315 | 6 | NG | ST | 495 | 495 | 4885 | 188197 |  |  | 188197 | 132333.4 |  | Electric Utility/IPP Non-CHP | N | OP
EXCLUDE | CA | AES Alamitos LLC | 315 | 7 | NG | GT | 133 | 133 | 0 | 0 |  |  | 0 | 0 |  | IPP Non-CHP | N | RE | 2003 | Retired in 2003
OGST | CA | AES Huntington Beach LLC | 335 | 1 | NG | ST | 218 | 225.8 | 2400 | 259296 |  |  | 259296 | 173330.2 |  | Electric Utility/IPP Non-CHP | N | OP
OGST | CA | AES Huntington Beach LLC | 335 | 2 | NG | ST | 218 | 225.8 | 2400 | 279677 |  |  | 279677 | 189645.6 |  | Electric Utility/IPP Non-CHP | N | OP
OGST | CA | AES Huntington Beach LLC | 335 | 3 | NG | ST | 225 | 225 | 2000 | 310660 |  |  | 310660 | 194809.5 |  | IPP Non-CHP | N | OA
OGST | CA | AES Huntington Beach LLC | 335 | 4 | NG | ST | 227 | 227 | 2000 | 263791 |  |  | 263791 | 170807.6 |  | IPP Non-CHP | N | OA
EXCLUDE | CA | AES Huntington Beach LLC | 335 | 5 | NG | GT | 133 | 133 | 0 | 0 |  |  | 0 | 0 |  | IPP Non-CHP | N | RE | 2002 | Retired in 2002
OGST | CA | AES Redondo Beach LLC | 356 | 5 | NG | ST | 163.2 | 175 | 1148.917 | 39118 |  |  | 39118 | 30234.5809 |  | Electric Utility/IPP Non-CHP | N | OP
OGST | CA | AES Redondo Beach LLC | 356 | 6 | NG | ST | 163.2 | 175 | 552.46 | 18810 |  |  | 18810 | 14538.383 |  | Electric Utility/IPP Non-CHP | N | OP
OGST | CA | AES Redondo Beach LLC | 356 | 7 | NG | ST | 495 | 480 | 11179.8686 | 380649 |  |  | 380649 | 294206.3243 |  | Electric Utility/IPP Non-CHP | N | OP
OGST | CA | AES Redondo Beach LLC | 356 | 8 | NG | ST | 495 | 480 | 258.7545 | 8810 |  |  | 8810 | 6809.3118 |  | Electric Utility/IPP Non-CHP | N | OP
EXCLUDE | CA | Agnews Power Plant | 50748 | GEN1 | NG | CC | 24.4 | 23 | 0 | 143045.7625 | 0.94899 | 34981.8971 | 150735.2182 | 73371.6782 |  | IPP CHP | Y | OP |  | Combined Cycle (PRMVR=CC) unit under 25MW
NGCC | CA | Agnews Power Plant | 50748 | GEN2 | NG | CC | 7.6 | 7.3 | 0 | 44555.2375 | 0.94899 | 10896.0007 | 46950.3139 | 22853.4735 | 1 | IPP CHP | Y | OP
SSTLOGN | CA | Agua Mansa Power Plant | 55951 | AMP1 | NG | GT | 60.5 | 40.8 | 456 | 12114 |  |  | 12114 | 7248.5 |  | Electric Utility | N | OP
EXCLUDE | CA | Aidlin Geothermal Power Plant | 52158 | GEN1 | GEO | ST | 12.5 | 10 | 0 | 66090.5 |  |  | 66090.5 | 0 |  | IPP Non-CHP | N | OP |  | Non Combustion (NUC, WAT, WND, GEO, or SUN)
EXCLUDE | CA | Aidlin Geothermal Power Plant | 52158 | GEN2 | GEO | ST | 12.5 | 10 | 0 | 66090.5 |  |  | 66090.5 | 0 |  | IPP Non-CHP | N | OP |  | Non Combustion (NUC, WAT, WND, GEO, or SUN)
SSTLOGN | CA | Alameda | 7450 | 1 | NG | GT | 27.4 | 21.8 | 0 | 244 |  |  | 244 | 244.0911 |  | Electric Utility | N | SB
SSTLOGN | CA | Alameda | 7450 | 2 | NG | GT | 27.4 | 21.8 | 0 | 244 |  |  | 244 | 244.0911 |  | Electric Utility | N | SB
EXCLUDE | CA | Alamo | 905 | 1 | WAT | HY | 19.6 | 17 | 0 | 104995 |  |  | 104995 | 0 |  | Electric Utility | N | OP |  | Non Combustion (NUC, WAT, WND, GEO, or SUN)
NGCC | CA | Algonquin Power Sanger LLC | 57564 | CTG | NG | CC | 49 | 49 | 0 | 104777.1382 | 1 | 0 | 104777.1382 | 44975.13 |  | IPP CHP | Y | OP
NGCC | CA | Algonquin Power Sanger LLC | 57564 | STG | NG | CC | 12.5 | 12.5 | 0 | 26728.8618 | 1 | 0 | 26728.8618 | 11473.2475 | 1 | IPP CHP | Y | OP
EXCLUDE | CA | Aliso Water Management Agency | 10820 | GEN1 | OBG | IC | 0.4 | 0.4 | 0 | 0 | 0.37838 | 0 | 0 | 0 |  | Commercial CHP | Y | OP |  | Internal Combustion (PRMVR=IC)
EXCLUDE | CA | Aliso Water Management Agency | 10820 | GEN2 | OBG | IC | 0.4 | 0.4 | 0 | 0 | 0.37838 | 0 | 0 | 0 |  | Commercial CHP | Y | OP |  | Internal Combustion (PRMVR=IC)
EXCLUDE | CA | Aliso Water Management Agency | 10820 | GEN3 | OBG | IC | 0.4 | 0.4 | 0 | 0 | 0.37838 | 0 | 0 | 0 |  | Commercial CHP | Y | OP |  | Internal Combustion (PRMVR=IC)
SSTLOGN | CA | Almond Power Plant | 7315 | 1 | NG | GT | 49.5 | 49.5 | 459 | 17514.1409 |  |  | 17514.1409 | 11463.1123 |  | Electric Utility | N | OP
SSTLOGN | CA | Almond Power Plant | 7315 | 2 | NG | GT | 58 | 50 | 0 | 20521.6197 |  |  | 20521.6197 | 13431.5256 |  | Electric Utility | N | V
SSTLOGN | CA | Almond Power Plant | 7315 | 3 | NG | GT | 58 | 50 | 0 | 20521.6197 |  |  | 20521.6197 | 13431.5256 |  | Electric Utility | N | V
SSTLOGN | CA | Almond Power Plant | 7315 | 4 | NG | GT | 58 | 50 | 0 | 20521.6197 |  |  | 20521.6197 | 13431.5256 |  | Electric Utility | N | V
EXCLUDE | CA | Alpine Solar | 57295 | 1 | SUN | PV | 66 | 66 | 0 | 0 |  |  | 0 | 0 |  | IPP Non-CHP | N | U |  | Non Combustion (NUC, WAT, WND, GEO, or SUN)
EXCLUDE | CA | Alpine Solar | 57295 | 2 | SUN | PV | 26 | 26 | 0 | 0 |  |  | 0 | 0 |  | IPP Non-CHP | N | IP |  | Non Combustion (NUC, WAT, WND, GEO, or SUN)
EXCLUDE | CA | Alta Mesa Project Phase IV | 55352 | GEN1 | WND | WT | 40 | 40 | 0 | 0 |  |  | 0 | 0 |  | IPP Non-CHP | N | U |  | Non Combustion (NUC, WAT, WND, GEO, or SUN)
EXCLUDE | CA | Alta Powerhouse | 214 | 1 | WAT | HY | 1 | 1 | 0 | 1778.5 |  |  | 1778.5 | 0 |  | Electric Utility | N | OP |  | Non Combustion (NUC, WAT, WND, GEO, or SUN)
EXCLUDE | CA | Alta Powerhouse | 214 | 2 | WAT | HY | 1 | 1 | 0 | 1778.5 |  |  | 1778.5 | 0 |  | Electric Utility | N | OS | 2014 | Non Combustion (NUC, WAT, WND, GEO, or SUN)
EXCLUDE | CA | Alta Wind Energy Center I | 57282 | AW01 | WND | WT | 150 | 150 | 0 | 395703 |  |  | 395703 | 0 |  | IPP Non-CHP | N | OP |  | Non Combustion (NUC, WAT, WND, GEO, or SUN)
EXCLUDE | CA | Alta Wind Energy Center II | 57291 | AW02 | WND | WT | 150 | 150 | 0 | 336193 |  |  | 336193 | 0 |  | IPP Non-CHP | N | OP |  | Non Combustion (NUC, WAT, WND, GEO, or SUN)
EXCLUDE | CA | Alta Wind Energy Center III | 57292 | AW03 | WND | WT | 150 | 150 | 0 | 364270 |  |  | 364270 | 0 |  | IPP Non-CHP | N | OP |  | Non Combustion (NUC, WAT, WND, GEO, or SUN)
EXCLUDE | CA | Alta Wind Energy Center IV | 57293 | AW04 | WND | WT | 102 | 102 | 0 | 149373 |  |  | 149373 | 0 |  | IPP Non-CHP | N | OP |  | Non Combustion (NUC, WAT, WND, GEO, or SUN)
EXCLUDE | CA | Alta Wind Energy Center V | 57294 | AW05 | WND | WT | 168 | 168 | 0 | 239021 |  |  | 239021 | 0 |  | IPP Non-CHP | N | OP |  | Non Combustion (NUC, WAT, WND, GEO, or SUN)
EXCLUDE | CA | Alta Wind IX | 57837 | AW09 | WND | WT | 150 | 150 | 0 | 0 |  |  | 0 | 0 |  | IPP Non-CHP | N | L |  | Non Combustion (NUC, WAT, WND, GEO, or SUN)
EXCLUDE | CA | Alta Wind VI | 57833 | AW06 | WND | WT | 150 | 150 | 0 | 0 |  |  | 0 | 0 |  | IPP Non-CHP | N | TS |  | Non Combustion (NUC, WAT, WND, GEO, or SUN)
EXCLUDE | CA | Alta Wind VII | 57834 | AW07 | WND | WT | 150 | 150 | 0 | 0 |  |  | 0 | 0 |  | IPP Non-CHP | N | L |  | Non Combustion (NUC, WAT, WND, GEO, or SUN)
EXCLUDE | CA | Alta Wind VIII | 57835 | AW08 | WND | WT | 150 | 150 | 0 | 0 |  |  | 0 | 0 |  | IPP Non-CHP | N | TS |  | Non Combustion (NUC, WAT, WND, GEO, or SUN)
EXCLUDE | CA | Altamont Gas Recovery | 50571 | GEN1 | LFG | GT | 3 | 2.9 | 0 | 20514.5 |  |  | 20514.5 | 21367.274 |  | IPP Non-CHP | N | OP |  | Non Fossil fuel type
EXCLUDE | CA | Altamont Gas Recovery | 50571 | GEN2 | LFG | GT | 3 | 2.9 | 0 | 20514.5 |  |  | 20514.5 | 21367.274 |  | IPP Non-CHP | N | OP |  | Non Fossil fuel type
EXCLUDE | CA | Altamont Gas Recovery | 50571 | GEN3 | LFG | IC | 1.3 | 1.3 | 0 | 0 |  |  | 0 | 0 |  | IPP Non-CHP | N | OP |  | Internal Combustion (PRMVR=IC)
EXCLUDE | CA | Altamont Gas Recovery | 50571 | GEN4 | LFG | IC | 1.3 | 1.3 | 0 | 0 |  |  | 0 | 0 |  | IPP Non-CHP | N | OP |  | Internal Combustion (PRMVR=IC)
EXCLUDE | CA | Altamont Midway Ltd | 50001 | WTGS | WND | WT | 10.9 | 10.9 | 0 | 9054 |  |  | 9054 | 0 |  | IPP Non-CHP | N | OP |  | Non Combustion (NUC, WAT, WND, GEO, or SUN)
EXCLUDE | CA | Altamont Pass Windplant | 50712 | GEN1 | WND | WT | 332.5 | 332.5 | 0 | 426801 |  |  | 426801 | 0 |  | IPP Non-CHP | N | OP |  | Non Combustion (NUC, WAT, WND, GEO, or SUN)
EXCLUDE | CA | Altech | 50818 | GEN1 | WND | WT | 10.5 | 10.5 | 0 | 9054 |  |  | 9054 | 0 |  | IPP Non-CHP | N | OP |  | Non Combustion (NUC, WAT, WND, GEO, or SUN)
EXCLUDE | CA | Altech III | 50485 | GEN1 | WND | WT | 21.7 | 21.7 | 0 | 39401.494 |  |  | 39401.494 | 0 |  | IPP Non-CHP | N | OP |  | Non Combustion (NUC, WAT, WND, GEO, or SUN)
EXCLUDE | CA | Altech III | 50485 | GEN2 | WND | WT | 3.4 | 3.4 | 0 | 6173.506 |  |  | 6173.506 | 0 |  | IPP Non-CHP | N | OP |  | Non Combustion (NUC, WAT, WND, GEO, or SUN)
EXCLUDE | CA | Alvarado Hydro Facility | 54242 | AHF | WAT | HY | 2.1 | 1.4 | 0 | 0 |  |  | 0 | 0 |  | IPP Non-CHP | N | OS |  | Non Combustion (NUC, WAT, WND, GEO, or SUN)
EXCLUDE | CA | Amedee Geothermal Venture I | 50964 | IND | GEO | ST | 1.5 | 1.1 | 0 | 1391 |  |  | 1391 | 0 |  | IPP Non-CHP | N | OP |  | Non Combustion (NUC, WAT, WND, GEO, or SUN)
EXCLUDE | CA | Amedee Geothermal Venture I | 50964 | SYN | GEO | ST | 1.5 | 1.1 | 0 | 1391 |  |  | 1391 | 0 |  | IPP Non-CHP | N | OP |  | Non Combustion (NUC, WAT, WND, GEO, or SUN)
EXCLUDE | CA | Ameresco | 57771 | 1 | LFG | IC | 2.3 | 2 | 0 | 0 |  |  | 0 | 0 |  | IPP Non-CHP | N | V |  | Internal Combustion (PRMVR=IC)
EXCLUDE | CA | AMERESCO Chiquita Canyon | 56898 | 1 | LFG | GT | 4.6 | 4 | 0 | 21340 |  |  | 21340 | 16515.9512 |  | IPP Non-CHP | N | OP |  | Non Fossil fuel type
EXCLUDE | CA | AMERESCO Chiquita Canyon | 56898 | 2 | LFG | GT | 4.6 | 4 | 0 | 21340 |  |  | 21340 | 16515.9512 |  | IPP Non-CHP | N | OP |  | Non Fossil fuel type
EXCLUDE | CA | AMERESCO Keller Canyon | 56897 | 1 | LFG | IC | 1.9 | 1.8 | 0 | 0 |  |  | 0 | 0 |  | IPP Non-CHP | N | OP |  | Internal Combustion (PRMVR=IC)
EXCLUDE | CA | AMERESCO Keller Canyon | 56897 | 2 | LFG | IC | 1.9 | 1.8 | 0 | 0 |  |  | 0 | 0 |  | IPP Non-CHP | N | OP |  | Internal Combustion (PRMVR=IC)
EXCLUDE | CA | AMERESCO Ox Mountain | 56895 | 1 | LFG | IC | 1.9 | 1.8 | 0 | 0 |  |  | 0 | 0 |  | IPP Non-CHP | N | OP |  | Internal Combustion (PRMVR=IC)
EXCLUDE | CA | AMERESCO Ox Mountain | 56895 | 2 | LFG | IC | 1.9 | 1.8 | 0 | 0 |  |  | 0 | 0 |  | IPP Non-CHP | N | OP |  | Internal Combustion (PRMVR=IC)
EXCLUDE | CA | AMERESCO Ox Mountain | 56895 | 3 | LFG | IC | 1.9 | 1.8 | 0 | 0 |  |  | 0 | 0 |  | IPP Non-CHP | N | OP |  | Internal Combustion (PRMVR=IC)
EXCLUDE | CA | AMERESCO Ox Mountain | 56895 | 4 | LFG | IC | 1.9 | 1.8 | 0 | 0 |  |  | 0 | 0 |  | IPP Non-CHP | N | OP |  | Internal Combustion (PRMVR=IC)
EXCLUDE | CA | AMERESCO Ox Mountain | 56895 | 5 | LFG | IC | 1.9 | 1.8 | 0 | 0 |  |  | 0 | 0 |  | IPP Non-CHP | N | OP |  | Internal Combustion (PRMVR=IC)
EXCLUDE | CA | AMERESCO Ox Mountain | 56895 | 6 | LFG | IC | 1.9 | 1.8 | 0 | 0 |  |  | 0 | 0 |  | IPP Non-CHP | N | OP |  | Internal Combustion (PRMVR=IC)
EXCLUDE | CA | AMERESCO Santa Cruz Energy | 56428 | Unit1 | LFG | IC | 1 | 1 | 0 | 0 |  |  | 0 | 0 |  | IPP Non-CHP | N | OP |  | Internal Combustion (PRMVR=IC)
EXCLUDE | CA | AMERESCO Santa Cruz Energy | 56428 | Unit2 | LFG | IC | 1 | 1 | 0 | 0 |  |  | 0 | 0 |  | IPP Non-CHP | N | OP |  | Internal Combustion (PRMVR=IC)
EXCLUDE | CA | AMERESCO Santa Cruz Energy | 56428 | Unit3 | LFG | IC | 1 | 1 | 0 | 0 |  |  | 0 | 0 |  | IPP Non-CHP | N | OP |  | Internal Combustion (PRMVR=IC)
EXCLUDE | CA | Ampersand Chowchilla Biomass LLC | 56706 | AMPC | WDS | ST | 12.5 | 10.5 | 0 | 31939 |  |  | 31939 | 77153.7938 |  | IPP Non-CHP | N | OP |  | Non Fossil fuel type
SSTLOGN | CA | Anaheim GT | 7693 | 1 | NG | GT | 49.2 | 44.5 | 467.9 | 26890 |  |  | 26890 | 16151.584 |  | Electric Utility | N | OP
EXCLUDE | CA | Angels | 215 | 1 | WAT | HY | 1.4 | 1 | 0 | 6915 |  |  | 6915 | 0 |  | Electric Utility | N | OP |  | Non Combustion (NUC, WAT, WND, GEO, or SUN)
EXCLUDE | CA | Antelope Solar Farm | 57641 | FRV2 | SUN | PV | 20 | 20 | 0 | 0 |  |  | 0 | 0 |  | IPP Non-CHP | N | P |  | Non Combustion (NUC, WAT, WND, GEO, or SUN)
EXCLUDE | CA | Argus Cogen Plant | 10684 | TG5 | BIT | ST | 7.5 | 7 | 0 | 43758.2058 | 0.11502 | 1531722.7337 | 380449.897 | 202316.6314 |  | Industrial CHP | Y | SB |  | Steam unit (PRMVR=ST) under 25MW/250 MMBtu/hr
EXCLUDE | CA | Argus Cogen Plant | 10684 | TG8 | BIT | ST | 27.5 | 25 | 0 | 160446.7546 | 0.11502 | 5616316.6902 | 1394982.9556 | 833328.0468 |  | Industrial CHP | Y | OP |  | Commercial/Industrial Unit
EXCLUDE | CA | Argus Cogen Plant | 10684 | TG9 | BIT | ST | 27.5 | 25 | 0 | 160446.7546 | 0.11502 | 5616316.6902 | 1394982.9556 | 852643.8815 |  | Industrial CHP | Y | OP |  | Commercial/Industrial Unit
EXCLUDE | CA | Ausra Kimberlina Solar Generation | 56943 | 1 | SUN | ST | 5 | 3.5 | 0 | 4.85 |  |  | 4.85 | 0 |  | IPP Non-CHP | N | OP |  | Non Combustion (NUC, WAT, WND, GEO, or SUN)
EXCLUDE | CA | AV Solar Ranch One | 57378 | AVSR | SUN | PV | 253 | 253 | 0 | 0 |  |  | 0 | 0 |  | IPP Non-CHP | N | U |  | Non Combustion (NUC, WAT, WND, GEO, or SUN)
EXCLUDE | CA | Avenal Park | 57359 | 1 | SUN | PV | 6 | 6 | 0 | 5625 |  |  | 5625 | 0 |  | IPP Non-CHP | N | OP |  | Non Combustion (NUC, WAT, WND, GEO, or SUN)
EXCLUDE | CA | Avenal Power Center | 56801 | 1 | NG | CC | 600 | 600 | 0 | 0 | 0 |  |  | 0 |  | IPP CHP | Y | P |  | Status of operation (IP,L,P,T,or U)
EXCLUDE | CA | Azusa | 6449 | 1 | WAT | HY | 3 | 2 | 0 | 9237 |  |  | 9237 | 0 |  | Electric Utility | N | OP |  | Non Combustion (NUC, WAT, WND, GEO, or SUN)
EXCLUDE | CA | B Braun Medical | 50200 | GEN1 | NG | GT | 2.8 | 2.7 | 0 | 21040.3934 | 0.34625 | 180727.2064 | 60766.4793 | 18324.2389 |  | Industrial CHP | Y | OP |  | Simple Cycle Turbine (PRMVR=GT or OT) unit under 25MW
EXCLUDE | CA | B Braun Medical | 50200 | GEN2 | NG | GT | 3.3 | 3 | 0 | 24797.6066 | 0.34625 | 212999.9218 | 71617.6363 | 21596.4244 |  | Industrial CHP | Y | OP |  | Simple Cycle Turbine (PRMVR=GT or OT) unit under 25MW
SSTLOGN | CA | Badger Creek Cogen | 10650 | GEN1 | NG | GT | 46 | 46 | 0 | 177281 | 0.75771 | 257893.2987 | 233969.1518 | 95199.5774 |  | IPP CHP | Y | OP
EXCLUDE | CA | Bakersfield College Solar 01 | 57655 | BC01 | SUN | PV | 1.1 | 1.1 | 0 | 2190 |  |  | 2190 | 0 |  | Commercial Non-CHP | N | OP |  | Non Combustion (NUC, WAT, WND, GEO, or SUN)
EXCLUDE | CA | Balch 1 | 217 | 1 | WAT | HY | 31 | 31 | 0 | 175246 |  |  | 175246 | 0 |  | Electric Utility | N | OP |  | Non Combustion (NUC, WAT, WND, GEO, or SUN)
EXCLUDE | CA | Balch 2 | 218 | 2 | WAT | HY | 48.6 | 52 | 0 | 285021.5 |  |  | 285021.5 | 0 |  | Electric Utility | N | OP |  | Non Combustion (NUC, WAT, WND, GEO, or SUN)
EXCLUDE | CA | Balch 2 | 218 | 3 | WAT | HY | 48.6 | 55 | 0 | 285021.5 |  |  | 285021.5 | 0 |  | Electric Utility | N | OP |  | Non Combustion (NUC, WAT, WND, GEO, or SUN)
SSTLOGN | CA | Barre Peaker Generating Station | 56474 | 1 | NG | GT | 49.8 | 49 | 522 | 6191 |  |  | 6191 | 4255.532 |  | Electric Utility | N | OP
EXCLUDE | CA | Bear Canyon Power Plant | 10469 | BVC1 | GEO | ST | 12.2 | 10 | 0 | 51382 |  |  | 51382 | 0 |  | IPP Non-CHP | N | OP |  | Non Combustion (NUC, WAT, WND, GEO, or SUN)
EXCLUDE | CA | Bear Canyon Power Plant | 10469 | BVC2 | GEO | ST | 12.2 | 10 | 0 | 51382 |  |  | 51382 | 0 |  | IPP Non-CHP | N | OP |  | Non Combustion (NUC, WAT, WND, GEO, or SUN)
EXCLUDE | CA | Bear Creek | 50156 | GEN1 | WAT | HY | 3.2 | 3 | 0 | 7455 |  |  | 7455 | 0 |  | IPP Non-CHP | N | OP |  | Non Combustion (NUC, WAT, WND, GEO, or SUN)
SST | CA | Bear Mountain Cogen | 10649 | GEN1 | NG | GT | 46 | 46 | 0 | 307951 | 0.79175 | 368492.7518 | 388950.286 | 162291.5325 |  | IPP CHP | Y | OP
EXCLUDE | CA | Bear Valley | 457 | HC1 | WAT | HY | 0.7 | 0.7 | 0 | 8 |  |  | 8 | 0 |  | Electric Utility | N | OP |  | Non Combustion (NUC, WAT, WND, GEO, or SUN)
EXCLUDE | CA | Bear Valley | 457 | HC2 | WAT | HY | 0.7 | 0.7 | 0 | 8 |  |  | 8 | 0 |  | Electric Utility | N | OP |  | Non Combustion (NUC, WAT, WND, GEO, or SUN)
EXCLUDE | CA | Bear Valley Power Plant | 56346 | ICE1 | NG | IC | 1.2 | 1.1 | 0 | 0 |  |  | 0 | 0 |  | Electric Utility | N | OP |  | Internal Combustion (PRMVR=IC)
EXCLUDE | CA | Bear Valley Power Plant | 56346 | ICE2 | NG | IC | 1.2 | 1.1 | 0 | 0 |  |  | 0 | 0 |  | Electric Utility | N | OP |  | Internal Combustion (PRMVR=IC)
EXCLUDE | CA | Bear Valley Power Plant | 56346 | ICE3 | NG | IC | 1.2 | 1.1 | 0 | 0 |  |  | 0 | 0 |  | Electric Utility | N | OP |  | Internal Combustion (PRMVR=IC)
EXCLUDE | CA | Bear Valley Power Plant | 56346 | ICE4 | NG | IC | 1.2 | 1.1 | 0 | 0 |  |  | 0 | 0 |  | Electric Utility | N | OP |  | Internal Combustion (PRMVR=IC)
EXCLUDE | CA | Bear Valley Power Plant | 56346 | ICE5 | NG | IC | 1.2 | 1.1 | 0 | 0 |  |  | 0 | 0 |  | Electric Utility | N | OP |  | Internal Combustion (PRMVR=IC)
EXCLUDE | CA | Bear Valley Power Plant | 56346 | ICE6 | NG | IC | 1.2 | 1.1 | 0 | 0 |  |  | 0 | 0 |  | Electric Utility | N | OP |  | Internal Combustion (PRMVR=IC)
EXCLUDE | CA | Bear Valley Power Plant | 56346 | ICE7 | NG | IC | 1.2 | 1.1 | 0 | 0 |  |  | 0 | 0 |  | Electric Utility | N | OP |  | Internal Combustion (PRMVR=IC)
EXCLUDE | CA | Beardsley | 414 | 1 | WAT | HY | 10 | 10 | 0 | 77531 |  |  | 77531 | 0 |  | IPP Non-CHP | N | OP |  | Non Combustion (NUC, WAT, WND, GEO, or SUN)
EXCLUDE | CA | Belden | 219 | 1 | WAT | HY | 117.9 | 115.7 | 0 | 314903 |  |  | 314903 | 0 |  | Electric Utility | N | OP |  | Non Combustion (NUC, WAT, WND, GEO, or SUN)
EXCLUDE | CA | Berry Cogen | 50170 | GEN1 | NG | GT | 38.7 | 35 | 0 | 266647 | 0.37307 | 2038476.7328 | 714729.5175 | 218527.7585 |  | Industrial CHP | Y | OP |  | Commercial/Industrial Unit
EXCLUDE | CA | Berry Cogen Tanne Hills 18 | 50622 | GEN1 | NG | GT | 8.8 | 7 | 0 | 65439 | 0.38743 | 470702.9179 | 168905.3506 | 49979.6554 |  | Industrial CHP | Y | OP |  | Simple Cycle Turbine (PRMVR=GT or OT) unit under 25MW
EXCLUDE | CA | Berry Cogen Tanne Hills 18 | 50622 | GEN2 | NG | GT | 8.8 | 7 | 0 | 65439 | 0.38743 | 470702.9179 | 168905.3506 | 49979.6554 |  | Industrial CHP | Y | OP |  | Simple Cycle Turbine (PRMVR=GT or OT) unit under 25MW
EXCLUDE | CA | Berry Placerita Cogen | 52096 | GEN1 | NG | GT | 21.4 | 19.6 | 0 | 158917.5 | 0.42227 | 989135.8789 | 376341.8579 | 105630.0685 |  | Industrial CHP | Y | OP |  | Simple Cycle Turbine (PRMVR=GT or OT) unit under 25MW
EXCLUDE | CA | Berry Placerita Cogen | 52096 | GEN2 | NG | GT | 21.4 | 19.6 | 0 | 158917.5 | 0.42227 | 989135.8789 | 376341.8579 | 105630.0685 |  | Industrial CHP | Y | OP |  | Simple Cycle Turbine (PRMVR=GT or OT) unit under 25MW
EXCLUDE | CA | Bidwell Ditch Project | 10880 | GEN1 | WAT | HY | 1.8 | 1.8 | 0 | 9832 |  |  | 9832 | 0 |  | IPP Non-CHP | N | OP |  | Non Combustion (NUC, WAT, WND, GEO, or SUN)
EXCLUDE | CA | Big Creek 1 | 317 | 1 | WAT | HY | 19.8 | 17.5 | 0 | 98695.4881 |  |  | 98695.4881 | 0 |  | Electric Utility | N | OP |  | Non Combustion (NUC, WAT, WND, GEO, or SUN)
EXCLUDE | CA | Big Creek 1 | 317 | 2 | WAT | HY | 15.7 | 17 | 0 | 78258.5436 |  |  | 78258.5436 | 0 |  | Electric Utility | N | OP |  | Non Combustion (NUC, WAT, WND, GEO, or SUN)
EXCLUDE | CA | Big Creek 1 | 317 | 3 | WAT | HY | 21.6 | 17.2 | 0 | 107667.8052 |  |  | 107667.8052 | 0 |  | Electric Utility | N | OP |  | Non Combustion (NUC, WAT, WND, GEO, or SUN)
EXCLUDE | CA | Big Creek 1 | 317 | 4 | WAT | HY | 31.2 | 31.2 | 0 | 155520.1631 |  |  | 155520.1631 | 0 |  | Electric Utility | N | OP |  | Non Combustion (NUC, WAT, WND, GEO, or SUN)
EXCLUDE | CA | Big Creek 2 | 318 | 3 | WAT | HY | 15.7 | 15.8 | 0 | 85798.6084 |  |  | 85798.6084 | 0 |  | Electric Utility | N | OP |  | Non Combustion (NUC, WAT, WND, GEO, or SUN)
EXCLUDE | CA | Big Creek 2 | 318 | 4 | WAT | HY | 15.7 | 15.6 | 0 | 85798.6084 |  |  | 85798.6084 | 0 |  | Electric Utility | N | OP |  | Non Combustion (NUC, WAT, WND, GEO, or SUN)
EXCLUDE | CA | Big Creek 2 | 318 | 5 | WAT | HY | 17.5 | 16.9 | 0 | 95635.3916 |  |  | 95635.3916 | 0 |  | Electric Utility | N | OP |  | Non Combustion (NUC, WAT, WND, GEO, or SUN)
EXCLUDE | CA | Big Creek 2 | 318 | 6 | WAT | HY | 17.5 | 18.8 | 0 | 95635.3916 |  |  | 95635.3916 | 0 |  | Electric Utility | N | OP |  | Non Combustion (NUC, WAT, WND, GEO, or SUN)
EXCLUDE | CA | Big Creek 2A | 322 | 1 | WAT | HY | 55 | 49.3 | 0 | 207093 |  |  | 207093 | 0 |  | Electric Utility | N | OP |  | Non Combustion (NUC, WAT, WND, GEO, or SUN)
EXCLUDE | CA | Big Creek 2A | 322 | 2 | WAT | HY | 55 | 49.2 | 0 | 207093 |  |  | 207093 | 0 |  | Electric Utility | N | OP |  | Non Combustion (NUC, WAT, WND, GEO, or SUN)
EXCLUDE | CA | Big Creek 3 | 319 | 1 | WAT | HY | 34 | 34.5 | 0 | 184924.3234 |  |  | 184924.3234 | 0 |  | Electric Utility | N | OP |  | Non Combustion (NUC, WAT, WND, GEO, or SUN)
EXCLUDE | CA | Big Creek 3 | 319 | 2 | WAT | HY | 34 | 34.5 | 0 | 184924.3234 |  |  | 184924.3234 | 0 |  | Electric Utility | N | OP |  | Non Combustion (NUC, WAT, WND, GEO, or SUN)
EXCLUDE | CA | Big Creek 3 | 319 | 3 | WAT | HY | 34 | 34 | 0 | 184924.3234 |  |  | 184924.3234 | 0 |  | Electric Utility | N | OP |  | Non Combustion (NUC, WAT, WND, GEO, or SUN)
EXCLUDE | CA | Big Creek 3 | 319 | 4 | WAT | HY | 36 | 40.5 | 0 | 195802.2248 |  |  | 195802.2248 | 0 |  | Electric Utility | N | OP |  | Non Combustion (NUC, WAT, WND, GEO, or SUN)
EXCLUDE | CA | Big Creek 3 | 319 | 5 | WAT | HY | 36.4 | 38.1 | 0 | 197977.805 |  |  | 197977.805 | 0 |  | Electric Utility | N | OP |  | Non Combustion (NUC, WAT, WND, GEO, or SUN)
EXCLUDE | CA | Big Creek 4 | 320 | 1 | WAT | HY | 50 | 50.1 | 0 | 282322.5 |  |  | 282322.5 | 0 |  | Electric Utility | N | OP |  | Non Combustion (NUC, WAT, WND, GEO, or SUN)
EXCLUDE | CA | Big Creek 4 | 320 | 2 | WAT | HY | 50 | 50.1 | 0 | 282322.5 |  |  | 282322.5 | 0 |  | Electric Utility | N | OP |  | Non Combustion (NUC, WAT, WND, GEO, or SUN)
EXCLUDE | CA | Big Creek 8 | 321 | 1 | WAT | HY | 30 | 25.8 | 0 | 100435.6 |  |  | 100435.6 | 0 |  | Electric Utility | N | OP |  | Non Combustion (NUC, WAT, WND, GEO, or SUN)
EXCLUDE | CA | Big Creek 8 | 321 | 2 | WAT | HY | 45 | 38.7 | 0 | 150653.4 |  |  | 150653.4 | 0 |  | Electric Utility | N | OP |  | Non Combustion (NUC, WAT, WND, GEO, or SUN)
EXCLUDE | CA | Big Creek Water Works | 10282 | BCHY | WAT | HY | 5 | 4.8 | 0 | 1924 |  |  | 1924 | 0 |  | Commercial Non-CHP | N | OP |  | Non Combustion (NUC, WAT, WND, GEO, or SUN)
EXCLUDE | CA | Big Pine | 391 | 1 | WAT | HY | 3.2 | 3 | 0 | 8472 |  |  | 8472 | 0 |  | Electric Utility | N | OP |  | Non Combustion (NUC, WAT, WND, GEO, or SUN)
EXCLUDE | CA | Big Valley Power LLC | 10288 | IS27 | WDS | ST | 9.3 | 8.7 | 0 | 0 |  |  | 0 | 0 |  | Industrial Non-CHP | N | OP |  | Non Fossil fuel type
EXCLUDE | CA | Biola University | 54296 | EG1 | NG | IC | 0.6 | 0.6 | 0 | 0 | 1 | 0 | 0 | 0 |  | Commercial CHP | Y | OP |  | Internal Combustion (PRMVR=IC)
EXCLUDE | CA | Biola University | 54296 | EG2 | NG | IC | 0.6 | 0.6 | 0 | 0 | 1 | 0 | 0 | 0 |  | Commercial CHP | Y | OP |  | Internal Combustion (PRMVR=IC)
EXCLUDE | CA | Biola University | 54296 | EG3 | NG | IC | 1 | 1 | 0 | 0 | 1 | 0 | 0 | 0 |  | Commercial CHP | Y | OP |  | Internal Combustion (PRMVR=IC)
EXCLUDE | CA | Bishop Creek 2 | 323 | 1 | WAT | HY | 2.5 | 2.5 | 0 | 13994.1781 |  |  | 13994.1781 | 0 |  | Electric Utility | N | OP |  | Non Combustion (NUC, WAT, WND, GEO, or SUN)
EXCLUDE | CA | Bishop Creek 2 | 323 | 2 | WAT | HY | 2.5 | 2.5 | 0 | 13994.1781 |  |  | 13994.1781 | 0 |  | Electric Utility | N | OP |  | Non Combustion (NUC, WAT, WND, GEO, or SUN)
EXCLUDE | CA | Bishop Creek 2 | 323 | 3 | WAT | HY | 2.3 | 2.5 | 0 | 12874.6438 |  |  | 12874.6438 | 0 |  | Electric Utility | N | OP |  | Non Combustion (NUC, WAT, WND, GEO, or SUN)
EXCLUDE | CA | Bishop Creek 3 | 324 | 1 | WAT | HY | 2.7 | 2.6 | 0 | 15399.8182 |  |  | 15399.8182 | 0 |  | Electric Utility | N | OP |  | Non Combustion (NUC, WAT, WND, GEO, or SUN)
EXCLUDE | CA | Bishop Creek 3 | 324 | 2 | WAT | HY | 2.3 | 2.6 | 0 | 13118.3636 |  |  | 13118.3636 | 0 |  | Electric Utility | N | OP |  | Non Combustion (NUC, WAT, WND, GEO, or SUN)
EXCLUDE | CA | Bishop Creek 3 | 324 | 3 | WAT | HY | 2.7 | 2.7 | 0 | 15399.8182 |  |  | 15399.8182 | 0 |  | Electric Utility | N | OP |  | Non Combustion (NUC, WAT, WND, GEO, or SUN)
EXCLUDE | CA | Bishop Creek 4 | 325 | 1 | WAT | HY | 1 | 1 | 0 | 6719.3506 |  |  | 6719.3506 | 0 |  | Electric Utility | N | OP |  | Non Combustion (NUC, WAT, WND, GEO, or SUN)
EXCLUDE | CA | Bishop Creek 4 | 325 | 2 | WAT | HY | 1 | 1 | 0 | 6719.3506 |  |  | 6719.3506 | 0 |  | Electric Utility | N | OP |  | Non Combustion (NUC, WAT, WND, GEO, or SUN)
EXCLUDE | CA | Bishop Creek 4 | 325 | 3 | WAT | HY | 1.9 | 2 | 0 | 12766.7662 |  |  | 12766.7662 | 0 |  | Electric Utility | N | OP |  | Non Combustion (NUC, WAT, WND, GEO, or SUN)
EXCLUDE | CA | Bishop Creek 4 | 325 | 4 | WAT | HY | 1.9 | 2 | 0 | 12766.7662 |  |  | 12766.7662 | 0 |  | Electric Utility | N | OP |  | Non Combustion (NUC, WAT, WND, GEO, or SUN)
EXCLUDE | CA | Bishop Creek 4 | 325 | 5 | WAT | HY | 1.9 | 2 | 0 | 12766.7662 |  |  | 12766.7662 | 0 |  | Electric Utility | N | OP |  | Non Combustion (NUC, WAT, WND, GEO, or SUN)
EXCLUDE | CA | Bishop Creek 5 | 326 | 1 | WAT | HY | 2 | 2 | 0 | 8444 |  |  | 8444 | 0 |  | Electric Utility | N | OP |  | Non Combustion (NUC, WAT, WND, GEO, or SUN)
EXCLUDE | CA | Bishop Creek 5 | 326 | 2 | WAT | HY | 2.5 | 1.8 | 0 | 10555 |  |  | 10555 | 0 |  | Electric Utility | N | OP |  | Non Combustion (NUC, WAT, WND, GEO, or SUN)
EXCLUDE | CA | Bishop Creek 6 | 327 | 1 | WAT | HY | 1.6 | 2 | 0 | 13365 |  |  | 13365 | 0 |  | Electric Utility | N | OP |  | Non Combustion (NUC, WAT, WND, GEO, or SUN)
EXCLUDE | CA | Black Butte | 7229 | 1 | WAT | HY | 6.1 | 6.1 | 0 | 13806 |  |  | 13806 | 0 |  | Electric Utility | N | OP |  | Non Combustion (NUC, WAT, WND, GEO, or SUN)
EXCLUDE | CA | Black Rock I | 57477 | G3201 | GEO | ST | 70 | 60 | 0 | 0 |  |  | 0 | 0 |  | IPP Non-CHP | N | L |  | Non Combustion (NUC, WAT, WND, GEO, or SUN)
EXCLUDE | CA | Black Rock I | 57477 | G3202 | GEO | ST | 70 | 60 | 0 | 0 |  |  | 0 | 0 |  | IPP Non-CHP | N | L |  | Non Combustion (NUC, WAT, WND, GEO, or SUN)
EXCLUDE | CA | Black Rock I | 57477 | G3203 | GEO | ST | 70 | 60 | 0 | 0 |  |  | 0 | 0 |  | IPP Non-CHP | N | L |  | Non Combustion (NUC, WAT, WND, GEO, or SUN)
EXCLUDE | CA | Black Rock II | 57478 | G3202 | GEO | ST | 70 | 60 | 0 | 0 |  |  | 0 | 0 |  | IPP Non-CHP | N | L |  | Non Combustion (NUC, WAT, WND, GEO, or SUN)
EXCLUDE | CA | Black Rock III | 57479 | G303 | GEO | ST | 70 | 60 | 0 | 0 |  |  | 0 | 0 |  | IPP Non-CHP | N | L |  | Non Combustion (NUC, WAT, WND, GEO, or SUN)
EXCLUDE | CA | Blacksand Generating Facility | 56090 | D182 | OG | GT | 4 | 2.5 | 0 | 2826.4935 |  |  | 2826.4935 | 13928.0272 |  | Industrial Non-CHP | N | OP |  | Simple Cycle Turbine (PRMVR=GT or OT) unit under 25MW
EXCLUDE | CA | Blacksand Generating Facility | 56090 | D189 | OG | GT | 3.7 | 3 | 0 | 2614.5065 |  |  | 2614.5065 | 12883.4252 |  | Industrial Non-CHP | N | OP |  | Simple Cycle Turbine (PRMVR=GT or OT) unit under 25MW
EXCLUDE | CA | Blue Lake Power LLC | 10764 | GEN1 | WDS | ST | 13.8 | 11.5 | 0 | 9621 |  |  | 9621 | 19450.8716 |  | IPP Non-CHP | N | OP |  | Non Fossil fuel type
NGCC | CA | Blythe Energy LLC | 55295 | CT1 | NG | CC | 182 | 156.5 | 1896 | 385409.1743 |  |  | 385409.1743 | 166339.7921 |  | Electric Utility/IPP Non-CHP | N | OP
NGCC | CA | Blythe Energy LLC | 55295 | CT2 | NG | CC | 182 | 156.5 | 1896 | 385409.1743 |  |  | 385409.1743 | 166339.7921 |  | Electric Utility/IPP Non-CHP | N | OP
NGCC | CA | Blythe Energy LLC | 55295 | ST1 | NG | CC | 227 | 201 | 1896 | 480702.6514 |  |  | 480702.6514 | 207467.7627 |  | Electric Utility/IPP Non-CHP | N | OP
EXCLUDE | CA | Blythe Projects | 57453 | BLY1 | SUN | PV | 200 | 200 | 0 | 0 |  |  | 0 | 0 |  | IPP Non-CHP | N | L |  | Non Combustion (NUC, WAT, WND, GEO, or SUN)
EXCLUDE | CA | Blythe Projects | 57453 | BLY2 | SUN | PV | 20 | 20 | 0 | 0 |  |  | 0 | 0 |  | IPP Non-CHP | N | L |  | Non Combustion (NUC, WAT, WND, GEO, or SUN)
EXCLUDE | CA | Blythe Solar Power Project | 57273 | 1 | SUN | ST | 273.4 | 232 | 0 | 0 |  |  | 0 | 0 |  | IPP Non-CHP | N | P |  | Non Combustion (NUC, WAT, WND, GEO, or SUN)
EXCLUDE | CA | Blythe Solar Power Project | 57273 | 2 | SUN | ST | 273.4 | 232 | 0 | 0 |  |  | 0 | 0 |  | IPP Non-CHP | N | P |  | Non Combustion (NUC, WAT, WND, GEO, or SUN)
EXCLUDE | CA | Blythe Solar Power Project | 57273 | 3 | SUN | ST | 273.4 | 232 | 0 | 0 |  |  | 0 | 0 |  | IPP Non-CHP | N | P |  | Non Combustion (NUC, WAT, WND, GEO, or SUN)
EXCLUDE | CA | Blythe Solar Power Project | 57273 | 4 | SUN | ST | 273.4 | 232 | 0 | 0 |  |  | 0 | 0 |  | IPP Non-CHP | N | P |  | Non Combustion (NUC, WAT, WND, GEO, or SUN)
EXCLUDE | CA | Bolthouse S&P and Rowen Farms Solar | 56862 | 1 | SUN | PV | 0.3 | 0.3 | 0 | 1074.645 |  |  | 1074.645 | 0 |  | IPP Non-CHP | N | OP |  | Non Combustion (NUC, WAT, WND, GEO, or SUN)
EXCLUDE | CA | Bolthouse S&P and Rowen Farms Solar | 56862 | 2 | SUN | PV | 0.3 | 0.3 | 0 | 1074.645 |  |  | 1074.645 | 0 |  | IPP Non-CHP | N | OP |  | Non Combustion (NUC, WAT, WND, GEO, or SUN)
EXCLUDE | CA | Bolthouse S&P and Rowen Farms Solar | 56862 | 3 | SUN | PV | 0.3 | 0.3 | 0 | 1074.645 |  |  | 1074.645 | 0 |  | IPP Non-CHP | N | OP |  | Non Combustion (NUC, WAT, WND, GEO, or SUN)
EXCLUDE | CA | Bolthouse S&P and Rowen Farms Solar | 56862 | 4 | SUN | PV | 0.3 | 0.3 | 0 | 1074.645 |  |  | 1074.645 | 0 |  | IPP Non-CHP | N | OP |  | Non Combustion (NUC, WAT, WND, GEO, or SUN)
EXCLUDE | CA | Borel | 328 | 1 | WAT | HY | 3 | 2.1 | 0 | 15252.75 |  |  | 15252.75 | 0 |  | Electric Utility | N | OP |  | Non Combustion (NUC, WAT, WND, GEO, or SUN)
EXCLUDE | CA | Borel | 328 | 2 | WAT | HY | 3 | 2.5 | 0 | 15252.75 |  |  | 15252.75 | 0 |  | Electric Utility | N | OP |  | Non Combustion (NUC, WAT, WND, GEO, or SUN)
EXCLUDE | CA | Borel | 328 | 3 | WAT | HY | 6 | 6 | 0 | 30505.5 |  |  | 30505.5 | 0 |  | Electric Utility | N | OP |  | Non Combustion (NUC, WAT, WND, GEO, or SUN)
EXCLUDE | CA | Bottle Rock Power | 902 | 1 | GEO | ST | 55 | 17 | 0 | 88085 |  |  | 88085 | 0 |  | IPP Non-CHP | N | OP |  | Non Combustion (NUC, WAT, WND, GEO, or SUN)
EXCLUDE | CA | Bowman | 50546 | GEN1 | WAT | HY | 3.6 | 3.6 | 0 | 17811 |  |  | 17811 | 0 |  | IPP Non-CHP | N | OP |  | Non Combustion (NUC, WAT, WND, GEO, or SUN)
EXCLUDE | CA | Box Canyon | 50179 | GEN1 | WAT | HY | 2.5 | 2.5 | 0 | 13005.5 |  |  | 13005.5 | 0 |  | IPP Non-CHP | N | OP |  | Non Combustion (NUC, WAT, WND, GEO, or SUN)
EXCLUDE | CA | Box Canyon | 50179 | GEN2 | WAT | HY | 2.5 | 2.5 | 0 | 13005.5 |  |  | 13005.5 | 0 |  | IPP Non-CHP | N | OP |  | Non Combustion (NUC, WAT, WND, GEO, or SUN)
EXCLUDE | CA | BP Carson Refinery | 50540 | GEN1 | OG | OT | 12 | 6.5 | 0 | 0 |  |  | 0 | 0 |  | Industrial Non-CHP | N | SB |  | Simple Cycle Turbine (PRMVR=GT or OT) unit under 25MW
EXCLUDE | CA | BP Carson Refinery | 50540 | GEN2 | NG | ST | 1.5 | 1.5 | 0 | 0 |  |  | 0 | 0 |  | Industrial Non-CHP | N | OS |  | Steam unit (PRMVR=ST) under 25MW/250 MMBtu/hr
EXCLUDE | CA | BP Wilmington Calciner | 10601 | GEN1 | WH | ST | 34 | 30.7 | 0 | 219405 |  |  |  | 0 |  | Industrial CHP | Y | OP |  | Non Fossil fuel type
EXCLUDE | CA | Bradley Gas Recovery | 56533 | GEN1 | LFG | IC | 1.3 | 1.3 | 0 | 0 |  |  | 0 | 0 |  | IPP Non-CHP | N | OP |  | Internal Combustion (PRMVR=IC)
EXCLUDE | CA | Bradley Gas Recovery | 56533 | GEN2 | LFG | IC | 1.3 | 1.3 | 0 | 0 |  |  | 0 | 0 |  | IPP Non-CHP | N | OP |  | Internal Combustion (PRMVR=IC)
EXCLUDE | CA | Bradley Gas Recovery | 56533 | GEN3 | LFG | IC | 1.3 | 1.3 | 0 | 0 |  |  | 0 | 0 |  | IPP Non-CHP | N | OP |  | Internal Combustion (PRMVR=IC)
EXCLUDE | CA | Bradley Gas Recovery | 56533 | GEN4 | LFG | IC | 1.3 | 1.3 | 0 | 0 |  |  | 0 | 0 |  | IPP Non-CHP | N | OP |  | Internal Combustion (PRMVR=IC)
EXCLUDE | CA | Bradley Gas Recovery | 56533 | GEN5 | LFG | IC | 1.3 | 1.3 | 0 | 0 |  |  | 0 | 0 |  | IPP Non-CHP | N | OP |  | Internal Combustion (PRMVR=IC)
EXCLUDE | CA | Brawley | 383 | GT1 | DFO | GT | 11.5 | 9 | 0 | 0 |  |  | 0 | 0 |  | Electric Utility | N | RE | 2009 | Simple Cycle Turbine (PRMVR=GT or OT) unit under 25MW
EXCLUDE | CA | Brawley | 383 | GT2 | DFO | GT | 11.5 | 9 | 0 | 0 |  |  | 0 | 0 |  | Electric Utility | N | RE | 2009 | Simple Cycle Turbine (PRMVR=GT or OT) unit under 25MW
EXCLUDE | CA | Brea Expansion Plant | 58007 | G1 | LFG | CC | 6.8 | 6.8 | 0 | 0 |  |  | 0 | 0 |  | IPP Non-CHP | N | P |  | Non Fossil fuel type
EXCLUDE | CA | Brea Expansion Plant | 58007 | G2 | LFG | CC | 6.8 | 6.8 | 0 | 0 |  |  | 0 | 0 |  | IPP Non-CHP | N | P |  | Non Fossil fuel type
EXCLUDE | CA | Brea Expansion Plant | 58007 | G3 | LFG | CC | 6.8 | 6.8 | 0 | 0 |  |  | 0 | 0 |  | IPP Non-CHP | N | P |  | Non Fossil fuel type
EXCLUDE | CA | Brea Expansion Plant | 58007 | G4 | LFG | CC | 6.8 | 6.8 | 0 | 0 |  |  | 0 | 0 |  | IPP Non-CHP | N | P |  | Non Fossil fuel type
EXCLUDE | CA | Brea Expansion Plant | 58007 | G5 | LFG | CC | 10 | 10 | 0 | 0 |  |  | 0 | 0 |  | IPP Non-CHP | N | P |  | Non Fossil fuel type
EXCLUDE | CA | Britton Powerhouse | 56820 | 1 | WAT | HY | 2.8 | 2.8 | 0 | 0 |  |  | 0 | 0 |  | Electric Utility | N | IP |  | Non Combustion (NUC, WAT, WND, GEO, or SUN)
EXCLUDE | CA | Broadway | 420 | B1 | NG | ST | 46 | 45 | 0 | 0 |  |  | 0 | 0 |  | Electric Utility | N | RE | 2002 | Retired in 2002
EXCLUDE | CA | Broadway | 420 | B2 | NG | ST | 46 | 45 | 0 | 0 |  |  | 0 | 0 |  | Electric Utility | N | RE | 2002 | Retired in 2002
OGST | CA | Broadway | 420 | B3 | NG | ST | 75 | 71 | 690 | 46409 |  |  | 46409 | 31842.179 |  | Electric Utility | N | OP
EXCLUDE | CA | Brookfield Tehachapi 1 | 57962 | BT1 | WND | WT | 102 | 102 | 0 | 0 |  |  | 0 | 0 |  | IPP Non-CHP | N | V |  | Non Combustion (NUC, WAT, WND, GEO, or SUN)
EXCLUDE | CA | Buckeye Geothermal Power Plant | 57180 | 1 | GEO | ST | 56.9 | 49.9 | 0 | 0 |  |  | 0 | 0 |  | IPP Non-CHP | N | L |  | Non Combustion (NUC, WAT, WND, GEO, or SUN)
EXCLUDE | CA | Bucks Creek | 220 | H1 | WAT | HY | 33 | 29 | 0 | 152700.5 |  |  | 152700.5 | 0 |  | Electric Utility | N | OP |  | Non Combustion (NUC, WAT, WND, GEO, or SUN)
EXCLUDE | CA | Bucks Creek | 220 | H2 | WAT | HY | 33 | 25.2 | 0 | 152700.5 |  |  | 152700.5 | 0 |  | Electric Utility | N | OP |  | Non Combustion (NUC, WAT, WND, GEO, or SUN)
EXCLUDE | CA | Buena Vista Energy LLC | 56446 | 1 | WND | WT | 38 | 38 | 0 | 95159 |  |  | 95159 | 0 |  | IPP Non-CHP | N | OP |  | Non Combustion (NUC, WAT, WND, GEO, or SUN)
EXCLUDE | CA | Burney Creek | 10706 | GEN1 | WAT | HY | 3 | 3 | 0 | 8093 |  |  | 8093 | 0 |  | IPP Non-CHP | N | OP |  | Non Combustion (NUC, WAT, WND, GEO, or SUN)
EXCLUDE | CA | Burney Forest Products | 10652 | GEN1 | WDS | ST | 31 | 31 | 0 | 214720 | 0.82981 | 200347.9289 | 258758.9644 | 418030.3861 |  | IPP CHP | Y | OP |  | Non Fossil fuel type
EXCLUDE | CA | Burney Mountain Power | 54219 | GEN1 | WDS | ST | 11.4 | 9.8 | 0 | 0 |  |  | 0 | 0 |  | IPP Non-CHP | N | SB |  | Non Fossil fuel type
EXCLUDE | CA | Butt Valley | 221 | 1 | WAT | HY | 40 | 40 | 0 | 184175 |  |  | 184175 | 0 |  | Electric Utility | N | OP |  | Non Combustion (NUC, WAT, WND, GEO, or SUN)
EXCLUDE | CA | Butte College Main Campus Solar | 57970 | SOL1 | SUN | PV | 3.5 | 2.9 | 0 | 0 |  |  | 0 | 0 |  | Commercial Non-CHP | N | OP |  | Non Combustion (NUC, WAT, WND, GEO, or SUN)
EXCLUDE | CA | C P Kelco San Diego Plant | 52147 | GEN1 | NG | GT | 8 | 8 | 0 | 22928.8571 | 0.41637 | 146214.3951 | 55068.5981 | 17127.8834 |  | Industrial CHP | Y | OP |  | Simple Cycle Turbine (PRMVR=GT or OT) unit under 25MW
EXCLUDE | CA | C P Kelco San Diego Plant | 52147 | GEN2 | NG | GT | 10 | 9.3 | 0 | 28661.0714 | 0.41637 | 182767.9939 | 68835.7477 | 21409.8542 |  | Industrial CHP | Y | OP |  | Simple Cycle Turbine (PRMVR=GT or OT) unit under 25MW
EXCLUDE | CA | C P Kelco San Diego Plant | 52147 | GEN3 | NG | GT | 10 | 9.3 | 0 | 28661.0714 | 0.41637 | 182767.9939 | 68835.7477 | 21409.8542 |  | Industrial CHP | Y | OP |  | Simple Cycle Turbine (PRMVR=GT or OT) unit under 25MW
EXCLUDE | CA | Cabazon Wind Farm | 50552 | WGNS | WND | WT | 39.7 | 39.7 | 0 | 68323 |  |  | 68323 | 0 |  | IPP Non-CHP | N | OP |  | Non Combustion (NUC, WAT, WND, GEO, or SUN)
EXCLUDE | CA | Cabazon Wind Partners | 56011 | V-47 | WND | WT | 41 | 41 | 0 | 132633 |  |  | 132633 | 0 |  | IPP Non-CHP | N | OP |  | Non Combustion (NUC, WAT, WND, GEO, or SUN)
EXCLUDE | CA | Calabasas Gas to Energy Facility | 57163 | GEN1 | LFG | GT | 4.6 | 3.3 | 0 | 17232.3333 |  |  | 17232.3333 | 11440.1066 |  | Commercial Non-CHP | N | OP |  | Non Fossil fuel type
EXCLUDE | CA | Calabasas Gas to Energy Facility | 57163 | GEN2 | LFG | GT | 4.6 | 3.3 | 0 | 17232.3333 |  |  | 17232.3333 | 11440.1066 |  | Commercial Non-CHP | N | OP |  | Non Fossil fuel type
EXCLUDE | CA | Calabasas Gas to Energy Facility | 57163 | GEN3 | LFG | GT | 4.6 | 3.3 | 0 | 17232.3333 |  |  | 17232.3333 | 11440.1066 |  | Commercial Non-CHP | N | OP |  | Non Fossil fuel type
EXCLUDE | CA | California Institute of Technology | 10262 | GEN1 | NG | CC | 1 | 1 | 0 | 0 | 0.61707 | 0 | 0 | 0 |  | Commercial CHP | Y | RE | 2002 | Combined Cycle (PRMVR=CC) unit under 25MW
EXCLUDE | CA | California Institute of Technology | 10262 | GEN2 | NG | CC | 4.3 | 4.3 | 0 | 0 | 0.61707 | 0 | 0 | 0 |  | Commercial CHP | Y | RE | 2002 | Combined Cycle (PRMVR=CC) unit under 25MW
EXCLUDE | CA | California Institute of Technology | 10262 | GEN3 | NG | CC | 2.5 | 2.5 | 0 | 0 | 0.61707 | 0 | 0 | 0 |  | Commercial CHP | Y | IP |  | Combined Cycle (PRMVR=CC) unit under 25MW
EXCLUDE | CA | California Institute of Technology | 10262 | GEN4 | NG | CC | 2.5 | 2.5 | 0 | 0 | 0.61707 | 0 | 0 | 0 |  | Commercial CHP | Y | IP |  | Combined Cycle (PRMVR=CC) unit under 25MW
EXCLUDE | CA | California Institute of Technology | 10262 | GEN5 | NG | CC | 1 | 1 | 0 | 0 | 0.61707 | 0 | 0 | 0 |  | Commercial CHP | Y | IP |  | Combined Cycle (PRMVR=CC) unit under 25MW
EXCLUDE | CA | California Institute of Technology | 10262 | GEN6 | NG | CC | 10.5 | 9 | 0 | 64209.3738 | 0.61707 | 181272.9451 | 104055.4198 | 43384.0695 |  | Commercial CHP | Y | OP |  | Combined Cycle (PRMVR=CC) unit under 25MW
EXCLUDE | CA | California Institute of Technology | 10262 | GEN7 | NG | CC | 2.5 | 2.1 | 0 | 15287.9462 | 0.61707 | 43160.225 | 24775.1 | 10329.5404 |  | Commercial CHP | Y | OP |  | Combined Cycle (PRMVR=CC) unit under 25MW
EXCLUDE | CA | California State University San Bernardi | 57544 | FC01 | NG | FC | 1.4 | 1.4 | 0 | 0 | 0 |  |  | 0 |  | Electric Utility | Y | T |  | Fuel Cell (PRMVR=FC)
EXCLUDE | CA | California Valley Solar Ranch | 57439 | HPR2A | SUN | PV | 21 | 21 | 0 | 0 |  |  | 0 | 0 |  | IPP Non-CHP | N | U |  | Non Combustion (NUC, WAT, WND, GEO, or SUN)
EXCLUDE | CA | California Valley Solar Ranch | 57439 | HPR2B | SUN | PV | 60 | 60 | 0 | 0 |  |  | 0 | 0 |  | IPP Non-CHP | N | L |  | Non Combustion (NUC, WAT, WND, GEO, or SUN)
EXCLUDE | CA | California Valley Solar Ranch | 57439 | HPR2C | SUN | PV | 126 | 126 | 0 | 0 |  |  | 0 | 0 |  | IPP Non-CHP | N | L |  | Non Combustion (NUC, WAT, WND, GEO, or SUN)
EXCLUDE | CA | California Valley Solar Ranch | 57439 | HPR2D | SUN | PV | 40 | 40 | 0 | 0 |  |  | 0 | 0 |  | IPP Non-CHP | N | U |  | Non Combustion (NUC, WAT, WND, GEO, or SUN)
EXCLUDE | CA | Calistoga Power Plant | 50066 | UNT1 | GEO | ST | 88.2 | 55 | 0 | 261132.5 |  |  | 261132.5 | 0 |  | IPP Non-CHP | N | OP |  | Non Combustion (NUC, WAT, WND, GEO, or SUN)
EXCLUDE | CA | Calistoga Power Plant | 50066 | UNT2 | GEO | ST | 88.2 | 55 | 0 | 261132.5 |  |  | 261132.5 | 0 |  | IPP Non-CHP | N | OP |  | Non Combustion (NUC, WAT, WND, GEO, or SUN)
SSTLOGN | CA | CalPeak Power Border Peaker Plant | 55510 | CPP4 | NG | GT | 49.5 | 49.5 | 600 | 28821 |  |  | 28821 | 18736.829 |  | Electric Utility/IPP Non-CHP | N | SB
SSTLOGN | CA | CalPeak Power El Cajon Peaker Plant | 55512 | CPP6 | NG | GT | 48.7 | 48.7 | 600 | 19837 |  |  | 19837 | 13057.206 |  | IPP Non-CHP | N | SB
SSTLOGN | CA | CalPeak Power Enterprise Peaker Plant | 55513 | CPP7 | NG | GT | 49 | 49 | 600 | 41612 |  |  | 41612 | 26472.215 |  | Electric Utility/IPP Non-CHP | N | SB
SSTLOGN | CA | CalPeak Power Panoche Peaker Plant | 55508 | CPP2 | NG | GT | 49.5 | 49.5 | 600 | 12859 |  |  | 12859 | 8260.985 |  | Electric Utility/IPP Non-CHP | N | SB
SSTLOGN | CA | CalPeak Power Vaca Dixon Peaker Plant | 55499 | CPP1 | NG | GT | 49.5 | 49.5 | 600 | 14068 |  |  | 14068 | 8874.387 |  | Electric Utility/IPP Non-CHP | N | SB
EXCLUDE | CA | CalRenew-1 | 56768 | CR1 | SUN | PV | 5 | 5 | 0 | 9887 |  |  | 9887 | 0 |  | IPP Non-CHP | N | OP |  | Non Combustion (NUC, WAT, WND, GEO, or SUN)
EXCLUDE | CA | Caltech Central | 57460 | CL00 | OBG | FC | 0.1 | 0.1 | 0 | 758.5 |  |  | 758.5 | 332.5987 |  | IPP Non-CHP | N | OP | 2020 | Fuel Cell (PRMVR=FC)
EXCLUDE | CA | Caltech Central | 57460 | CL01 | OBG | FC | 0.1 | 0.1 | 0 | 758.5 |  |  | 758.5 | 332.5987 |  | IPP Non-CHP | N | OP | 2020 | Fuel Cell (PRMVR=FC)
EXCLUDE | CA | Caltech Central | 57460 | CL02 | OBG | FC | 0.1 | 0.1 | 0 | 758.5 |  |  | 758.5 | 332.5987 |  | IPP Non-CHP | N | OP | 2020 | Fuel Cell (PRMVR=FC)
EXCLUDE | CA | Caltech Central | 57460 | CL03 | OBG | FC | 0.1 | 0.1 | 0 | 758.5 |  |  | 758.5 | 332.5987 |  | IPP Non-CHP | N | OP | 2020 | Fuel Cell (PRMVR=FC)
EXCLUDE | CA | Caltech Central | 57460 | CL04 | OBG | FC | 0.1 | 0.1 | 0 | 758.5 |  |  | 758.5 | 332.5987 |  | IPP Non-CHP | N | OP | 2020 | Fuel Cell (PRMVR=FC)
EXCLUDE | CA | Caltech Central | 57460 | CL05 | OBG | FC | 0.1 | 0.1 | 0 | 758.5 |  |  | 758.5 | 332.5987 |  | IPP Non-CHP | N | OP | 2020 | Fuel Cell (PRMVR=FC)
EXCLUDE | CA | Caltech Central | 57460 | CL06 | OBG | FC | 0.1 | 0.1 | 0 | 758.5 |  |  | 758.5 | 332.5987 |  | IPP Non-CHP | N | OP | 2020 | Fuel Cell (PRMVR=FC)
EXCLUDE | CA | Caltech Central | 57460 | CL07 | OBG | FC | 0.1 | 0.1 | 0 | 758.5 |  |  | 758.5 | 332.5987 |  | IPP Non-CHP | N | OP | 2020 | Fuel Cell (PRMVR=FC)
EXCLUDE | CA | Caltech Central | 57460 | CL08 | OBG | FC | 0.1 | 0.1 | 0 | 758.5 |  |  | 758.5 | 332.5987 |  | IPP Non-CHP | N | OP | 2020 | Fuel Cell (PRMVR=FC)
EXCLUDE | CA | Caltech Central | 57460 | CL09 | OBG | FC | 0.1 | 0.1 | 0 | 758.5 |  |  | 758.5 | 332.5987 |  | IPP Non-CHP | N | OP | 2020 | Fuel Cell (PRMVR=FC)
EXCLUDE | CA | Camanche | 537 | 1 | WAT | HY | 3.6 | 3.5 | 0 | 21622.3333 |  |  | 21622.3333 | 0 |  | Electric Utility | N | OP |  | Non Combustion (NUC, WAT, WND, GEO, or SUN)
EXCLUDE | CA | Camanche | 537 | 2 | WAT | HY | 3.6 | 3.5 | 0 | 21622.3333 |  |  | 21622.3333 | 0 |  | Electric Utility | N | OP |  | Non Combustion (NUC, WAT, WND, GEO, or SUN)
EXCLUDE | CA | Camanche | 537 | 3 | WAT | HY | 3.6 | 3.5 | 0 | 21622.3333 |  |  | 21622.3333 | 0 |  | Electric Utility | N | OP |  | Non Combustion (NUC, WAT, WND, GEO, or SUN)
EXCLUDE | CA | Cameron Ridge LLC | 10586 | EXIS | WND | WT | 59.6 | 59.6 | 0 | 177404 |  |  | 177404 | 0 |  | IPP Non-CHP | N | OP |  | Non Combustion (NUC, WAT, WND, GEO, or SUN)
EXCLUDE | CA | Camino | 430 | H1 | WAT | HY | 78.9 | 78.9 | 0 | 285611 |  |  | 285611 | 0 |  | Electric Utility | N | OP |  | Non Combustion (NUC, WAT, WND, GEO, or SUN)
EXCLUDE | CA | Camino | 430 | H2 | WAT | HY | 78.9 | 77 | 0 | 285611 |  |  | 285611 | 0 |  | Electric Utility | N | OP |  | Non Combustion (NUC, WAT, WND, GEO, or SUN)
EXCLUDE | CA | Camp Far West | 531 | 1 | WAT | HY | 7.2 | 7.2 | 0 | 38368 |  |  | 38368 | 0 |  | Electric Utility | N | OP |  | Non Combustion (NUC, WAT, WND, GEO, or SUN)
EXCLUDE | CA | Campbell Soup Solar Facility | 57933 | CSSF | SUN | PV | 1.9 | 1.9 | 0 | 0 |  |  | 0 | 0 |  | Industrial Non-CHP | N | U |  | Non Combustion (NUC, WAT, WND, GEO, or SUN)
EXCLUDE | CA | Cantua Solar Station | 57522 | 1 | SUN | PV | 20 | 20 | 0 | 0 |  |  | 0 | 0 |  | Electric Utility | N | V |  | Non Combustion (NUC, WAT, WND, GEO, or SUN)
SSTLOGN | CA | Canyon Power Plant | 57027 | CPP1 | NG | GT | 50 | 50 | 510 | 8856.5 |  |  | 8856.5 | 3676.659 |  | Electric Utility | N | OP
SSTLOGN | CA | Canyon Power Plant | 57027 | CPP2 | NG | GT | 50 | 48.5 | 510 | 8856.5 |  |  | 8856.5 | 4168.569 |  | Electric Utility | N | OP
SSTLOGN | CA | Canyon Power Plant | 57027 | CPP3 | NG | GT | 50 | 48.5 | 505 | 8856.5 |  |  | 8856.5 | 7842.898 |  | Electric Utility | N | OP
SSTLOGN | CA | Canyon Power Plant | 57027 | CPP4 | NG | GT | 50 | 50 | 479 | 8856.5 |  |  | 8856.5 | 7783.188 |  | Electric Utility | N | OP
NGCC | CA | Cardinal Cogen | 10168 | GTG1 | NG | CC | 42.1 | 32.5 | 0 | 328937.3466 | 0.985 | 22783.8851 | 333945.5277 | 207806.7517 |  | IPP CHP | Y | OP
NGCC | CA | Cardinal Cogen | 10168 | STG1 | NG | CC | 10.7 | 9.4 | 0 | 83601.6534 | 0.985 | 5790.6786 | 84874.5165 | 52815.4927 | 1 | IPP CHP | Y | OP
EXCLUDE | CA | Caribou 1 | 222 | 1 | WAT | HY | 23.8 | 24 | 0 | 30106.0325 |  |  | 30106.0325 | 0 |  | Electric Utility | N | OP |  | Non Combustion (NUC, WAT, WND, GEO, or SUN)
EXCLUDE | CA | Caribou 1 | 222 | 2 | WAT | HY | 25 | 27.5 | 0 | 31623.9837 |  |  | 31623.9837 | 0 |  | Electric Utility | N | OP |  | Non Combustion (NUC, WAT, WND, GEO, or SUN)
EXCLUDE | CA | Caribou 1 | 222 | 3 | WAT | HY | 25 | 23.9 | 0 | 31623.9837 |  |  | 31623.9837 | 0 |  | Electric Utility | N | OP |  | Non Combustion (NUC, WAT, WND, GEO, or SUN)
EXCLUDE | CA | Caribou 2 | 223 | 4 | WAT | HY | 60.3 | 60.3 | 0 | 320969.8931 |  |  | 320969.8931 | 0 |  | Electric Utility | N | OP |  | Non Combustion (NUC, WAT, WND, GEO, or SUN)
EXCLUDE | CA | Caribou 2 | 223 | 5 | WAT | HY | 57.6 | 57.6 | 0 | 306598.1069 |  |  | 306598.1069 | 0 |  | Electric Utility | N | OP |  | Non Combustion (NUC, WAT, WND, GEO, or SUN)
NGCC | CA | Carson Cogeneration | 10169 | GEN1 | NG | CC | 45.3 | 41.3 | 453 | 327455.6774 | 1 | 0 | 327455.6774 | 159476.0976 |  | Electric Utility/IPP CHP | Y | OP
NGCC | CA | Carson Cogeneration | 10169 | GEN2 | NG | CC | 10.5 | 8 | 453 | 75900.3226 | 0.19517 | 1423891.4764 | 388889.3634 | 36964.6584 | 1 | Electric Utility/IPP CHP | Y | OP
NGCC | CA | Carson Ice-Gen Project | 7527 | 1 | NG | CC | 54 | 41.2 | 599 | 228099.7762 | 0.75492 | 336884.1945 | 302151.1086 | 147385.5072 |  | Electric Utility/Cogeneration | Y | OP
NGCC | CA | Carson Ice-Gen Project | 7527 | 2 | NG | CC | 17.5 | 16.6 | 599 | 73921.2238 | 0.20533 | 1301529.8025 | 360013.6481 | 47763.8218 | 1 | Electric Utility/Cogeneration | Y | OP
SSTLOGN | CA | Carson Ice-Gen Project | 7527 | CCCT | NG | GT | 54 | 51.2 | 450 | 11947 | 0.94506 | 3159.8245 | 12641.5687 | 7906.939 |  | Electric Utility/Cogeneration | Y | OP
EXCLUDE | CA | Castaic | 392 | 1 | WAT | PS | 212.5 | 250 | 0 | 30684.6667 |  |  | 30684.6667 | 0 |  | Electric Utility | N | OP |  | Non Combustion (NUC, WAT, WND, GEO, or SUN)
EXCLUDE | CA | Castaic | 392 | 2 | WAT | PS | 212.5 | 265 | 0 | 30684.6667 |  |  | 30684.6667 | 0 |  | Electric Utility | N | OP |  | Non Combustion (NUC, WAT, WND, GEO, or SUN)
EXCLUDE | CA | Castaic | 392 | 3 | WAT | PS | 212.5 | 265 | 0 | 30684.6667 |  |  | 30684.6667 | 0 |  | Electric Utility | N | OP |  | Non Combustion (NUC, WAT, WND, GEO, or SUN)
EXCLUDE | CA | Castaic | 392 | 4 | WAT | PS | 212.5 | 265 | 0 | 30684.6667 |  |  | 30684.6667 | 0 |  | Electric Utility | N | OP |  | Non Combustion (NUC, WAT, WND, GEO, or SUN)
EXCLUDE | CA | Castaic | 392 | 5 | WAT | PS | 212.5 | 265 | 0 | 30684.6667 |  |  | 30684.6667 | 0 |  | Electric Utility | N | OP |  | Non Combustion (NUC, WAT, WND, GEO, or SUN)
EXCLUDE | CA | Castaic | 392 | 6 | WAT | PS | 212.5 | 265 | 0 | 30684.6667 |  |  | 30684.6667 | 0 |  | Electric Utility | N | OP |  | Non Combustion (NUC, WAT, WND, GEO, or SUN)
EXCLUDE | CA | Castaic | 392 | 7 | WAT | HY | 56 | 56 | 0 | 0 |  |  | 0 | 0 |  | Electric Utility | N | OP |  | Non Combustion (NUC, WAT, WND, GEO, or SUN)
EXCLUDE | CA | Castle Rock Vineyards | 57870 | SOLAR | SUN | PV | 1 | 1 | 0 | 1878 |  |  | 1878 | 0 |  | Commercial Non-CHP | N | OP |  | Non Combustion (NUC, WAT, WND, GEO, or SUN)
EXCLUDE | CA | Catalina Solar LLC | 57708 | INV | SUN | PV | 110 | 110 | 0 | 0 |  |  | 0 | 0 |  | IPP Non-CHP | N | L |  | Non Combustion (NUC, WAT, WND, GEO, or SUN)
EXCLUDE | CA | CCCSD Wastewater Treatment Plnt | 57573 | S188 | NG | GT | 3.5 | 3 | 0 | 23372 | 0.64411 | 58750.0781 | 36285.9972 | 20806.0448 |  | Commercial Non-CHP | Y | OP |  | Simple Cycle Turbine (PRMVR=GT or OT) unit under 25MW
EXCLUDE | CA | CE Turbo | 55984 | TG21 | GEO | ST | 11.5 | 11 | 0 | 76100 |  |  | 76100 | 0 |  | IPP Non-CHP | N | OP |  | Non Combustion (NUC, WAT, WND, GEO, or SUN)
EXCLUDE | CA | Centerville | 224 | 1 | WAT | HY | 5.5 | 5.5 | 0 | 0 |  |  | 0 | 0 |  | Electric Utility | N | OS |  | Non Combustion (NUC, WAT, WND, GEO, or SUN)
EXCLUDE | CA | Centerville | 224 | 2 | WAT | HY | 0.9 | 0.9 | 0 | 0 |  |  | 0 | 0 |  | Electric Utility | N | OS |  | Non Combustion (NUC, WAT, WND, GEO, or SUN)
EXCLUDE | CA | Central Utilities Plant LAX | 10048 | GEN1 | NG | GT | 4 | 3.5 | 0 | 23736.5 | 0.39068 | 168419.4884 | 60757.1965 | 20780.7385 |  | Commercial CHP | Y | OP |  | Simple Cycle Turbine (PRMVR=GT or OT) unit under 25MW
EXCLUDE | CA | Central Utilities Plant LAX | 10048 | GEN2 | NG | GT | 4 | 3.5 | 0 | 23736.5 | 0.39068 | 168419.4884 | 60757.1965 | 20780.7385 |  | Commercial CHP | Y | OP |  | Simple Cycle Turbine (PRMVR=GT or OT) unit under 25MW
EXCLUDE | CA | Century Generating Facility | 55934 | C1 | NG | GT | 11.2 | 9.5 | 0 | 13.75 |  |  | 13.75 | 15.1224 |  | IPP Non-CHP | N | OP |  | Simple Cycle Turbine (PRMVR=GT or OT) unit under 25MW
EXCLUDE | CA | Century Generating Facility | 55934 | C2 | NG | GT | 11.2 | 9.5 | 0 | 13.75 |  |  | 13.75 | 15.1224 |  | IPP Non-CHP | N | OP |  | Simple Cycle Turbine (PRMVR=GT or OT) unit under 25MW
EXCLUDE | CA | Century Generating Facility | 55934 | C3 | NG | GT | 11.2 | 9.5 | 0 | 13.75 |  |  | 13.75 | 15.1224 |  | IPP Non-CHP | N | OP |  | Simple Cycle Turbine (PRMVR=GT or OT) unit under 25MW
EXCLUDE | CA | Century Generating Facility | 55934 | C4 | NG | GT | 11.2 | 9.5 | 0 | 13.75 |  |  | 13.75 | 15.1224 |  | IPP Non-CHP | N | OP |  | Simple Cycle Turbine (PRMVR=GT or OT) unit under 25MW
EXCLUDE | CA | CES Placerita Power Plant | 10677 | UNT1 | NG | CC | 60 | 46 | 0 | 0 |  |  | 0 | 0 |  | IPP Non-CHP | N | RE | 2008 | Retired in 2008
NGCC | CA | CES Placerita Power Plant | 10677 | UNT2 | NG | CC | 60 | 46 | 0 | 0 |  |  | 0 | 0 |  | IPP Non-CHP | N | OS
NGCC | CA | CES Placerita Power Plant | 10677 | UNT3 | NG | CC | 30 | 23 | 0 | 0 |  |  | 0 | 0 |  | IPP Non-CHP | N | OS
SST | CA | Chalk Cliff Cogen | 50003 | GEN1 | NG | GT | 46 | 46 | 0 | 362571 | 0.81123 | 383816.9274 | 446938.7302 | 194251.2538 |  | IPP CHP | Y | OP
EXCLUDE | CA | Chalk Mountain Powerhouse | 56821 | 1 | WAT | HY | 2.2 | 2.2 | 0 | 0 |  |  | 0 | 0 |  | Electric Utility | N | IP |  | Non Combustion (NUC, WAT, WND, GEO, or SUN)
EXCLUDE | CA | Chicago Park | 412 | 2P | WAT | HY | 44 | 44 | 0 | 172860 |  |  | 172860 | 0 |  | IPP Non-CHP | N | OP |  | Non Combustion (NUC, WAT, WND, GEO, or SUN)
EXCLUDE | CA | Childrens Hospital | 10175 | 799 | DFO | IC | 2 | 2 | 0 | 0 |  |  | 0 | 0 |  | Commercial CHP | N | SB |  | Internal Combustion (PRMVR=IC)
EXCLUDE | CA | Childrens Hospital | 10175 | 1631 | NG | IC | 0.6 | 0.6 | 0 | 0 |  |  | 0 | 0 |  | Commercial CHP | N | RE | 2003 | Internal Combustion (PRMVR=IC)
EXCLUDE | CA | Childrens Hospital | 10175 | 1698 | NG | IC | 0.3 | 0.3 | 0 | 0 |  |  | 0 | 0 |  | Commercial CHP | N | RE | 2004 | Internal Combustion (PRMVR=IC)
EXCLUDE | CA | Childrens Hospital | 10175 | 1699 | NG | IC | 0.3 | 0.3 | 0 | 0 |  |  | 0 | 0 |  | Commercial CHP | N | RE | 2003 | Internal Combustion (PRMVR=IC)
EXCLUDE | CA | Childrens Hospital | 10175 | 1710 | NG | IC | 0.3 | 0.3 | 0 | 0 |  |  | 0 | 0 |  | Commercial CHP | N | RE | 2004 | Internal Combustion (PRMVR=IC)
EXCLUDE | CA | Childrens Hospital | 10175 | 1711 | NG | GT | 3.5 | 3.5 | 0 | 24269 | 0.87587 | 15647.3479 | 27708.4815 | 18372.1466 |  | Commercial CHP | Y | OP |  | Simple Cycle Turbine (PRMVR=GT or OT) unit under 25MW
EXCLUDE | CA | Childrens Hospital | 10175 | 5083 | DFO | IC | 1.5 | 1.5 | 0 | 0 |  |  | 0 | 0 |  | Commercial CHP | N | OP |  | Internal Combustion (PRMVR=IC)
EXCLUDE | CA | Childrens Hospital | 10175 | 5084 | DFO | IC | 1.5 | 1.5 | 0 | 0 |  |  | 0 | 0 |  | Commercial CHP | N | OP |  | Internal Combustion (PRMVR=IC)
EXCLUDE | CA | Childrens Hospital | 10175 | 5085 | DFO | IC | 1.5 | 1.5 | 0 | 0 |  |  | 0 | 0 |  | Commercial CHP | N | OP |  | Internal Combustion (PRMVR=IC)
EXCLUDE | CA | Chili Bar | 225 | 1 | WAT | HY | 7 | 7 | 0 | 42571 |  |  | 42571 | 0 |  | Electric Utility | N | OP |  | Non Combustion (NUC, WAT, WND, GEO, or SUN)
EXCLUDE | CA | Chowchilla II | 56185 | IC1 | NG | IC | 3.1 | 3.1 | 0 | 0 |  |  | 0 | 0 |  | IPP Non-CHP | N | OP |  | Internal Combustion (PRMVR=IC)
EXCLUDE | CA | Chowchilla II | 56185 | IC10 | NG | IC | 3.1 | 3.1 | 0 | 0 |  |  | 0 | 0 |  | IPP Non-CHP | N | OP |  | Internal Combustion (PRMVR=IC)
EXCLUDE | CA | Chowchilla II | 56185 | IC11 | NG | IC | 3.1 | 3.1 | 0 | 0 |  |  | 0 | 0 |  | IPP Non-CHP | N | OP |  | Internal Combustion (PRMVR=IC)
EXCLUDE | CA | Chowchilla II | 56185 | IC12 | NG | IC | 3.1 | 3.1 | 0 | 0 |  |  | 0 | 0 |  | IPP Non-CHP | N | OP |  | Internal Combustion (PRMVR=IC)
EXCLUDE | CA | Chowchilla II | 56185 | IC13 | NG | IC | 3.1 | 3.1 | 0 | 0 |  |  | 0 | 0 |  | IPP Non-CHP | N | OP |  | Internal Combustion (PRMVR=IC)
EXCLUDE | CA | Chowchilla II | 56185 | IC14 | NG | IC | 3.1 | 3.1 | 0 | 0 |  |  | 0 | 0 |  | IPP Non-CHP | N | OP |  | Internal Combustion (PRMVR=IC)
EXCLUDE | CA | Chowchilla II | 56185 | IC15 | NG | IC | 3.1 | 3.1 | 0 | 0 |  |  | 0 | 0 |  | IPP Non-CHP | N | OP |  | Internal Combustion (PRMVR=IC)
EXCLUDE | CA | Chowchilla II | 56185 | IC16 | NG | IC | 3.1 | 3.1 | 0 | 0 |  |  | 0 | 0 |  | IPP Non-CHP | N | OP |  | Internal Combustion (PRMVR=IC)
EXCLUDE | CA | Chowchilla II | 56185 | IC2 | NG | IC | 3.1 | 3.1 | 0 | 0 |  |  | 0 | 0 |  | IPP Non-CHP | N | OP |  | Internal Combustion (PRMVR=IC)
EXCLUDE | CA | Chowchilla II | 56185 | IC3 | NG | IC | 3.1 | 3.1 | 0 | 0 |  |  | 0 | 0 |  | IPP Non-CHP | N | OP |  | Internal Combustion (PRMVR=IC)
EXCLUDE | CA | Chowchilla II | 56185 | IC4 | NG | IC | 3.1 | 3.1 | 0 | 0 |  |  | 0 | 0 |  | IPP Non-CHP | N | OP |  | Internal Combustion (PRMVR=IC)
EXCLUDE | CA | Chowchilla II | 56185 | IC5 | NG | IC | 3.1 | 3.1 | 0 | 0 |  |  | 0 | 0 |  | IPP Non-CHP | N | OP |  | Internal Combustion (PRMVR=IC)
EXCLUDE | CA | Chowchilla II | 56185 | IC6 | NG | IC | 3.1 | 3.1 | 0 | 0 |  |  | 0 | 0 |  | IPP Non-CHP | N | OP |  | Internal Combustion (PRMVR=IC)
EXCLUDE | CA | Chowchilla II | 56185 | IC7 | NG | IC | 3.1 | 3.1 | 0 | 0 |  |  | 0 | 0 |  | IPP Non-CHP | N | OP |  | Internal Combustion (PRMVR=IC)
EXCLUDE | CA | Chowchilla II | 56185 | IC8 | NG | IC | 3.1 | 3.1 | 0 | 0 |  |  | 0 | 0 |  | IPP Non-CHP | N | OP |  | Internal Combustion (PRMVR=IC)
EXCLUDE | CA | Chowchilla II | 56185 | IC9 | NG | IC | 3.1 | 3.1 | 0 | 0 |  |  | 0 | 0 |  | IPP Non-CHP | N | OP |  | Internal Combustion (PRMVR=IC)
EXCLUDE | CA | Chuckawalla Valley State Prison | 57011 | 1 | SUN | PV | 1 | 0.9 | 0 | 2134 |  |  | 2134 | 0 |  | IPP Non-CHP | N | OP |  | Non Combustion (NUC, WAT, WND, GEO, or SUN)
SSTLOGN | CA | Chula Vista I | 55540 | GEN1 | NG | GT | 44 | 33.6 | 688 | 1109 |  |  | 1109 | 1425.336 |  | Electric Utility/IPP Non-CHP | N | OP
EXCLUDE | CA | City of Madera WWTP | 57682 | 1 | SUN | PV | 1.2 | 1 | 0 | 2523 |  |  | 2523 | 0 |  | IPP Non-CHP | N | OP |  | Non Combustion (NUC, WAT, WND, GEO, or SUN)
EXCLUDE | CA | City of Palo Alto | 57714 | GEN1 | NG | IC | 1.1 | 1.1 | 0 | 0 |  |  | 0 | 0 |  | Electric Utility | N | SB |  | Internal Combustion (PRMVR=IC)
EXCLUDE | CA | City of Palo Alto | 57714 | GEN2 | NG | IC | 1.1 | 1.1 | 0 | 0 |  |  | 0 | 0 |  | Electric Utility | N | SB |  | Internal Combustion (PRMVR=IC)
EXCLUDE | CA | City of Palo Alto | 57714 | GEN3 | NG | IC | 1.1 | 1.1 | 0 | 0 |  |  | 0 | 0 |  | Electric Utility | N | SB |  | Internal Combustion (PRMVR=IC)
EXCLUDE | CA | City of Palo Alto | 57714 | GEN4 | NG | IC | 1.1 | 1.1 | 0 | 0 |  |  | 0 | 0 |  | Electric Utility | N | SB |  | Internal Combustion (PRMVR=IC)
EXCLUDE | CA | Civic Center | 10623 | GEN1 | NG | CC | 22.1 | 22.1 | 0 | 81073.0493 | 0.65599 | 193419.4035 | 123589.0377 | 67930.1762 |  | Commercial CHP | Y | OP |  | Combined Cycle (PRMVR=CC) unit under 25MW
EXCLUDE | CA | Civic Center | 10623 | GEN2 | NG | CC | 12.4 | 1.5 | 0 | 45488.9507 | 0.65599 | 108524.9142 | 69344.0755 | 38114.669 |  | Commercial CHP | Y | OP |  | Combined Cycle (PRMVR=CC) unit under 25MW
EXCLUDE | CA | Clear Lake Hydro Project | 50128 | 3381 | WAT | HY | 2.5 | 2.4 | 0 | 0 |  |  | 0 | 0 |  | IPP Non-CHP | N | OS |  | Non Combustion (NUC, WAT, WND, GEO, or SUN)
NGCC | CA | Clearwater Power Plant | 56356 | CT1 | NG | CC | 41 | 21 | 0 | 10280.9592 | 1 | 0 | 10280.9592 | 5505.347 |  | Electric Utility | Y | OP
NGCC | CA | Clearwater Power Plant | 56356 | ST1 | NG | CC | 8 | 7 | 0 | 2006.0408 | 1 | 0 | 2006.0408 | 1074.214 | 1 | Electric Utility | Y | OP
EXCLUDE | CA | Coachella | 6060 | 1 | NG | GT | 23.1 | 20.1 | 0 | 741.25 |  |  | 741.25 | 668.365 |  | Electric Utility | N | OP |  | Simple Cycle Turbine (PRMVR=GT or OT) unit under 25MW
EXCLUDE | CA | Coachella | 6060 | 2 | NG | GT | 23.1 | 20 | 0 | 741.25 |  |  | 741.25 | 668.365 |  | Electric Utility | N | OP |  | Simple Cycle Turbine (PRMVR=GT or OT) unit under 25MW
EXCLUDE | CA | Coachella | 6060 | 3 | NG | GT | 23.1 | 20.7 | 0 | 741.25 |  |  | 741.25 | 668.365 |  | Electric Utility | N | OP |  | Simple Cycle Turbine (PRMVR=GT or OT) unit under 25MW
EXCLUDE | CA | Coachella | 6060 | 4 | NG | GT | 23.1 | 20.8 | 0 | 741.25 |  |  | 741.25 | 668.365 |  | Electric Utility | N | OP |  | Simple Cycle Turbine (PRMVR=GT or OT) unit under 25MW
EXCLUDE | CA | Coal Canyon | 226 | 1 | WAT | HY | 1 | 0.9 | 0 | 0 |  |  | 0 | 0 |  | Electric Utility | N | OS |  | Non Combustion (NUC, WAT, WND, GEO, or SUN)
EXCLUDE | CA | Coalinga 25D Cogen | 52086 | TG1 | NG | GT | 3.4 | 2.7 | 0 | 11948.5 | 0.31826 | 116441.5219 | 37543.7935 | 12554.1395 |  | Industrial CHP | Y | OP |  | Simple Cycle Turbine (PRMVR=GT or OT) unit under 25MW
EXCLUDE | CA | Coalinga 25D Cogen | 52086 | TG2 | NG | GT | 3.4 | 2.7 | 0 | 11948.5 | 0.31826 | 116441.5219 | 37543.7935 | 12554.1395 |  | Industrial CHP | Y | OP |  | Simple Cycle Turbine (PRMVR=GT or OT) unit under 25MW
EXCLUDE | CA | Coalinga 25D Cogen | 52086 | TG3 | NG | GT | 3.4 | 2.7 | 0 | 11948.5 | 0.31826 | 116441.5219 | 37543.7935 | 12554.1395 |  | Industrial CHP | Y | OP |  | Simple Cycle Turbine (PRMVR=GT or OT) unit under 25MW
EXCLUDE | CA | Coalinga 25D Cogen | 52086 | TG4 | NG | GT | 3.4 | 2.7 | 0 | 11948.5 | 0.31826 | 116441.5219 | 37543.7935 | 12554.1395 |  | Industrial CHP | Y | OP |  | Simple Cycle Turbine (PRMVR=GT or OT) unit under 25MW
EXCLUDE | CA | Coalinga 6C Cogen | 52083 | TG1 | NG | GT | 3.4 | 2.7 | 0 | 20827.5 | 0 |  |  | 20046.7118 |  | Industrial CHP | Y | OP |  | Simple Cycle Turbine (PRMVR=GT or OT) unit under 25MW
EXCLUDE | CA | Coalinga 6C Cogen | 52083 | TG2 | NG | GT | 3.4 | 2.7 | 0 | 20827.5 | 0 |  |  | 20046.7118 |  | Industrial CHP | Y | OP |  | Simple Cycle Turbine (PRMVR=GT or OT) unit under 25MW
SST | CA | Coalinga Cogeneration | 50131 | K100 | NG | GT | 38.4 | 36 | 550 | 311987 | 0.37857 | 2329822.8115 | 824111.006 | 228941.281 |  | IPP CHP | Y | OP
EXCLUDE | CA | Coalinga Cogeneration Facility | 50750 | GEN1 | NG | GT | 3.4 | 3.2 | 0 | 25572 | 0.30178 | 269158.5017 | 84736.3834 | 22409.3668 |  | Industrial CHP | Y | OP |  | Simple Cycle Turbine (PRMVR=GT or OT) unit under 25MW
EXCLUDE | CA | Coalinga Cogeneration Facility | 50750 | GEN2 | NG | GT | 3.4 | 3.2 | 0 | 25572 | 0.30178 | 269158.5017 | 84736.3834 | 22409.3668 |  | Industrial CHP | Y | OP |  | Simple Cycle Turbine (PRMVR=GT or OT) unit under 25MW
EXCLUDE | CA | Coca Cola American Canyon | 57807 | COK01 | NG | FC | 1.1 | 1 | 0 | 2163 |  |  | 2163 | 809.1564 |  | IPP Non-CHP | N | OP |  | Fuel Cell (PRMVR=FC)
EXCLUDE | CA | Coleman | 227 | 1 | WAT | HY | 12.1 | 13 | 0 | 64680 |  |  | 64680 | 0 |  | Electric Utility | N | OP |  | Non Combustion (NUC, WAT, WND, GEO, or SUN)
EXCLUDE | CA | Colgate | 454 | 1 | WAT | HY | 157.5 | 157.5 | 0 | 874318.5 |  |  | 874318.5 | 0 |  | Electric Utility | N | OP |  | Non Combustion (NUC, WAT, WND, GEO, or SUN)
EXCLUDE | CA | Colgate | 454 | 2 | WAT | HY | 157.5 | 157.5 | 0 | 874318.5 |  |  | 874318.5 | 0 |  | Electric Utility | N | OP |  | Non Combustion (NUC, WAT, WND, GEO, or SUN)
EXCLUDE | CA | Collierville Powerhouse | 54555 | GEN1 | WAT | HY | 126.5 | 126.5 | 0 | 436593 |  |  | 436593 | 0 |  | Electric Utility | N | OP |  | Non Combustion (NUC, WAT, WND, GEO, or SUN)
EXCLUDE | CA | Collierville Powerhouse | 54555 | GEN2 | WAT | HY | 126.5 | 126.5 | 0 | 436593 |  |  | 436593 | 0 |  | Electric Utility | N | OP |  | Non Combustion (NUC, WAT, WND, GEO, or SUN)
EXCLUDE | CA | Collins Pine Project | 10661 | GEN4 | WDS | ST | 12 | 12 | 0 | 46522 | 0.34674 | 398742.1006 | 134170.4688 | 104384.2283 |  | Industrial CHP | Y | OP |  | Non Fossil fuel type
EXCLUDE | CA | Colton Plant | 57907 | 1 | BIT | ST | 15 | 14.3 | 0 | 0 | 0 |  |  | 0 |  | Industrial CHP | Y | OS |  | Steam unit (PRMVR=ST) under 25MW/250 MMBtu/hr
EXCLUDE | CA | Colton Plant | 57907 | 2 | BIT | ST | 15 | 14.3 | 0 | 0 | 0 |  |  | 0 |  | Industrial CHP | Y | OS |  | Steam unit (PRMVR=ST) under 25MW/250 MMBtu/hr
EXCLUDE | CA | Colton Plant | 56167 | UNT1 | LFG | IC | 1.3 | 1.3 | 0 | 0 |  |  | 0 | 0 |  | IPP Non-CHP | N | OP |  | Internal Combustion (PRMVR=IC)
NGCC | CA | Colusa Generating Station | 56532 | A | NG | CC | 181.5 | 167 | 2430 | 504580.9552 |  |  | 504580.9552 | 214705.2512 |  | Electric Utility | N | OP
NGCC | CA | Colusa Generating Station | 56532 | B | NG | CC | 181.5 | 167 | 2430 | 504580.9552 |  |  | 504580.9552 | 214705.2512 |  | Electric Utility | N | OP
NGCC | CA | Colusa Generating Station | 56532 | C | NG | CC | 349.4 | 306 | 2430 | 971353.0896 |  |  | 971353.0896 | 413322.3955 |  | Electric Utility | N | OP
EXCLUDE | CA | Combie South | 846 | 1 | WAT | HY | 0.5 | 0.4 | 0 | 2471.3333 |  |  | 2471.3333 | 0 |  | IPP Non-CHP | N | OP |  | Non Combustion (NUC, WAT, WND, GEO, or SUN)
EXCLUDE | CA | Combie South | 846 | 2 | WAT | HY | 0.5 | 0.4 | 0 | 2471.3333 |  |  | 2471.3333 | 0 |  | IPP Non-CHP | N | OP |  | Non Combustion (NUC, WAT, WND, GEO, or SUN)
EXCLUDE | CA | Combie South | 846 | 3 | WAT | HY | 0.5 | 0.4 | 0 | 2471.3333 |  |  | 2471.3333 | 0 |  | IPP Non-CHP | N | OP |  | Non Combustion (NUC, WAT, WND, GEO, or SUN)
SSTLOGN | CA | Combustion Turbine Project No 2 | 7449 | NA1 | NG | GT | 50 | 49.3 | 463 | 1608 |  |  | 1608 | 910.517 |  | Electric Utility | N | OP
EXCLUDE | CA | Commerce Refuse To Energy | 10090 | GEN1 | MSB | ST | 12 | 9 | 0 | 75562 |  |  | 75562 | 119718.8979 |  | IPP Non-CHP | N | OP |  | Non Fossil fuel type
OGST | CA | Contra Costa | 228 | 6 | NG | ST | 359 | 335 | 3404 | 1541 |  |  | 1541 | 2952.2 |  | Electric Utility/IPP Non-CHP | N | OP | 2013
OGST | CA | Contra Costa | 228 | 7 | NG | ST | 359 | 337 | 3400 | 85169 |  |  | 85169 | 60863.425 |  | Electric Utility/IPP Non-CHP | N | OP | 2013
EXCLUDE | CA | Control Gorge | 393 | 1 | WAT | HY | 37.5 | 37.5 | 0 | 65041 |  |  | 65041 | 0 |  | Electric Utility | N | OP |  | Non Combustion (NUC, WAT, WND, GEO, or SUN)
OGST | CA | Coolwater | 329 | 1 | NG | ST | 65.3 | 65 | 700 | 1356 |  |  | 1356 | 1555.854 |  | Electric Utility/IPP Non-CHP | N | OP
OGST | CA | Coolwater | 329 | 2 | NG | ST | 82 | 81 | 900 | 4022 |  |  | 4022 | 3772.382 |  | Electric Utility/IPP Non-CHP | N | OP
NGCC | CA | Coolwater | 329 | 30 | NG | CC | 120 | 99 | 1350 | 17872.9655 |  |  | 17872.9655 | 13487.3038 |  | Electric Utility/IPP Non-CHP | N | OP
NGCC | CA | Coolwater | 329 | 31 | NG | CC | 85 | 66 | 1350 | 12660.0172 |  |  | 12660.0172 | 9553.5069 |  | Electric Utility/IPP Non-CHP | N | OP
NGCC | CA | Coolwater | 329 | 32 | NG | CC | 85 | 66 | 1350 | 12660.0172 |  |  | 12660.0172 | 9553.5069 |  | Electric Utility/IPP Non-CHP | N | OP
NGCC | CA | Coolwater | 329 | 40 | NG | CC | 120 | 99 | 1350 | 17872.9655 |  |  | 17872.9655 | 13487.3038 |  | Electric Utility/IPP Non-CHP | N | OP
NGCC | CA | Coolwater | 329 | 41 | NG | CC | 85 | 66 | 1350 | 12660.0172 |  |  | 12660.0172 | 9553.5069 |  | Electric Utility/IPP Non-CHP | N | OP
NGCC | CA | Coolwater | 329 | 42 | NG | CC | 85 | 66 | 1350 | 12660.0172 |  |  | 12660.0172 | 9553.5069 |  | Electric Utility/IPP Non-CHP | N | OP
EXCLUDE | CA | Copco 1 | 294 | 1 | WAT | HY | 10 | 14 | 0 | 56552.5 |  |  | 56552.5 | 0 |  | Electric Utility | N | OP |  | Non Combustion (NUC, WAT, WND, GEO, or SUN)
EXCLUDE | CA | Copco 1 | 294 | 2 | WAT | HY | 10 | 14 | 0 | 56552.5 |  |  | 56552.5 | 0 |  | Electric Utility | N | OP |  | Non Combustion (NUC, WAT, WND, GEO, or SUN)
EXCLUDE | CA | Copco 2 | 295 | 1 | WAT | HY | 13.5 | 17 | 0 | 71438 |  |  | 71438 | 0 |  | Electric Utility | N | OP |  | Non Combustion (NUC, WAT, WND, GEO, or SUN)
EXCLUDE | CA | Copco 2 | 295 | 2 | WAT | HY | 13.5 | 17 | 0 | 71438 |  |  | 71438 | 0 |  | Electric Utility | N | OP |  | Non Combustion (NUC, WAT, WND, GEO, or SUN)
EXCLUDE | CA | Coram Energy LLC | 54299 | GEWE | WND | WT | 3 | 3 | 0 | 11756 |  |  | 11756 | 0 |  | IPP Non-CHP | N | OP |  | Non Combustion (NUC, WAT, WND, GEO, or SUN)
EXCLUDE | CA | Coram Energy LLC | 54297 | SX15 | WND | WT | 1 | 1 | 0 | 0 |  |  | 0 | 0 |  | IPP Non-CHP | N | RE | 2004 | Non Combustion (NUC, WAT, WND, GEO, or SUN)
EXCLUDE | CA | Coram Energy LLC | 54299 | SX15 | WND | WT | 1.4 | 1.4 | 0 | 0 |  |  | 0 | 0 |  | IPP Non-CHP | N | RE | 2005 | Non Combustion (NUC, WAT, WND, GEO, or SUN)
EXCLUDE | CA | Coram Energy LLC (ECT) | 54298 | GEWE | WND | WT | 7.5 | 7.5 | 0 | 28089 |  |  | 28089 | 0 |  | IPP Non-CHP | N | OP |  | Non Combustion (NUC, WAT, WND, GEO, or SUN)
EXCLUDE | CA | Coram Energy LLC (ECT) | 54298 | SX1S | WND | WT | 3.3 | 3.3 | 0 | 0 |  |  | 0 | 0 |  | IPP Non-CHP | N | RE | 2005 | Non Combustion (NUC, WAT, WND, GEO, or SUN)
EXCLUDE | CA | Coram Tehachapi | 54750 | VW1 | WND | WT | 6.9 | 6.9 | 0 | 16069 |  |  | 16069 | 0 |  | IPP Non-CHP | N | OP |  | Non Combustion (NUC, WAT, WND, GEO, or SUN)
EXCLUDE | CA | Corn Products Stockton Plant | 52115 | GEN1 | NG | GT | 2.8 | 2.8 | 0 | 24087 | 0.34765 | 205618.9608 | 69284.6028 | 23138.3089 |  | Industrial CHP | Y | OP |  | Simple Cycle Turbine (PRMVR=GT or OT) unit under 25MW
EXCLUDE | CA | Corona | 480 | 1 | WAT | HY | 2.9 | 2.8 | 0 | 12034 |  |  | 12034 | 0 |  | Electric Utility | N | OP |  | Non Combustion (NUC, WAT, WND, GEO, or SUN)
SSTLOGN | CA | Corona Cogen | 10635 | GEN1 | NG | GT | 47 | 40 | 0 | 126084 | 0.77428 | 167216.7343 | 162840.3162 | 70836.9263 |  | IPP CHP | Y | OP
EXCLUDE | CA | Coso Energy Developers | 10875 | GEN7 | GEO | ST | 30 | 21.8 | 0 | 135295.6667 |  |  | 135295.6667 | 0 |  | IPP Non-CHP | N | OP |  | Non Combustion (NUC, WAT, WND, GEO, or SUN)
EXCLUDE | CA | Coso Energy Developers | 10875 | GEN8 | GEO | ST | 30 | 22.5 | 0 | 135295.6667 |  |  | 135295.6667 | 0 |  | IPP Non-CHP | N | OP |  | Non Combustion (NUC, WAT, WND, GEO, or SUN)
EXCLUDE | CA | Coso Energy Developers | 10875 | GEN9 | GEO | ST | 30 | 23.5 | 0 | 135295.6667 |  |  | 135295.6667 | 0 |  | IPP Non-CHP | N | OP |  | Non Combustion (NUC, WAT, WND, GEO, or SUN)
EXCLUDE | CA | Coso Finance Partners | 10873 | GEN1 | GEO | ST | 32.2 | 27.5 | 0 | 193350.1735 |  |  | 193350.1735 | 0 |  | IPP Non-CHP | N | OP |  | Non Combustion (NUC, WAT, WND, GEO, or SUN)
EXCLUDE | CA | Coso Finance Partners | 10873 | GEN2 | GEO | ST | 30 | 27 | 0 | 180139.9132 |  |  | 180139.9132 | 0 |  | IPP Non-CHP | N | OP |  | Non Combustion (NUC, WAT, WND, GEO, or SUN)
EXCLUDE | CA | Coso Finance Partners | 10873 | GEN3 | GEO | ST | 30 | 26.7 | 0 | 180139.9132 |  |  | 180139.9132 | 0 |  | IPP Non-CHP | N | OP |  | Non Combustion (NUC, WAT, WND, GEO, or SUN)
EXCLUDE | CA | Coso Power Developers | 10874 | GEN4 | GEO | ST | 30 | 30 | 0 | 177584 |  |  | 177584 | 0 |  | IPP Non-CHP | N | OP |  | Non Combustion (NUC, WAT, WND, GEO, or SUN)
EXCLUDE | CA | Coso Power Developers | 10874 | GEN5 | GEO | ST | 30 | 23.4 | 0 | 177584 |  |  | 177584 | 0 |  | IPP Non-CHP | N | OP |  | Non Combustion (NUC, WAT, WND, GEO, or SUN)
EXCLUDE | CA | Coso Power Developers | 10874 | GEN6 | GEO | ST | 30 | 26.9 | 0 | 177584 |  |  | 177584 | 0 |  | IPP Non-CHP | N | OP |  | Non Combustion (NUC, WAT, WND, GEO, or SUN)
NGCC | CA | Cosumnes | 55970 | 1 | NG | CC | 190 | 171 | 1865 | 1207838.6038 |  |  | 1207838.6038 | 503863.7127 |  | Electric Utility | N | OP
NGCC | CA | Cosumnes | 55970 | 2 | NG | CC | 170 | 153 | 1865 | 1080697.6981 |  |  | 1080697.6981 | 450825.4272 |  | Electric Utility | N | OP
NGCC | CA | Cosumnes | 55970 | 3 | NG | CC | 170 | 153 | 1865 | 1080697.6981 |  |  | 1080697.6981 | 450825.4272 |  | Electric Utility | N | OP
EXCLUDE | CA | Cottonwood | 394 | 1 | WAT | HY | 1.2 | 1.2 | 0 | 5740.5 |  |  | 5740.5 | 0 |  | Electric Utility | N | OP |  | Non Combustion (NUC, WAT, WND, GEO, or SUN)
EXCLUDE | CA | Cottonwood | 394 | 2 | WAT | HY | 1.2 | 1.2 | 0 | 5740.5 |  |  | 5740.5 | 0 |  | Electric Utility | N | OP |  | Non Combustion (NUC, WAT, WND, GEO, or SUN)
EXCLUDE | CA | Covanta Mendota | 10837 | GEN1 | WDS | ST | 28 | 25 | 0 | 165204 |  |  | 165204 | 295500.0476 |  | IPP Non-CHP | N | OP |  | Non Fossil fuel type
EXCLUDE | CA | Covanta Stanislaus Energy | 50632 | GEN1 | MSB | ST | 24 | 18 | 0 | 118116 |  |  | 118116 | 245321.1122 |  | IPP Non-CHP | N | OP |  | Non Fossil fuel type
EXCLUDE | CA | Cove Hydroelectric | 10707 | GEN1 | WAT | HY | 5 | 5 | 0 | 20022 |  |  | 20022 | 0 |  | IPP Non-CHP | N | OP |  | Non Combustion (NUC, WAT, WND, GEO, or SUN)
EXCLUDE | CA | Cow Creek | 229 | 1 | WAT | HY | 0.7 | 0.9 | 0 | 1728 |  |  | 1728 | 0 |  | Electric Utility | N | OP | 2014 | Non Combustion (NUC, WAT, WND, GEO, or SUN)
EXCLUDE | CA | Cow Creek | 229 | 2 | WAT | HY | 0.7 | 0.9 | 0 | 1728 |  |  | 1728 | 0 |  | Electric Utility | N | OP | 2014 | Non Combustion (NUC, WAT, WND, GEO, or SUN)
EXCLUDE | CA | Coyote Creek | 483 | 1 | WAT | HY | 3.1 | 3.1 | 0 | 3059 |  |  | 3059 | 0 |  | Electric Utility | N | OP |  | Non Combustion (NUC, WAT, WND, GEO, or SUN)
EXCLUDE | CA | CPV Sentinel Energy Project | 57482 | CTG1 | NG | GT | 100 | 100 | 0 | 0 |  |  | 0 | 0 |  | IPP Non-CHP | N | U |  | Status of operation (IP,L,P,T,or U)
EXCLUDE | CA | CPV Sentinel Energy Project | 57482 | CTG2 | NG | GT | 100 | 100 | 0 | 0 |  |  | 0 | 0 |  | IPP Non-CHP | N | U |  | Status of operation (IP,L,P,T,or U)
EXCLUDE | CA | CPV Sentinel Energy Project | 57482 | CTG3 | NG | GT | 100 | 100 | 0 | 0 |  |  | 0 | 0 |  | IPP Non-CHP | N | U |  | Status of operation (IP,L,P,T,or U)
EXCLUDE | CA | CPV Sentinel Energy Project | 57482 | CTG4 | NG | GT | 100 | 100 | 0 | 0 |  |  | 0 | 0 |  | IPP Non-CHP | N | U |  | Status of operation (IP,L,P,T,or U)
EXCLUDE | CA | CPV Sentinel Energy Project | 57482 | CTG5 | NG | GT | 100 | 100 | 0 | 0 |  |  | 0 | 0 |  | IPP Non-CHP | N | U |  | Status of operation (IP,L,P,T,or U)
EXCLUDE | CA | CPV Sentinel Energy Project | 57482 | CTG6 | NG | GT | 100 | 100 | 0 | 0 |  |  | 0 | 0 |  | IPP Non-CHP | N | U |  | Status of operation (IP,L,P,T,or U)
EXCLUDE | CA | CPV Sentinel Energy Project | 57482 | CTG7 | NG | GT | 100 | 100 | 0 | 0 |  |  | 0 | 0 |  | IPP Non-CHP | N | U |  | Status of operation (IP,L,P,T,or U)
EXCLUDE | CA | CPV Sentinel Energy Project | 57482 | CTG8 | NG | GT | 100 | 100 | 0 | 0 |  |  | 0 | 0 |  | IPP Non-CHP | N | U |  | Status of operation (IP,L,P,T,or U)
EXCLUDE | CA | CPV Vaca Station LLC | 56999 | CTG1 | NG | CC | 225 | 189 | 0 | 0 |  |  | 0 | 0 |  | IPP Non-CHP | N | L |  | Status of operation (IP,L,P,T,or U)
EXCLUDE | CA | CPV Vaca Station LLC | 56999 | CTG2 | NG | CC | 225 | 189 | 0 | 0 |  |  | 0 | 0 |  | IPP Non-CHP | N | L |  | Status of operation (IP,L,P,T,or U)
EXCLUDE | CA | CPV Vaca Station LLC | 56999 | STG | NG | CC | 220 | 198 | 0 | 0 |  |  | 0 | 0 |  | IPP Non-CHP | N | L |  | Status of operation (IP,L,P,T,or U)
SSTLOGN | CA | Creed Energy Center | 55625 | CT1 | NG | GT | 47 | 45 | 500 | 4890 |  |  | 4890 | 3455.858 |  | Electric Utility/IPP Non-CHP | N | OP
EXCLUDE | CA | Cresta | 231 | 1 | WAT | HY | 36.9 | 36 | 0 | 192844 |  |  | 192844 | 0 |  | Electric Utility | N | OP |  | Non Combustion (NUC, WAT, WND, GEO, or SUN)
EXCLUDE | CA | Cresta | 231 | 2 | WAT | HY | 36.9 | 36.7 | 0 | 192844 |  |  | 192844 | 0 |  | Electric Utility | N | OP |  | Non Combustion (NUC, WAT, WND, GEO, or SUN)
NGCC | CA | Crockett Cogen Project | 55084 | GE1 | NG | CC | 247.4 | 247.4 | 0 | 1813555 | 0.67684 | 3939164.4888 | 2679432.3056 | 916110.0809 |  | IPP CHP | Y | OP
EXCLUDE | CA | CSU East Bay | 57042 | 1 | NG | FC | 1.4 | 1.4 | 0 | 3276 | 1 | 0 | 3276 | 1884.1159 |  | Electric Utility | Y | OP |  | Fuel Cell (PRMVR=FC)
EXCLUDE | CA | CSU Fresno Solar Project | 56813 | 1 | SUN | PV | 0.5 | 0.5 | 0 | 490.545 |  |  | 490.545 | 0 |  | IPP Non-CHP | N | OP |  | Non Combustion (NUC, WAT, WND, GEO, or SUN)
EXCLUDE | CA | CSU Fresno Solar Project | 56813 | 2 | SUN | PV | 0.5 | 0.5 | 0 | 490.545 |  |  | 490.545 | 0 |  | IPP Non-CHP | N | OP |  | Non Combustion (NUC, WAT, WND, GEO, or SUN)
EXCLUDE | CA | CTV Power Purchase Contract Trust | 54300 | GEWE | WND | WT | 4.5 | 4.5 | 0 | 11547.3913 |  |  | 11547.3913 | 0 |  | IPP Non-CHP | N | OP |  | Non Combustion (NUC, WAT, WND, GEO, or SUN)
EXCLUDE | CA | CTV Power Purchase Contract Trust | 54300 | SX1S | WND | WT | 0.1 | 0.1 | 0 | 256.6087 |  |  | 256.6087 | 0 |  | IPP Non-CHP | N | OS |  | Non Combustion (NUC, WAT, WND, GEO, or SUN)
EXCLUDE | CA | Cymric 31X Cogen | 52081 | TG1 | NG | GT | 3.4 | 2.7 | 0 | 22838 | 0.36331 | 182077.5935 | 62860.9177 | 29741.189 |  | Industrial CHP | Y | OP |  | Simple Cycle Turbine (PRMVR=GT or OT) unit under 25MW
EXCLUDE | CA | Cymric 31X Cogen | 52081 | TG2 | NG | GT | 3.4 | 2.7 | 0 | 22838 | 0.36331 | 182077.5935 | 62860.9177 | 29741.189 |  | Industrial CHP | Y | OP |  | Simple Cycle Turbine (PRMVR=GT or OT) unit under 25MW
EXCLUDE | CA | Cymric 36W Cogen | 52104 | GEN1 | NG | GT | 3.1 | 2.7 | 0 | 21305 | 0.3254 | 200936.1542 | 65473.2637 | 27923.4946 |  | Industrial CHP | Y | OP |  | Simple Cycle Turbine (PRMVR=GT or OT) unit under 25MW
EXCLUDE | CA | Cymric 36W Cogen | 52104 | GEN2 | NG | GT | 3.1 | 2.7 | 0 | 21305 | 0.3254 | 200936.1542 | 65473.2637 | 27923.4946 |  | Industrial CHP | Y | OP |  | Simple Cycle Turbine (PRMVR=GT or OT) unit under 25MW
EXCLUDE | CA | Cymric 36W Cogen | 52104 | GEN3 | NG | GT | 3.1 | 2.7 | 0 | 21305 | 0.3254 | 200936.1542 | 65473.2637 | 27923.4946 |  | Industrial CHP | Y | OP |  | Simple Cycle Turbine (PRMVR=GT or OT) unit under 25MW
EXCLUDE | CA | Cymric 36W Cogen | 52104 | GEN4 | NG | GT | 3.1 | 2.7 | 0 | 21305 | 0.3254 | 200936.1542 | 65473.2637 | 27923.4946 |  | Industrial CHP | Y | OP |  | Simple Cycle Turbine (PRMVR=GT or OT) unit under 25MW
EXCLUDE | CA | Cymric 6Z Cogen | 52082 | TG1 | NG | GT | 3.4 | 2.7 | 0 | 17640 | 0.36186 | 141520.661 | 48747.9999 | 26907.1252 |  | Industrial CHP | Y | OP |  | Simple Cycle Turbine (PRMVR=GT or OT) unit under 25MW
EXCLUDE | CA | Cymric 6Z Cogen | 52082 | TG2 | NG | GT | 3.4 | 2.7 | 0 | 17640 | 0.36186 | 141520.661 | 48747.9999 | 26907.1252 |  | Industrial CHP | Y | OP |  | Simple Cycle Turbine (PRMVR=GT or OT) unit under 25MW
EXCLUDE | CA | DAI Oildale | 54410 | CTG | NG | CC | 27.7 | 22.6 | 0 | 170363.4639 | 0.94573 | 44479.4269 | 180140.5947 | 89950.2963 |  | Industrial CHP | Y | OP |  | Commercial/Industrial Unit
EXCLUDE | CA | DAI Oildale | 54410 | STG | NG | CC | 8.3 | 7.3 | 0 | 51047.5361 | 0.94573 | 13327.7705 | 53977.1457 | 26952.6158 |  | Industrial CHP | Y | OP |  | Combined Cycle (PRMVR=CC) unit under 25MW
EXCLUDE | CA | De Sabla | 232 | 1 | WAT | HY | 18.4 | 18.5 | 0 | 96635 |  |  | 96635 | 0 |  | Electric Utility | N | OP |  | Non Combustion (NUC, WAT, WND, GEO, or SUN)
EXCLUDE | CA | Deadwood Creek | 7507 | 1 | WAT | HY | 2 | 1.9 | 0 | 5478 |  |  | 5478 | 0 |  | Electric Utility | N | OP |  | Non Combustion (NUC, WAT, WND, GEO, or SUN)
EXCLUDE | CA | Deer Creek | 233 | 1 | WAT | HY | 5.5 | 5.7 | 0 | 11774 |  |  | 11774 | 0 |  | Electric Utility | N | OP |  | Non Combustion (NUC, WAT, WND, GEO, or SUN)
EXCLUDE | CA | Delano Energy | 10840 | GEN1 | WDS | ST | 31.8 | 27 | 0 | 191152.0316 |  |  | 191152.0316 | 483512.6644 |  | IPP Non-CHP | N | OP |  | Non Fossil fuel type
EXCLUDE | CA | Delano Energy | 10840 | GEN2 | WDS | ST | 25.2 | 22 | 0 | 151478.9684 |  |  | 151478.9684 | 213763.4937 |  | IPP Non-CHP | N | OP |  | Non Fossil fuel type
NGCC | CA | Delta Energy Center | 55333 | CTG1 | NG | CC | 212 | 176 | 2125 | 935330.0689 |  |  | 935330.0689 | 397965.334 |  | Electric Utility/IPP Non-CHP | N | OP
NGCC | CA | Delta Energy Center | 55333 | CTG2 | NG | CC | 212 | 165 | 2125 | 935330.0689 |  |  | 935330.0689 | 397965.334 |  | Electric Utility/IPP Non-CHP | N | OP
NGCC | CA | Delta Energy Center | 55333 | CTG3 | NG | CC | 213.5 | 165 | 2125 | 941947.9703 |  |  | 941947.9703 | 400781.1265 |  | Electric Utility/IPP Non-CHP | N | OP
NGCC | CA | Delta Energy Center | 55333 | STG1 | NG | CC | 306 | 263.1 | 2125 | 1350051.8919 |  |  | 1350051.8919 | 574421.6614 |  | Electric Utility/IPP Non-CHP | N | OP
EXCLUDE | CA | Desert Green Solar Farm LLC | 57959 | 1 | SUN | CP | 5 | 5 | 0 | 0 |  |  | 0 | 0 |  | IPP Non-CHP | N | L |  | Non Combustion (NUC, WAT, WND, GEO, or SUN)
EXCLUDE | CA | Desert Sunlight | 57993 | DSL1 | SUN | PV | 200 | 200 | 0 | 0 |  |  | 0 | 0 |  | IPP Non-CHP | N | U |  | Non Combustion (NUC, WAT, WND, GEO, or SUN)
EXCLUDE | CA | Desert Sunlight | 57993 | DSL2 | SUN | PV | 200 | 200 | 0 | 0 |  |  | 0 | 0 |  | IPP Non-CHP | N | T |  | Non Combustion (NUC, WAT, WND, GEO, or SUN)
EXCLUDE | CA | Desert Sunlight | 57993 | DSL3 | SUN | PV | 150 | 150 | 0 | 0 |  |  | 0 | 0 |  | IPP Non-CHP | N | T |  | Non Combustion (NUC, WAT, WND, GEO, or SUN)
EXCLUDE | CA | Desert View Power | 10300 | GEN1 | WDS | ST | 55.5 | 47 | 0 | 342435 |  |  | 342435 | 558651.6252 |  | IPP Non-CHP | N | OP |  | Non Fossil fuel type
EXCLUDE | CA | Devil Canyon | 436 | 1 | WAT | HY | 59.8 | 60 | 0 | 266172.7878 |  |  | 266172.7878 | 0 |  | Electric Utility | N | OP |  | Non Combustion (NUC, WAT, WND, GEO, or SUN)
EXCLUDE | CA | Devil Canyon | 436 | 2 | WAT | HY | 59.8 | 60 | 0 | 266172.7878 |  |  | 266172.7878 | 0 |  | Electric Utility | N | OP |  | Non Combustion (NUC, WAT, WND, GEO, or SUN)
EXCLUDE | CA | Devil Canyon | 436 | 3 | WAT | HY | 78.3 | 80 | 0 | 348517.2122 |  |  | 348517.2122 | 0 |  | Electric Utility | N | OP |  | Non Combustion (NUC, WAT, WND, GEO, or SUN)
EXCLUDE | CA | Devil Canyon | 436 | 4 | WAT | HY | 78.3 | 80 | 0 | 348517.2122 |  |  | 348517.2122 | 0 |  | Electric Utility | N | OP |  | Non Combustion (NUC, WAT, WND, GEO, or SUN)
EXCLUDE | CA | Diablo Canyon | 6099 | 1 | NUC | ST | 1159 | 1122 | 0 | 9263056.2919 |  |  | 9263056.2919 | 0 |  | Electric Utility | N | OP |  | Non Combustion (NUC, WAT, WND, GEO, or SUN)
EXCLUDE | CA | Diablo Canyon | 6099 | 2 | NUC | ST | 1164 | 1118 | 0 | 9303017.7081 |  |  | 9303017.7081 | 0 |  | Electric Utility | N | OP |  | Non Combustion (NUC, WAT, WND, GEO, or SUN)
EXCLUDE | CA | Diablo Wind LLC | 56271 | VEST | WND | WT | 18 | 18 | 0 | 61058 |  |  | 61058 | 0 |  | IPP Non-CHP | N | OP |  | Non Combustion (NUC, WAT, WND, GEO, or SUN)
EXCLUDE | CA | Diamond Valley Lake | 7942 | 1 | WAT | HY | 3.3 |  | 0 | 0 |  |  | 0 | 0 |  | Electric Utility | N | RE | 2009 | Non Combustion (NUC, WAT, WND, GEO, or SUN)
EXCLUDE | CA | Diamond Valley Lake | 7942 | 2 | WAT | HY | 3.3 | 29.7 | 0 | 3839.1111 |  |  | 3839.1111 | 0 |  | Electric Utility | N | OP |  | Non Combustion (NUC, WAT, WND, GEO, or SUN)
EXCLUDE | CA | Diamond Valley Lake | 7942 | 3 | WAT | HY | 3.3 |  | 0 | 3839.1111 |  |  | 3839.1111 | 0 |  | Electric Utility | N | OP |  | Non Combustion (NUC, WAT, WND, GEO, or SUN)
EXCLUDE | CA | Diamond Valley Lake | 7942 | 4 | WAT | HY | 3.3 |  | 0 | 3839.1111 |  |  | 3839.1111 | 0 |  | Electric Utility | N | OP |  | Non Combustion (NUC, WAT, WND, GEO, or SUN)
EXCLUDE | CA | Diamond Valley Lake | 7942 | 5 | WAT | HY | 3.3 |  | 0 | 0 |  |  | 0 | 0 |  | Electric Utility | N | RE | 2009 | Non Combustion (NUC, WAT, WND, GEO, or SUN)
EXCLUDE | CA | Diamond Valley Lake | 7942 | 6 | WAT | HY | 3.3 |  | 0 | 3839.1111 |  |  | 3839.1111 | 0 |  | Electric Utility | N | OP |  | Non Combustion (NUC, WAT, WND, GEO, or SUN)
EXCLUDE | CA | Diamond Valley Lake | 7942 | 7 | WAT | HY | 3.3 |  | 0 | 3839.1111 |  |  | 3839.1111 | 0 |  | Electric Utility | N | OP |  | Non Combustion (NUC, WAT, WND, GEO, or SUN)
EXCLUDE | CA | Diamond Valley Lake | 7942 | 8 | WAT | HY | 3.3 |  | 0 | 3839.1111 |  |  | 3839.1111 | 0 |  | Electric Utility | N | OP |  | Non Combustion (NUC, WAT, WND, GEO, or SUN)
EXCLUDE | CA | Diamond Valley Lake | 7942 | 9 | WAT | HY | 3.3 |  | 0 | 0 |  |  | 0 | 0 |  | Electric Utility | N | RE | 2009 | Non Combustion (NUC, WAT, WND, GEO, or SUN)
EXCLUDE | CA | Diamond Valley Lake | 7942 | 10 | WAT | HY | 3.3 |  | 0 | 3839.1111 |  |  | 3839.1111 | 0 |  | Electric Utility | N | OP |  | Non Combustion (NUC, WAT, WND, GEO, or SUN)
EXCLUDE | CA | Diamond Valley Lake | 7942 | 11 | WAT | HY | 3.3 |  | 0 | 3839.1111 |  |  | 3839.1111 | 0 |  | Electric Utility | N | OP |  | Non Combustion (NUC, WAT, WND, GEO, or SUN)
EXCLUDE | CA | Diamond Valley Lake | 7942 | 12 | WAT | HY | 3.3 |  | 0 | 3839.1111 |  |  | 3839.1111 | 0 |  | Electric Utility | N | OP |  | Non Combustion (NUC, WAT, WND, GEO, or SUN)
EXCLUDE | CA | Difwind Farms Ltd I | 54681 | EXIS | WND | WT | 7.3 | 7.3 | 0 | 14865 |  |  | 14865 | 0 |  | IPP Non-CHP | N | OP |  | Non Combustion (NUC, WAT, WND, GEO, or SUN)
EXCLUDE | CA | Difwind Farms Ltd II | 54682 | EXIS | WND | WT | 5.5 | 5.5 | 0 | 7512 |  |  | 7512 | 0 |  | IPP Non-CHP | N | OP |  | Non Combustion (NUC, WAT, WND, GEO, or SUN)
EXCLUDE | CA | Difwind Farms Ltd V | 54685 | EXIS | WND | WT | 11.7 | 11.7 | 0 | 24670 |  |  | 24670 | 0 |  | IPP Non-CHP | N | OP |  | Non Combustion (NUC, WAT, WND, GEO, or SUN)
EXCLUDE | CA | Difwind Farms Ltd VI | 54686 | EXIS | WND | WT | 27.1 | 27.1 | 0 | 43120 |  |  | 43120 | 0 |  | IPP Non-CHP | N | OP |  | Non Combustion (NUC, WAT, WND, GEO, or SUN)
EXCLUDE | CA | Difwind Farms Ltd VII | 10815 | GEN1 | WND | WT | 24 | 24 | 0 | 37271 |  |  | 37271 | 0 |  | IPP Non-CHP | N | OP |  | Non Combustion (NUC, WAT, WND, GEO, or SUN)
EXCLUDE | CA | Difwind Farms Ltd VIII | 54687 | EXIS | WND | WT | 15 | 15 | 0 | 14801 |  |  | 14801 | 0 |  | IPP Non-CHP | N | OP |  | Non Combustion (NUC, WAT, WND, GEO, or SUN)
EXCLUDE | CA | Dillon Wind LLC | 56791 | 1 | WND | WT | 45 | 45 | 0 | 161650 |  |  | 161650 | 0 |  | IPP Non-CHP | N | OP |  | Non Combustion (NUC, WAT, WND, GEO, or SUN)
EXCLUDE | CA | Dinosaur Point | 10005 | WTGS | WND | WT | 17.4 | 17 | 0 | 23562 |  |  | 23562 | 0 |  | IPP Non-CHP | N | OP |  | Non Combustion (NUC, WAT, WND, GEO, or SUN)
EXCLUDE | CA | Dinuba Wastewater Treatment Plant | 57827 | DSPV | SUN | PV | 1 | 1 | 0 | 208 |  |  | 208 | 0 |  | Commercial Non-CHP | N | OP |  | Non Combustion (NUC, WAT, WND, GEO, or SUN)
EXCLUDE | CA | Dion R Holm | 380 | 1 | WAT | HY | 78.4 | 78.4 | 0 | 416901 |  |  | 416901 | 0 |  | Electric Utility | N | OP |  | Non Combustion (NUC, WAT, WND, GEO, or SUN)
EXCLUDE | CA | Dion R Holm | 380 | 2 | WAT | HY | 78.4 | 78.4 | 0 | 416901 |  |  | 416901 | 0 |  | Electric Utility | N | OP |  | Non Combustion (NUC, WAT, WND, GEO, or SUN)
EXCLUDE | CA | Division | 300 | DIGT | DFO | GT | 16 | 13 | 0 | 0 |  |  | 0 | 0 |  | IPP Non-CHP | N | RE | 2003 | Simple Cycle Turbine (PRMVR=GT or OT) unit under 25MW
EXCLUDE | CA | Dome Project | 54449 | T1 | NG | GT | 3 | 2.5 | 0 | 21557.5 | 0.32626 | 202524.0623 | 66074.8056 | 31181.657 |  | Industrial CHP | Y | OP |  | Simple Cycle Turbine (PRMVR=GT or OT) unit under 25MW
EXCLUDE | CA | Dome Project | 54449 | T2 | NG | GT | 3 | 2.6 | 0 | 21557.5 | 0.32626 | 202524.0623 | 66074.8056 | 31181.657 |  | Industrial CHP | Y | OP |  | Simple Cycle Turbine (PRMVR=GT or OT) unit under 25MW
EXCLUDE | CA | Don Pedro | 439 | 1 | WAT | HY | 45.5 | 55 | 0 | 190136.9877 |  |  | 190136.9877 | 0 |  | Electric Utility | N | OP |  | Non Combustion (NUC, WAT, WND, GEO, or SUN)
EXCLUDE | CA | Don Pedro | 439 | 2 | WAT | HY | 45.5 | 55 | 0 | 190136.9877 |  |  | 190136.9877 | 0 |  | Electric Utility | N | OP |  | Non Combustion (NUC, WAT, WND, GEO, or SUN)
EXCLUDE | CA | Don Pedro | 439 | 3 | WAT | HY | 45.5 | 55 | 0 | 190136.9877 |  |  | 190136.9877 | 0 |  | Electric Utility | N | OP |  | Non Combustion (NUC, WAT, WND, GEO, or SUN)
EXCLUDE | CA | Don Pedro | 439 | 4 | WAT | HY | 34.3 | 38.2 | 0 | 143334.0369 |  |  | 143334.0369 | 0 |  | Electric Utility | N | OP |  | Non Combustion (NUC, WAT, WND, GEO, or SUN)
NGCC | CA | Donald Von Raesfeld Power Plant | 56026 | CTG1 | NG | CC | 50 | 50 | 610.6 | 131484.7403 |  |  | 131484.7403 | 63291.4036 |  | Electric Utility | N | OP
NGCC | CA | Donald Von Raesfeld Power Plant | 56026 | CTG2 | NG | CC | 50 | 50 | 610.6 | 131484.7403 |  |  | 131484.7403 | 63291.4036 |  | Electric Utility | N | OP
NGCC | CA | Donald Von Raesfeld Power Plant | 56026 | STG | NG | CC | 54 | 54 | 610.6 | 142003.5195 |  |  | 142003.5195 | 68354.7159 |  | Electric Utility | N | OP
EXCLUDE | CA | Donnells | 415 | H1 | WAT | HY | 72 | 72 | 0 | 345865 |  |  | 345865 | 0 |  | IPP Non-CHP | N | OP |  | Non Combustion (NUC, WAT, WND, GEO, or SUN)
EXCLUDE | CA | Double C | 50493 | DC1 | NG | GT | 24.9 | 23 | 0 | 19521.5 | 0.61277 | 56121.4373 | 31857.6893 | 11897.025 |  | IPP CHP | Y | OP |  | Simple Cycle Turbine (PRMVR=GT or OT) unit under 25MW
EXCLUDE | CA | Double C | 50493 | DC2 | NG | GT | 24.9 | 23 | 0 | 19521.5 | 0.61277 | 56121.4373 | 31857.6893 | 11897.025 |  | IPP CHP | Y | OP |  | Simple Cycle Turbine (PRMVR=GT or OT) unit under 25MW
EXCLUDE | CA | Drews Generating Facility | 55935 | D1 | NG | GT | 11.2 | 9.5 | 0 | 15 |  |  | 15 | 14.2019 |  | IPP Non-CHP | N | OP |  | Simple Cycle Turbine (PRMVR=GT or OT) unit under 25MW
EXCLUDE | CA | Drews Generating Facility | 55935 | D2 | NG | GT | 11.2 | 9.5 | 0 | 15 |  |  | 15 | 14.2019 |  | IPP Non-CHP | N | OP |  | Simple Cycle Turbine (PRMVR=GT or OT) unit under 25MW
EXCLUDE | CA | Drews Generating Facility | 55935 | D3 | NG | GT | 11.2 | 9.5 | 0 | 15 |  |  | 15 | 14.2019 |  | IPP Non-CHP | N | OP |  | Simple Cycle Turbine (PRMVR=GT or OT) unit under 25MW
EXCLUDE | CA | Drews Generating Facility | 55935 | D4 | NG | GT | 11.2 | 9.5 | 0 | 15 |  |  | 15 | 14.2019 |  | IPP Non-CHP | N | OP |  | Simple Cycle Turbine (PRMVR=GT or OT) unit under 25MW
EXCLUDE | CA | Drop 1 | 585 | 1 | WAT | HY | 1.9 | 1.7 | 0 | 6584.3333 |  |  | 6584.3333 | 0 |  | Electric Utility | N | OP |  | Non Combustion (NUC, WAT, WND, GEO, or SUN)
EXCLUDE | CA | Drop 1 | 585 | 2 | WAT | HY | 1.9 | 1.7 | 0 | 6584.3333 |  |  | 6584.3333 | 0 |  | Electric Utility | N | OP |  | Non Combustion (NUC, WAT, WND, GEO, or SUN)
EXCLUDE | CA | Drop 1 | 585 | 3 | WAT | HY | 1.9 | 1.6 | 0 | 6584.3333 |  |  | 6584.3333 | 0 |  | Electric Utility | N | OP |  | Non Combustion (NUC, WAT, WND, GEO, or SUN)
EXCLUDE | CA | Drop 2 | 385 | 1 | WAT | HY | 5 | 4 | 0 | 26186.5 |  |  | 26186.5 | 0 |  | Electric Utility | N | OP |  | Non Combustion (NUC, WAT, WND, GEO, or SUN)
EXCLUDE | CA | Drop 2 | 385 | 2 | WAT | HY | 5 | 4 | 0 | 26186.5 |  |  | 26186.5 | 0 |  | Electric Utility | N | OP |  | Non Combustion (NUC, WAT, WND, GEO, or SUN)
EXCLUDE | CA | Drop 3 | 386 | 1 | WAT | HY | 4.8 | 4 | 0 | 25511.0204 |  |  | 25511.0204 | 0 |  | Electric Utility | N | OP |  | Non Combustion (NUC, WAT, WND, GEO, or SUN)
EXCLUDE | CA | Drop 3 | 386 | 2 | WAT | HY | 5 | 4 | 0 | 26573.9796 |  |  | 26573.9796 | 0 |  | Electric Utility | N | OP |  | Non Combustion (NUC, WAT, WND, GEO, or SUN)
EXCLUDE | CA | Drop 4 | 387 | 1 | WAT | HY | 10 | 8 | 0 | 56530.6122 |  |  | 56530.6122 | 0 |  | Electric Utility | N | OP |  | Non Combustion (NUC, WAT, WND, GEO, or SUN)
EXCLUDE | CA | Drop 4 | 387 | 2 | WAT | HY | 9.6 | 8 | 0 | 54269.3878 |  |  | 54269.3878 | 0 |  | Electric Utility | N | OP |  | Non Combustion (NUC, WAT, WND, GEO, or SUN)
EXCLUDE | CA | Drop 5 | 314 | 1 | WAT | HY | 2 | 1.5 | 0 | 6084.5 |  |  | 6084.5 | 0 |  | Electric Utility | N | OP |  | Non Combustion (NUC, WAT, WND, GEO, or SUN)
EXCLUDE | CA | Drop 5 | 314 | 2 | WAT | HY | 2 | 1.5 | 0 | 6084.5 |  |  | 6084.5 | 0 |  | Electric Utility | N | OP |  | Non Combustion (NUC, WAT, WND, GEO, or SUN)
EXCLUDE | CA | Drum 1 | 235 | 1 | WAT | HY | 12 | 12.8 | 0 | 24098.5366 |  |  | 24098.5366 | 0 |  | Electric Utility | N | OP |  | Non Combustion (NUC, WAT, WND, GEO, or SUN)
EXCLUDE | CA | Drum 1 | 235 | 2 | WAT | HY | 12 | 12.8 | 0 | 24098.5366 |  |  | 24098.5366 | 0 |  | Electric Utility | N | OP |  | Non Combustion (NUC, WAT, WND, GEO, or SUN)
EXCLUDE | CA | Drum 1 | 235 | 3 | WAT | HY | 12 | 12.8 | 0 | 24098.5366 |  |  | 24098.5366 | 0 |  | Electric Utility | N | OP |  | Non Combustion (NUC, WAT, WND, GEO, or SUN)
EXCLUDE | CA | Drum 1 | 235 | 4 | WAT | HY | 13.2 | 14.9 | 0 | 26508.3902 |  |  | 26508.3902 | 0 |  | Electric Utility | N | OP |  | Non Combustion (NUC, WAT, WND, GEO, or SUN)
EXCLUDE | CA | Drum 2 | 236 | 5 | WAT | HY | 53.1 | 48.6 | 0 | 283610 |  |  | 283610 | 0 |  | Electric Utility | N | OP |  | Non Combustion (NUC, WAT, WND, GEO, or SUN)
EXCLUDE | CA | DST Cogen | 57580 | CG1 | NG | IC | 2.1 | 2.1 | 0 | 0 | 1 | 0 | 0 | 0 |  | IPP CHP | Y | OP |  | Internal Combustion (PRMVR=IC)
EXCLUDE | CA | DST Cogen | 57580 | CG2 | NG | IC | 2.1 | 2.1 | 0 | 0 | 1 | 0 | 0 | 0 |  | IPP CHP | Y | OP |  | Internal Combustion (PRMVR=IC)
EXCLUDE | CA | Dutch Flat | 237 | 1 | WAT | HY | 22 | 22 | 0 | 100991 |  |  | 100991 | 0 |  | Electric Utility | N | OP |  | Non Combustion (NUC, WAT, WND, GEO, or SUN)
EXCLUDE | CA | Dutch Flat 2 | 413 | 3P | WAT | HY | 27.3 | 27.3 | 0 | 100180 |  |  | 100180 | 0 |  | IPP Non-CHP | N | OP |  | Non Combustion (NUC, WAT, WND, GEO, or SUN)
EXCLUDE | CA | Dutch Wind Energy | 57301 | DEC | WND | WT | 8 | 8 | 0 | 19519 |  |  | 19519 | 0 |  | IPP Non-CHP | N | OP |  | Non Combustion (NUC, WAT, WND, GEO, or SUN)
OGST | CA | Dynegy Morro Bay LLC | 259 | 1 | NG | ST | 169.1 | 163 | 0 | 0 |  |  | 0 | 0 |  | Electric Utility/IPP Non-CHP | N | OS
OGST | CA | Dynegy Morro Bay LLC | 259 | 2 | NG | ST | 169.1 | 163 | 0 | 0 |  |  | 0 | 0 |  | Electric Utility/IPP Non-CHP | N | OS
OGST | CA | Dynegy Morro Bay LLC | 259 | 3 | NG | ST | 359 | 337 | 3280 | 84108 |  |  | 84108 | 56023.262 |  | Electric Utility/IPP Non-CHP | N | OP
OGST | CA | Dynegy Morro Bay LLC | 259 | 4 | NG | ST | 359 | 336 | 3315 | 28887 |  |  | 28887 | 19954.629 |  | Electric Utility/IPP Non-CHP | N | OP
OGST | CA | Dynegy Moss Landing Power Plant | 260 | 6 | NG | ST | 702 | 754 | 7048 | 70251 |  |  | 70251 | 43372.879 |  | Electric Utility/IPP Non-CHP | N | OP
OGST | CA | Dynegy Moss Landing Power Plant | 260 | 7 | NG | ST | 702 | 755 | 7048 | 192127 |  |  | 192127 | 116398.132 |  | Electric Utility/IPP Non-CHP | N | OP
NGCC | CA | Dynegy Moss Landing Power Plant | 260 | CT1A | NG | CC | 233 | 165 | 2057 | 289468.3333 |  |  | 289468.3333 | 127395.5548 |  | Electric Utility/IPP Non-CHP | N | OP
NGCC | CA | Dynegy Moss Landing Power Plant | 260 | CT1B | NG | CC | 233 | 165 | 2057 | 289468.3333 |  |  | 289468.3333 | 127395.5548 |  | Electric Utility/IPP Non-CHP | N | OP
NGCC | CA | Dynegy Moss Landing Power Plant | 260 | CT2A | NG | CC | 233 | 165 | 2057 | 289468.3333 |  |  | 289468.3333 | 127395.5548 |  | Electric Utility/IPP Non-CHP | N | OP
NGCC | CA | Dynegy Moss Landing Power Plant | 260 | CT2B | NG | CC | 233 | 165 | 2057 | 289468.3333 |  |  | 289468.3333 | 127395.5548 |  | Electric Utility/IPP Non-CHP | N | OP
NGCC | CA | Dynegy Moss Landing Power Plant | 260 | ST1 | NG | CC | 233 | 180 | 2057 | 289468.3333 |  |  | 289468.3333 | 127395.5548 |  | Electric Utility/IPP Non-CHP | N | OP
NGCC | CA | Dynegy Moss Landing Power Plant | 260 | ST2 | NG | CC | 233 | 180 | 2057 | 289468.3333 |  |  | 289468.3333 | 127395.5548 |  | Electric Utility/IPP Non-CHP | N | OP
SSTLOGN | CA | Dynegy Oakland Power Plant | 6211 | GEN1 | JF | GT | 74.5 | 55 | 0 | 2048 |  |  | 2048 | 2269.0641 |  | IPP Non-CHP | N | OP
SSTLOGN | CA | Dynegy Oakland Power Plant | 6211 | GEN2 | JF | GT | 74.5 | 55 | 0 | 2048 |  |  | 2048 | 2269.0641 |  | IPP Non-CHP | N | OP
SSTLOGN | CA | Dynegy Oakland Power Plant | 6211 | GEN3 | JF | GT | 74.5 | 55 | 0 | 2048 |  |  | 2048 | 2269.0641 |  | IPP Non-CHP | N | OP
OGST | CA | Dynegy South Bay Power Plant | 310 | 2 | NG | ST | 136 | 150 | 0 | 0 |  |  | 0 | 0 |  | IPP Non-CHP | N | RE | 2011
EXCLUDE | CA | Dynegy South Bay Power Plant | 310 | 3 | NG | ST | 201.6 | 175 | 0 | 0 |  |  | 0 | 0 |  | IPP Non-CHP | N | RE | 2009 | Retired in 2009
EXCLUDE | CA | Dynegy South Bay Power Plant | 310 | 4 | NG | ST | 240.3 | 222 | 0 | 0 |  |  | 0 | 0 |  | IPP Non-CHP | N | RE | 2009 | Retired in 2009
EXCLUDE | CA | Dynegy South Bay Power Plant | 310 | 5 | JF | GT | 15 | 14 | 0 | 0 |  |  | 0 | 0 |  | IPP Non-CHP | N | RE | 2011 | Simple Cycle Turbine (PRMVR=GT or OT) unit under 25MW
OGST | CA | Dynegy South Bay Power Plant | 310 | ST1 | NG | ST | 136 | 146 | 0 | 0 |  |  | 0 | 0 |  | IPP Non-CHP | N | RE | 2011
SSTLOGN | CA | E F Oxnard Energy Facility | 10776 | GTG | NG | GT | 48.5 | 48.5 | 0 | 163974 | 0.86009 | 121347.6073 | 190647.712 | 89101.9452 |  | IPP CHP | Y | OP
EXCLUDE | CA | East Highline | 586 | 1 | WAT | HY | 2.4 | 1.1 | 0 | 3067 |  |  | 3067 | 0 |  | Electric Utility | N | OP |  | Non Combustion (NUC, WAT, WND, GEO, or SUN)
EXCLUDE | CA | East Portal Generator | 50375 | GEN1 | WAT | HY | 1.2 | 1.2 | 0 | 5814 |  |  | 5814 | 0 |  | IPP Non-CHP | N | OP |  | Non Combustion (NUC, WAT, WND, GEO, or SUN)
EXCLUDE | CA | East Third Street Power Plant | 10367 | GEN1 | PC | ST | 20.5 | 18.7 | 0 | 138168 |  |  | 138168 | 174454.052 |  | IPP Non-CHP | N | OP | 2012 | Steam unit (PRMVR=ST) under 25MW/250 MMBtu/hr
EXCLUDE | CA | East Winds Project | 50820 | GEN1 | WND | WT | 4.2 | 4.2 | 0 | 7669 |  |  | 7669 | 0 |  | IPP Non-CHP | N | OP |  | Non Combustion (NUC, WAT, WND, GEO, or SUN)
EXCLUDE | CA | EDF Renewable Windfarm V Inc | 54453 | GEN2 | WND | WT | 60 | 60 | 0 | 76696 |  |  | 76696 | 0 |  | IPP Non-CHP | N | OP |  | Non Combustion (NUC, WAT, WND, GEO, or SUN)
EXCLUDE | CA | Edom Hills Project 1 LLC | 50553 | 1 | WND | WT | 21.1 | 20 | 0 | 52168 |  |  | 52168 | 0 |  | IPP Non-CHP | N | OP |  | Non Combustion (NUC, WAT, WND, GEO, or SUN)
EXCLUDE | CA | Edom Hills Project 1 LLC | 50553 | WGNS | WND | WT | 11 | 6.5 | 0 | 0 |  |  | 0 | 0 |  | IPP Non-CHP | N | RE | 2007 | Non Combustion (NUC, WAT, WND, GEO, or SUN)
EXCLUDE | CA | Edward C Hyatt | 437 | 1 | WAT | HY | 117 | 135.3 | 0 | 640834.3333 |  |  | 640834.3333 | 0 |  | Electric Utility | N | OP |  | Non Combustion (NUC, WAT, WND, GEO, or SUN)
EXCLUDE | CA | Edward C Hyatt | 437 | 2 | WAT | PS | 97.7 | 112.4 | 0 | 0 |  |  | 0 | 0 |  | Electric Utility | N | OP |  | Non Combustion (NUC, WAT, WND, GEO, or SUN)
EXCLUDE | CA | Edward C Hyatt | 437 | 3 | WAT | HY | 117 | 135.3 | 0 | 640834.3333 |  |  | 640834.3333 | 0 |  | Electric Utility | N | OP |  | Non Combustion (NUC, WAT, WND, GEO, or SUN)
EXCLUDE | CA | Edward C Hyatt | 437 | 4 | WAT | PS | 97.7 | 112.4 | 0 | 0 |  |  | 0 | 0 |  | Electric Utility | N | OP |  | Non Combustion (NUC, WAT, WND, GEO, or SUN)
EXCLUDE | CA | Edward C Hyatt | 437 | 5 | WAT | HY | 117 | 135.3 | 0 | 640834.3333 |  |  | 640834.3333 | 0 |  | Electric Utility | N | OP |  | Non Combustion (NUC, WAT, WND, GEO, or SUN)
EXCLUDE | CA | Edward C Hyatt | 437 | 6 | WAT | PS | 97.7 | 112.4 | 0 | 0 |  |  | 0 | 0 |  | Electric Utility | N | OP |  | Non Combustion (NUC, WAT, WND, GEO, or SUN)
EXCLUDE | CA | El Cajon | 301 | ENCI | NG | GT | 16 | 15 | 0 | 631 |  |  | 631 | 548.2042 |  | IPP Non-CHP | N | SB |  | Simple Cycle Turbine (PRMVR=GT or OT) unit under 25MW
SSTLOGN | CA | El Cajon Energy Center | 57001 | GEN1 | NG | GT | 49.9 | 43.5 | 472 | 19030 |  |  | 19030 | 11517.629 |  | Electric Utility/IPP Non-CHP | N | OP
NGCC | CA | El Centro | 389 | 2 | NG | CC | 34.5 | 30 | 945 | 165721.7484 |  |  | 165721.7484 | 151023.4577 |  | Electric Utility | N | OP
EXCLUDE | CA | El Centro | 389 | 3 | NG | ST | 50 | 42 | 0 | 0 |  |  | 0 | 0 |  | Electric Utility | N | RE | 2010 | Retired in 2010
OGST | CA | El Centro | 389 | 4 | NG | ST | 81.6 | 73.9 | 819 | 173543 |  |  | 173543 | 133791.513 |  | Electric Utility | N | OP
EXCLUDE | CA | El Centro | 389 | 30 | NG | CC | 65.9 | 65.9 | 0 | 0 |  |  | 0 | 0 |  | Electric Utility | N | U |  | Status of operation (IP,L,P,T,or U)
EXCLUDE | CA | El Centro | 389 | 31 | NG | CC | 43.2 | 43.2 | 0 | 0 |  |  | 0 | 0 |  | Electric Utility | N | U |  | Status of operation (IP,L,P,T,or U)
EXCLUDE | CA | El Centro | 389 | 32 | NG | CC | 43.2 | 43.2 | 0 | 0 |  |  | 0 | 0 |  | Electric Utility | N | U |  | Status of operation (IP,L,P,T,or U)
NGCC | CA | El Centro | 389 | 2A | NG | CC | 89.9 | 80 | 0 | 431837.2516 |  |  | 431837.2516 | 393536.4884 |  | Electric Utility | N | OP
EXCLUDE | CA | El Dorado | 238 | 1 | WAT | HY | 10 | 5 | 0 | 52675.5 |  |  | 52675.5 | 0 |  | Electric Utility | N | OP |  | Non Combustion (NUC, WAT, WND, GEO, or SUN)
EXCLUDE | CA | El Dorado | 238 | 2 | WAT | HY | 10 | 5 | 0 | 52675.5 |  |  | 52675.5 | 0 |  | Electric Utility | N | OP |  | Non Combustion (NUC, WAT, WND, GEO, or SUN)
EXCLUDE | CA | El Nido Facility | 56707 | AMPC | WDS | ST | 12.5 | 10.5 | 0 | 20848 |  |  | 20848 | 54308.3711 |  | IPP Non-CHP | N | OP |  | Non Fossil fuel type
EXCLUDE | CA | El Segundo Cogen | 10213 | GEN1 | NG | CC | 42.4 | 38.7 | 0 | 303291.3192 | 0.4435 | 1731306.6804 | 683854.042 | 192320.2218 |  | Industrial CHP | Y | OP |  | Commercial/Industrial Unit
EXCLUDE | CA | El Segundo Cogen | 10213 | GEN2 | NG | CC | 42.4 | 38.7 | 0 | 303291.3192 | 0.4435 | 1731306.6804 | 683854.042 | 192320.2218 |  | Industrial CHP | Y | OP |  | Commercial/Industrial Unit
EXCLUDE | CA | El Segundo Cogen | 10213 | GEN3 | NG | CC | 1.5 | 1 | 0 | 10729.6457 | 0.4435 | 61249.0571 | 24192.9496 | 6803.7814 |  | Industrial CHP | Y | OS |  | Combined Cycle (PRMVR=CC) unit under 25MW
EXCLUDE | CA | El Segundo Cogen | 10213 | GEN4 | NG | CC | 1.2 | 1 | 0 | 8583.7166 | 0.4435 | 48999.2457 | 19354.3597 | 5443.0251 |  | Industrial CHP | Y | OS |  | Combined Cycle (PRMVR=CC) unit under 25MW
EXCLUDE | CA | El Segundo Cogen | 10213 | GEN5 | NG | CC | 40.3 | 39.2 | 0 | 288269.8152 | 0.4435 | 1645558.0005 | 649983.9126 | 182794.9278 |  | Industrial CHP | Y | OP |  | Commercial/Industrial Unit
EXCLUDE | CA | El Segundo Cogen | 10213 | GEN6 | NG | CC | 9.1 | 9.1 | 0 | 65093.1841 | 0.4435 | 371577.613 | 146770.5609 | 41276.274 |  | Industrial CHP | Y | OP |  | Combined Cycle (PRMVR=CC) unit under 25MW
EXCLUDE | CA | El Segundo Energy Center LLC | 57901 | 5 | NG | CC | 198 |  | 0 | 0 |  |  | 0 | 0 |  | IPP Non-CHP | N | U |  | Status of operation (IP,L,P,T,or U)
EXCLUDE | CA | El Segundo Energy Center LLC | 57901 | 6 | NG | CC | 70.7 |  | 0 | 0 |  |  | 0 | 0 |  | IPP Non-CHP | N | U |  | Status of operation (IP,L,P,T,or U)
EXCLUDE | CA | El Segundo Energy Center LLC | 57901 | 7 | NG | CC | 198 |  | 0 | 0 |  |  | 0 | 0 |  | IPP Non-CHP | N | U |  | Status of operation (IP,L,P,T,or U)
EXCLUDE | CA | El Segundo Energy Center LLC | 57901 | 8 | NG | CC | 70.7 |  | 0 | 0 |  |  | 0 | 0 |  | IPP Non-CHP | N | U |  | Status of operation (IP,L,P,T,or U)
EXCLUDE | CA | El Segundo Power | 330 | 1 | NG | ST | 156.2 | 145.3 | 0 | 0 |  |  | 0 | 0 |  | IPP Non-CHP | N | RE | 2002 | Retired in 2002
EXCLUDE | CA | El Segundo Power | 330 | 2 | NG | ST | 156.2 | 145.3 | 0 | 0 |  |  | 0 | 0 |  | IPP Non-CHP | N | RE | 2002 | Retired in 2002
OGST | CA | El Segundo Power | 330 | 3 | NG | ST | 342 | 325 | 3385 | 77867 |  |  | 77867 | 67447.115 |  | Electric Utility/IPP Non-CHP | N | OP
OGST | CA | El Segundo Power | 330 | 4 | NG | ST | 342 | 325 | 3385 | 99284 |  |  | 99284 | 90013.737 |  | Electric Utility/IPP Non-CHP | N | OP
EXCLUDE | CA | El Sobrante Gas Recovery | 56534 | GEN1 | LFG | IC | 1.3 | 1.3 | 0 | 0 |  |  | 0 | 0 |  | IPP Non-CHP | N | OP |  | Internal Combustion (PRMVR=IC)
EXCLUDE | CA | El Sobrante Gas Recovery | 56534 | GEN2 | LFG | IC | 1.3 | 1.3 | 0 | 0 |  |  | 0 | 0 |  | IPP Non-CHP | N | OP |  | Internal Combustion (PRMVR=IC)
EXCLUDE | CA | El Sobrante Gas Recovery | 56534 | GEN3 | LFG | IC | 1.3 | 1.3 | 0 | 0 |  |  | 0 | 0 |  | IPP Non-CHP | N | OP |  | Internal Combustion (PRMVR=IC)
EXCLUDE | CA | ELACC Photovoltaic Power Facility | 56814 | PV1 | SUN | PV | 0.5 | 0.4 | 0 | 836.055 |  |  | 836.055 | 0 |  | IPP Non-CHP | N | OP |  | Non Combustion (NUC, WAT, WND, GEO, or SUN)
EXCLUDE | CA | ELACC Photovoltaic Power Facility | 56814 | PV2 | SUN | PV | 0.5 | 0.4 | 0 | 836.055 |  |  | 836.055 | 0 |  | IPP Non-CHP | N | OP |  | Non Combustion (NUC, WAT, WND, GEO, or SUN)
EXCLUDE | CA | Electra | 239 | 1 | WAT | HY | 32.3 | 32.7 | 0 | 157364.0244 |  |  | 157364.0244 | 0 |  | Electric Utility | N | OP |  | Non Combustion (NUC, WAT, WND, GEO, or SUN)
EXCLUDE | CA | Electra | 239 | 2 | WAT | HY | 35.1 | 31.7 | 0 | 171005.4878 |  |  | 171005.4878 | 0 |  | Electric Utility | N | OP |  | Non Combustion (NUC, WAT, WND, GEO, or SUN)
EXCLUDE | CA | Electra | 239 | 3 | WAT | HY | 35.1 | 36.7 | 0 | 171005.4878 |  |  | 171005.4878 | 0 |  | Electric Utility | N | OP |  | Non Combustion (NUC, WAT, WND, GEO, or SUN)
EXCLUDE | CA | Elk Hills Cogen | 55950 | U1 | NG | GT | 23.3 | 23.3 | 0 | 166679.5 | 0.45103 | 922920.6436 | 369548.9264 | 107639.2837 |  | Industrial CHP | Y | OP |  | Simple Cycle Turbine (PRMVR=GT or OT) unit under 25MW
EXCLUDE | CA | Elk Hills Cogen | 55950 | U2 | NG | GT | 23.3 | 23.3 | 0 | 166679.5 | 0.45103 | 922920.6436 | 369548.9264 | 107639.2837 |  | Industrial CHP | Y | OP |  | Simple Cycle Turbine (PRMVR=GT or OT) unit under 25MW
EXCLUDE | CA | Elk Hills Power LLC | 55400 | CTG1 | NG | CC | 199 | 156 | 2061 | 1034529.7689 |  |  | 1034529.7689 | 431120.5775 |  | Industrial/IPP Non-CHP | N | OP |  | Commercial/Industrial Unit
EXCLUDE | CA | Elk Hills Power LLC | 55400 | CTG2 | NG | CC | 199 | 156 | 2061 | 1034529.7689 |  |  | 1034529.7689 | 431120.5775 |  | Industrial/IPP Non-CHP | N | OP |  | Commercial/Industrial Unit
EXCLUDE | CA | Elk Hills Power LLC | 55400 | STG | NG | CC | 225 | 213 | 2061 | 1169694.4623 |  |  | 1169694.4623 | 487447.8891 |  | Industrial/IPP Non-CHP | N | OP |  | Commercial/Industrial Unit
SSTLOGN | CA | Ellwood | 8076 | 1 | NG | GT | 58 | 54 | 0 | 1576 |  |  | 1576 | 1200.3218 |  | IPP Non-CHP | N | OP
OGST | CA | Encina | 302 | 2 | NG | ST | 110.2 | 104 | 1300 | 69710 |  |  | 69710 | 57787.25 |  | Electric Utility/IPP Non-CHP | N | OP
OGST | CA | Encina | 302 | 3 | NG | ST | 110.2 | 110 | 1128 | 62966 |  |  | 62966 | 53201.488 |  | Electric Utility/IPP Non-CHP | N | OP
OGST | CA | Encina | 302 | 4 | NG | ST | 306 | 300 | 3475 | 103227 |  |  | 103227 | 85808.714 |  | Electric Utility/IPP Non-CHP | N | OP
OGST | CA | Encina | 302 | 5 | NG | ST | 345.6 | 330 | 3475 | 177070 |  |  | 177070 | 142375.178 |  | Electric Utility/IPP Non-CHP | N | OP
EXCLUDE | CA | Encina | 302 | GT1 | NG | GT | 17 | 14 | 0 | 331 |  |  | 331 | 331.1434 |  | IPP Non-CHP | N | SB |  | Simple Cycle Turbine (PRMVR=GT or OT) unit under 25MW
OGST | CA | Encina | 302 | ST1 | NG | ST | 110 | 106 | 1400 | 61065 |  |  | 61065 | 51782.379 |  | Electric Utility/IPP Non-CHP | N | OP
EXCLUDE | CA | Encina Water Pollution Control | 10026 | EG1 | NG | IC | 0.5 | 0.5 | 0 | 0 | 1 | 0 | 0 | 0 |  | Commercial CHP | Y | RE | 2008 | Internal Combustion (PRMVR=IC)
EXCLUDE | CA | Encina Water Pollution Control | 10026 | EG10 | OBG | IC | 0.8 | 0.8 | 0 | 0 |  |  | 0 | 0 |  | Commercial CHP | N | OP |  | Internal Combustion (PRMVR=IC)
EXCLUDE | CA | Encina Water Pollution Control | 10026 | EG2 | NG | IC | 0.5 | 0.5 | 0 | 0 | 1 | 0 | 0 | 0 |  | Commercial CHP | Y | RE | 2008 | Internal Combustion (PRMVR=IC)
EXCLUDE | CA | Encina Water Pollution Control | 10026 | EG20 | OBG | IC | 0.8 | 0.8 | 0 | 0 |  |  | 0 | 0 |  | Commercial CHP | N | OP |  | Internal Combustion (PRMVR=IC)
EXCLUDE | CA | Encina Water Pollution Control | 10026 | EG3 | OBG | IC | 0.5 | 0.5 | 0 | 0 | 1 | 0 | 0 | 0 |  | Commercial CHP | Y | RE | 2008 | Internal Combustion (PRMVR=IC)
EXCLUDE | CA | Encina Water Pollution Control | 10026 | EG30 | OBG | IC | 0.8 | 0.8 | 0 | 0 |  |  | 0 | 0 |  | Commercial CHP | N | OP |  | Internal Combustion (PRMVR=IC)
EXCLUDE | CA | Encina Water Pollution Control | 10026 | EG40 | OBG | IC | 0.8 | 0.8 | 0 | 0 |  |  | 0 | 0 |  | Commercial CHP | N | OP |  | Internal Combustion (PRMVR=IC)
EXCLUDE | CA | Equilon Los Angeles Refining | 50530 | GEN1 | OG | GT | 30 | 25 | 0 | 192238.2695 | 0.39445 | 1342574.4645 | 487352.8206 | 73894.1291 |  | Industrial CHP | Y | OP |  | Commercial/Industrial Unit
EXCLUDE | CA | Equilon Los Angeles Refining | 50530 | GEN2 | OG | GT | 30 | 25 | 0 | 192238.2695 | 0.39445 | 1342574.4645 | 487352.8206 | 73894.1291 |  | Industrial CHP | Y | OP |  | Commercial/Industrial Unit
EXCLUDE | CA | Equilon Los Angeles Refining | 50530 | GEN3 | OG | ST | 23 | 15 | 0 | 103008.18 | 0.55213 | 380132.8217 | 186566.098 | 52150.2928 |  | Industrial CHP | Y | OP |  | Steam unit (PRMVR=ST) under 25MW/250 MMBtu/hr
SSTLOGN | CA | Escondido Power Plant | 55538 | GEN1 | NG | GT | 44 | 33.6 | 688 | 1066 |  |  | 1066 | 1840.349 |  | Electric Utility/IPP Non-CHP | N | OP
EXCLUDE | CA | ESI Project | 50819 | GEN1 | WND | WT | 1.2 | 1.2 | 0 | 0 |  |  | 0 | 0 |  | IPP Non-CHP | N | RE | 2006 | Non Combustion (NUC, WAT, WND, GEO, or SUN)
EXCLUDE | CA | Etiwanda | 745 | 1 | WAT | HY | 23.9 | 23.9 | 0 | 58432 |  |  | 58432 | 0 |  | Electric Utility | N | OP |  | Non Combustion (NUC, WAT, WND, GEO, or SUN)
EXCLUDE | CA | Etiwanda Generating Station | 331 | 1 | NG | ST | 123 | 132 | 0 | 0 |  |  | 0 | 0 |  | IPP Non-CHP | N | RE | 2003 | Retired in 2003
EXCLUDE | CA | Etiwanda Generating Station | 331 | 2 | NG | ST | 123 | 132 | 0 | 0 |  |  | 0 | 0 |  | IPP Non-CHP | N | RE | 2003 | Retired in 2003
OGST | CA | Etiwanda Generating Station | 331 | 3 | NG | ST | 333 | 320 | 3600 | 25723 |  |  | 25723 | 23926.079 |  | Electric Utility/IPP Non-CHP | N | OP
OGST | CA | Etiwanda Generating Station | 331 | 4 | NG | ST | 333 | 320 | 3600 | 61065 |  |  | 61065 | 56539.374 |  | Electric Utility/IPP Non-CHP | N | OP
EXCLUDE | CA | Etiwanda Generating Station | 331 | 5 | NG | GT | 138.1 | 115 | 0 | 0 |  |  | 0 | 0 |  | IPP Non-CHP | N | RE | 2003 | Retired in 2003
EXCLUDE | CA | EUIPH Wind Farm | 10027 | EXIS | WND | WT | 25.4 | 25.4 | 0 | 46718 |  |  | 46718 | 0 |  | IPP Non-CHP | N | OP |  | Non Combustion (NUC, WAT, WND, GEO, or SUN)
EXCLUDE | CA | Exchequer | 409 | 1 | WAT | HY | 94.5 | 94.5 | 0 | 479769 |  |  | 479769 | 0 |  | IPP Non-CHP | N | OP |  | Non Combustion (NUC, WAT, WND, GEO, or SUN)
EXCLUDE | CA | ExxonMobil Oil Torrance Refinery | 50624 | EXP1 | PC | ST | 7.5 | 7.5 | 0 | 29773.6007 |  |  | 29773.6007 | 32562.3187 |  | Industrial CHP | N | OP |  | Steam unit (PRMVR=ST) under 25MW/250 MMBtu/hr
EXCLUDE | CA | ExxonMobil Oil Torrance Refinery | 50624 | GTG1 | NG | GT | 22.5 | 22.5 | 0 | 165323 | 0.74257 | 260734.3497 | 222635.6501 | 138410.2258 |  | Industrial CHP | Y | OP |  | Simple Cycle Turbine (PRMVR=GT or OT) unit under 25MW
EXCLUDE | CA | ExxonMobil Oil Torrance Refinery | 50624 | STG1 | WH | ST | 19.3 | 19.3 | 0 | 76617.3993 |  |  | 76617.3993 | 0 |  | Industrial CHP | N | OP |  | Non Fossil fuel type
EXCLUDE | CA | ExxonMobil Santa Ynez Facility | 50270 | GTG1 | NG | CC | 39.5 | 40.2 | 0 | 323352.1759 | 0.55725 | 1168754.3444 | 580258.9046 | 220025.4765 |  | Industrial CHP | Y | OP |  | Commercial/Industrial Unit
EXCLUDE | CA | ExxonMobil Santa Ynez Facility | 50270 | STG1 | NG | CC | 9.8 | 8.9 | 0 | 80224.0841 | 0.55725 | 289969.4323 | 143962.9687 | 54588.5992 |  | Industrial CHP | Y | OP |  | Combined Cycle (PRMVR=CC) unit under 25MW
EXCLUDE | CA | Fairhaven Power | 10052 | GEN1 | WDS | ST | 18.8 | 16 | 0 | 117228 |  |  | 117228 | 209950.5995 |  | IPP Non-CHP | N | OP |  | Non Fossil fuel type
EXCLUDE | CA | Fall Creek | 296 | 1 | WAT | HY | 0.5 | 0.4 | 0 | 2774.0476 |  |  | 2774.0476 | 0 |  | Electric Utility | N | OP |  | Non Combustion (NUC, WAT, WND, GEO, or SUN)
EXCLUDE | CA | Fall Creek | 296 | 2 | WAT | HY | 0.4 | 0.4 | 0 | 2219.2381 |  |  | 2219.2381 | 0 |  | Electric Utility | N | OP |  | Non Combustion (NUC, WAT, WND, GEO, or SUN)
EXCLUDE | CA | Fall Creek | 296 | 3 | WAT | HY | 1.2 | 1.1 | 0 | 6657.7143 |  |  | 6657.7143 | 0 |  | Electric Utility | N | OP |  | Non Combustion (NUC, WAT, WND, GEO, or SUN)
EXCLUDE | CA | Farad | 6512 | 1 | WAT | HY | 1.4 | 1.4 | 0 | 0 |  |  | 0 | 0 |  | Electric Utility | N | RE | 2006 | Non Combustion (NUC, WAT, WND, GEO, or SUN)
EXCLUDE | CA | Farad | 6512 | 2 | WAT | HY | 1.4 | 1.4 | 0 | 0 |  |  | 0 | 0 |  | Electric Utility | N | RE | 2006 | Non Combustion (NUC, WAT, WND, GEO, or SUN)
SSTLOGN | CA | Feather River Energy Center | 55847 | CTG1 | NG | GT | 47 | 45 | 500 | 13056 |  |  | 13056 | 7979.707 |  | Electric Utility/IPP Non-CHP | N | OP
EXCLUDE | CA | Five Points Solar Station | 57498 | 1 | SUN | PV | 15 | 15 | 0 | 6400 |  |  | 6400 | 0 |  | Electric Utility | N | OP |  | Non Combustion (NUC, WAT, WND, GEO, or SUN)
EXCLUDE | CA | Folsom | 441 | 1 | WAT | HY | 66.2 | 71.7 | 0 | 254216.3333 |  |  | 254216.3333 | 0 |  | Commercial Non-CHP | N | OP |  | Non Combustion (NUC, WAT, WND, GEO, or SUN)
EXCLUDE | CA | Folsom | 441 | 2 | WAT | HY | 66.2 | 71.7 | 0 | 254216.3333 |  |  | 254216.3333 | 0 |  | Commercial Non-CHP | N | OP |  | Non Combustion (NUC, WAT, WND, GEO, or SUN)
EXCLUDE | CA | Folsom | 441 | 3 | WAT | HY | 66.2 | 71.7 | 0 | 254216.3333 |  |  | 254216.3333 | 0 |  | Commercial Non-CHP | N | OP |  | Non Combustion (NUC, WAT, WND, GEO, or SUN)
EXCLUDE | CA | Fontana | 332 | 1 | WAT | HY | 1.4 | 1.4 | 0 | 3906.5 |  |  | 3906.5 | 0 |  | Electric Utility | N | OP |  | Non Combustion (NUC, WAT, WND, GEO, or SUN)
EXCLUDE | CA | Fontana | 332 | 2 | WAT | HY | 1.4 | 1.4 | 0 | 3906.5 |  |  | 3906.5 | 0 |  | Electric Utility | N | OP |  | Non Combustion (NUC, WAT, WND, GEO, or SUN)
EXCLUDE | CA | Foothill | 396 | 1 | WAT | HY | 11 | 9.9 | 0 | 51557 |  |  | 51557 | 0 |  | Electric Utility | N | OP |  | Non Combustion (NUC, WAT, WND, GEO, or SUN)
EXCLUDE | CA | Foothill Feeder | 6645 | 1 | WAT | HY | 4.5 | 7.1 | 0 | 25343 |  |  | 25343 | 0 |  | Electric Utility | N | OP |  | Non Combustion (NUC, WAT, WND, GEO, or SUN)
EXCLUDE | CA | Foothill Feeder | 6645 | 2 | WAT | HY | 4.5 |  | 0 | 25343 |  |  | 25343 | 0 |  | Electric Utility | N | OP |  | Non Combustion (NUC, WAT, WND, GEO, or SUN)
EXCLUDE | CA | Forbestown | 417 | 1 | WAT | HY | 41.9 | 36 | 0 | 152876 |  |  | 152876 | 0 |  | Electric Utility | N | OP |  | Non Combustion (NUC, WAT, WND, GEO, or SUN)
EXCLUDE | CA | Forks of Butte Hydro Project | 50350 | GEN1 | WAT | HY | 14.5 | 14.5 | 0 | 56324 |  |  | 56324 | 0 |  | IPP Non-CHP | N | OP |  | Non Combustion (NUC, WAT, WND, GEO, or SUN)
NGCC | CA | Foster Wheeler Martinez | 10342 | TG1 | NG | CC | 40 | 35 | 0 | 285273.6564 | 0.84086 | 245611.5921 | 339262.1365 | 163415.9258 |  | IPP CHP | Y | OP
NGCC | CA | Foster Wheeler Martinez | 10342 | TG2 | NG | CC | 40 | 35 | 0 | 285273.6564 | 0.84086 | 245611.5921 | 339262.1365 | 163415.9258 |  | IPP CHP | Y | OP
NGCC | CA | Foster Wheeler Martinez | 10342 | TG3 | NG | CC | 33.5 | 33.5 | 0 | 238916.6872 | 0.84086 | 205699.7084 | 284132.0393 | 136860.8379 |  | IPP CHP | Y | OP
EXCLUDE | CA | Foundation AB | 57791 | WTG1 | WND | WT | 1.5 | 1.5 | 0 | 144 |  |  | 144 | 0 |  | IPP Non-CHP | N | OP |  | Non Combustion (NUC, WAT, WND, GEO, or SUN)
EXCLUDE | CA | Foundation IE | 57792 | WTG1 | WND | WT | 1 | 1 | 0 | 1 |  |  | 1 | 0 |  | IPP Non-CHP | N | OP |  | Non Combustion (NUC, WAT, WND, GEO, or SUN)
EXCLUDE | CA | Foundation ST | 57626 | WTG1 | WND | WT | 2 | 2 | 0 | 830 |  |  | 830 | 0 |  | IPP Non-CHP | N | OP |  | Non Combustion (NUC, WAT, WND, GEO, or SUN)
EXCLUDE | CA | Four Mile Hill | 55845 | 1 | GEO | ST | 55 | 49.9 | 0 | 0 |  |  | 0 | 0 |  | IPP Non-CHP | N | P |  | Non Combustion (NUC, WAT, WND, GEO, or SUN)
EXCLUDE | CA | FPL Energy Montezuma Winds LLC | 57201 | S2.3 | WND | WT | 36.8 | 36.8 | 0 | 93285 |  |  | 93285 | 0 |  | IPP Non-CHP | N | OP |  | Non Combustion (NUC, WAT, WND, GEO, or SUN)
EXCLUDE | CA | Frankenheimer Power Plant | 50219 | U1 | WAT | HY | 5.3 | 4 | 0 | 14533 |  |  | 14533 | 0 |  | IPP Non-CHP | N | OP |  | Non Combustion (NUC, WAT, WND, GEO, or SUN)
EXCLUDE | CA | Franklin | 397 | 1 | WAT | HY | 2 | 2 | 0 | 10673 |  |  | 10673 | 0 |  | Electric Utility | N | OP |  | Non Combustion (NUC, WAT, WND, GEO, or SUN)
EXCLUDE | CA | Franklin Templeton San Mateo | 57809 | FRK00 | NG | FC | 1.1 | 1 | 0 | 746 |  |  | 746 | 266.0368 |  | IPP Non-CHP | N | OP |  | Fuel Cell (PRMVR=FC)
EXCLUDE | CA | French Meadows | 424 | 1 | WAT | HY | 15.3 | 17 | 0 | 93280 |  |  | 93280 | 0 |  | Electric Utility | N | OP |  | Non Combustion (NUC, WAT, WND, GEO, or SUN)
EXCLUDE | CA | Fresno Cogen Partners | 10156 | GEN1 | NG | CC | 22.3 | 21.5 | 0 | 0 | 0.9998 | 0 | 0 | 0 |  | IPP CHP | Y | RE | 2004 | Combined Cycle (PRMVR=CC) unit under 25MW
EXCLUDE | CA | Fresno Cogen Partners | 10156 | GEN2 | NG | CC | 10 | 6 | 470 | 1516.586 | 0.9998 | 1.3871 | 1516.8909 | 959.3901 |  | IPP CHP | Y | OP |  | Combined Cycle (PRMVR=CC) unit under 25MW
EXCLUDE | CA | Fresno Cogen Partners | 10156 | GEN3 | NG | CC | 22.3 | 21.9 | 470 | 3381.9867 | 0.9998 | 3.0932 | 3382.6666 | 2139.4399 |  | IPP CHP | Y | OP |  | Combined Cycle (PRMVR=CC) unit under 25MW
NGCC | CA | Fresno Cogen Partners | 10156 | GEN4 | NG | CC | 50.3 | 45 | 470 | 7628.4274 | 0.9998 | 6.977 | 7629.961 | 4825.7321 |  | IPP CHP | Y | OP
EXCLUDE | CA | Friant Hydro Facility | 50393 | FR1 | WAT | HY | 18.4 | 20 | 0 | 70854.1848 |  |  | 70854.1848 | 0 |  | IPP Non-CHP | N | OP |  | Non Combustion (NUC, WAT, WND, GEO, or SUN)
EXCLUDE | CA | Friant Hydro Facility | 50393 | M1 | WAT | HY | 9.8 | 8 | 0 | 37737.555 |  |  | 37737.555 | 0 |  | IPP Non-CHP | N | OP |  | Non Combustion (NUC, WAT, WND, GEO, or SUN)
EXCLUDE | CA | Friant Hydro Facility | 50393 | RO1 | WAT | HY | 2.4 | 2.3 | 0 | 9241.8502 |  |  | 9241.8502 | 0 |  | IPP Non-CHP | N | OP |  | Non Combustion (NUC, WAT, WND, GEO, or SUN)
EXCLUDE | CA | Friant Hydro Facility | 50393 | RO2 | WAT | HY | 6.9 | 9 | 0 | 0 |  |  | 0 | 0 |  | IPP Non-CHP | N | T |  | Non Combustion (NUC, WAT, WND, GEO, or SUN)
EXCLUDE | CA | Frito-Lay Cogen Plant | 10110 | GEN1 | NG | GT | 6 | 5.5 | 0 | 26000 | 0.24798 | 358696.266 | 104845.8967 | 18509.8406 |  | Industrial CHP | Y | OP |  | Simple Cycle Turbine (PRMVR=GT or OT) unit under 25MW
EXCLUDE | CA | FRV Cygnus Solar Project | 57651 | FRV3 | SUN | PV | 20 | 20 | 0 | 0 |  |  | 0 | 0 |  | IPP Non-CHP | N | P |  | Non Combustion (NUC, WAT, WND, GEO, or SUN)
EXCLUDE | CA | FRV Mojave Solar Project | 57642 | FRV1 | SUN | PV | 20 | 20 | 0 | 0 |  |  | 0 | 0 |  | IPP Non-CHP | N | P |  | Non Combustion (NUC, WAT, WND, GEO, or SUN)
EXCLUDE | CA | FRV Regulus Solar Project | 57650 | FRV4 | SUN | PV | 60 | 60 | 0 | 0 |  |  | 0 | 0 |  | IPP Non-CHP | N | P |  | Non Combustion (NUC, WAT, WND, GEO, or SUN)
EXCLUDE | CA | FRV SI Transport Solar LP | 57506 | SEIM | SUN | PV | 1 | 1 | 0 | 1702.8 |  |  | 1702.8 | 0 |  | IPP Non-CHP | N | OP |  | Non Combustion (NUC, WAT, WND, GEO, or SUN)
EXCLUDE | CA | G2 Energy Ostrom Road LLC | 57133 | 359 | LFG | IC | 1.6 | 1.5 | 0 | 0 |  |  | 0 | 0 |  | IPP Non-CHP | N | OP |  | Internal Combustion (PRMVR=IC)
EXCLUDE | CA | Gap Pacific Distribution Center | 56909 | 1 | SUN | PV | 0.3 | 0.3 | 0 | 493.515 |  |  | 493.515 | 0 |  | Commercial Non-CHP | N | OP |  | Non Combustion (NUC, WAT, WND, GEO, or SUN)
EXCLUDE | CA | Gap Pacific Distribution Center | 56909 | 2 | SUN | PV | 0.3 | 0.3 | 0 | 493.515 |  |  | 493.515 | 0 |  | Commercial Non-CHP | N | OP |  | Non Combustion (NUC, WAT, WND, GEO, or SUN)
EXCLUDE | CA | Gap Pacific Distribution Center | 56909 | 3 | SUN | PV | 0.3 | 0.3 | 0 | 493.515 |  |  | 493.515 | 0 |  | Commercial Non-CHP | N | OP |  | Non Combustion (NUC, WAT, WND, GEO, or SUN)
EXCLUDE | CA | Gap Pacific Distribution Center | 56909 | 4 | SUN | PV | 0.3 | 0.3 | 0 | 493.515 |  |  | 493.515 | 0 |  | Commercial Non-CHP | N | OP |  | Non Combustion (NUC, WAT, WND, GEO, or SUN)
EXCLUDE | CA | Garnet Wind Energy Center | 57302 | 1 | WND | WT | 6.5 | 6.5 | 0 | 20152 |  |  | 20152 | 0 |  | IPP Non-CHP | N | OP |  | Non Combustion (NUC, WAT, WND, GEO, or SUN)
EXCLUDE | CA | Gas Utilization Facility | 50492 | 1 | OBG | IC | 2.3 | 2.3 | 0 | 0 | 0.43758 | 0 | 0 | 0 |  | Commercial CHP | Y | OP |  | Internal Combustion (PRMVR=IC)
EXCLUDE | CA | Gas Utilization Facility | 50492 | 2 | OBG | IC | 2.3 | 2.3 | 0 | 0 | 0.43758 | 0 | 0 | 0 |  | Commercial CHP | Y | OP |  | Internal Combustion (PRMVR=IC)
EXCLUDE | CA | Gas Utilization Facility | 50492 | 3 | WAT | HY | 1.5 | 1 | 0 | 2700.72 |  |  | 2700.72 | 0 |  | Commercial CHP | N | OP |  | Non Combustion (NUC, WAT, WND, GEO, or SUN)
EXCLUDE | CA | Gates 1 Solar Station | 57892 | 1 | SUN | PV | 20 | 20 | 0 | 0 |  |  | 0 | 0 |  | Electric Utility | N | T |  | Non Combustion (NUC, WAT, WND, GEO, or SUN)
SSTLOGN | CA | Gates Peaker | 55875 | GEN1 | NG | GT | 46.5 | 33.3 | 0 | 2307.6705 |  |  | 2307.6705 | 1463.802 |  | Electric Utility/IPP Non-CHP | N | OP
NGCC | CA | Gateway Generating Station | 56476 | A | NG | CC | 203.2 | 177 | 2227 | 868271.9143 |  |  | 868271.9143 | 379177.3757 |  | Electric Utility | N | OP
NGCC | CA | Gateway Generating Station | 56476 | B | NG | CC | 203.2 | 177 | 2227 | 868271.9143 |  |  | 868271.9143 | 379177.3757 |  | Electric Utility | N | OP
NGCC | CA | Gateway Generating Station | 56476 | C | NG | CC | 213.3 | 209.4 | 2227 | 911429.1305 |  |  | 911429.1305 | 398024.2826 |  | Electric Utility | N | OP
EXCLUDE | CA | Gaviota Oil Plant | 50623 | GENA | NG | GT | 3.5 | 3 | 0 | 2047.75 | 0.24902 | 28094.7908 | 8223.3341 | 3881.0725 |  | Industrial CHP | Y | OS |  | Simple Cycle Turbine (PRMVR=GT or OT) unit under 25MW
EXCLUDE | CA | Gaviota Oil Plant | 50623 | GENB | NG | GT | 3.5 | 3 | 0 | 2047.75 | 0.24902 | 28094.7908 | 8223.3341 | 3881.0725 |  | Industrial CHP | Y | OP |  | Simple Cycle Turbine (PRMVR=GT or OT) unit under 25MW
EXCLUDE | CA | Gaviota Oil Plant | 50623 | GENC | NG | GT | 3.5 | 3 | 0 | 2047.75 | 0.24902 | 28094.7908 | 8223.3341 | 3881.0725 |  | Industrial CHP | Y | OP |  | Simple Cycle Turbine (PRMVR=GT or OT) unit under 25MW
EXCLUDE | CA | Gaviota Oil Plant | 50623 | GEND | NG | GT | 3.5 | 3 | 0 | 2047.75 | 0.24902 | 28094.7908 | 8223.3341 | 3881.0725 |  | Industrial CHP | Y | OP |  | Simple Cycle Turbine (PRMVR=GT or OT) unit under 25MW
EXCLUDE | CA | GE 1 5 SLE Prototype | 57558 | 15SLE | WND | WT | 1.5 | 1.5 | 0 | 0 |  |  | 0 | 0 |  | IPP Non-CHP | N | OP |  | Non Combustion (NUC, WAT, WND, GEO, or SUN)
EXCLUDE | CA | GE 1 6 100 Prototype | 57566 | 1.6PR | WND | WT | 1.6 | 1.6 | 0 | 2707 |  |  | 2707 | 0 |  | IPP Non-CHP | N | OP |  | Non Combustion (NUC, WAT, WND, GEO, or SUN)
EXCLUDE | CA | General Mills Operations Lodi | 10031 | 1 | NG | GT | 4.6 | 3.2 | 0 | 12128 | 0.16831 | 272639.3308 | 72057.5129 | 12966.5492 |  | Industrial CHP | Y | OP |  | Simple Cycle Turbine (PRMVR=GT or OT) unit under 25MW
EXCLUDE | CA | Genesis Solar Energy Project | 57394 | GEN01 | SUN | ST | 125 | 125 | 0 | 0 |  |  | 0 | 0 |  | IPP Non-CHP | N | T |  | Non Combustion (NUC, WAT, WND, GEO, or SUN)
EXCLUDE | CA | Genesis Solar Energy Project | 57394 | GEN02 | SUN | ST | 125 | 125 | 0 | 0 |  |  | 0 | 0 |  | IPP Non-CHP | N | T |  | Non Combustion (NUC, WAT, WND, GEO, or SUN)
EXCLUDE | CA | Geo East Mesa II | 54038 | GEN1 | GEO | ST | 20 | 18.5 | 0 | 85119 |  |  | 85119 | 0 |  | IPP Non-CHP | N | OP |  | Non Combustion (NUC, WAT, WND, GEO, or SUN)
EXCLUDE | CA | Geo East Mesa III | 10763 | GBU | GEO | BT | 8 | 6.5 | 0 | 0 |  |  | 0 | 0 |  | IPP Non-CHP | N | OP |  | Non Combustion (NUC, WAT, WND, GEO, or SUN)
EXCLUDE | CA | Geo East Mesa III | 10763 | GEN1 | GEO | ST | 20 | 18.5 | 0 | 111128 |  |  | 111128 | 0 |  | IPP Non-CHP | N | OP |  | Non Combustion (NUC, WAT, WND, GEO, or SUN)
EXCLUDE | CA | Geothermal 1 | 7368 | 1 | GEO | ST | 55 | 34 | 0 | 217839 |  |  | 217839 | 0 |  | Electric Utility | N | OP |  | Non Combustion (NUC, WAT, WND, GEO, or SUN)
EXCLUDE | CA | Geothermal 1 | 7368 | 2 | GEO | ST | 55 | 31.7 | 0 | 217839 |  |  | 217839 | 0 |  | Electric Utility | N | OP |  | Non Combustion (NUC, WAT, WND, GEO, or SUN)
EXCLUDE | CA | Geothermal 2 | 7369 | 3 | GEO | ST | 55 | 30.1 | 0 | 211390.5 |  |  | 211390.5 | 0 |  | Electric Utility | N | OP |  | Non Combustion (NUC, WAT, WND, GEO, or SUN)
EXCLUDE | CA | Geothermal 2 | 7369 | 4 | GEO | ST | 55 | 29.1 | 0 | 211390.5 |  |  | 211390.5 | 0 |  | Electric Utility | N | OP |  | Non Combustion (NUC, WAT, WND, GEO, or SUN)
EXCLUDE | CA | Geysers Unit 5-20 | 286 | U10 | GEO | ST | 55 | 30 | 0 | 202994.4148 |  |  | 202994.4148 | 0 |  | IPP Non-CHP | N | OS |  | Non Combustion (NUC, WAT, WND, GEO, or SUN)
EXCLUDE | CA | Geysers Unit 5-20 | 286 | U11 | GEO | ST | 110 | 68 | 0 | 405988.8295 |  |  | 405988.8295 | 0 |  | IPP Non-CHP | N | OP |  | Non Combustion (NUC, WAT, WND, GEO, or SUN)
EXCLUDE | CA | Geysers Unit 5-20 | 286 | U12 | GEO | ST | 110 | 51 | 0 | 405988.8295 |  |  | 405988.8295 | 0 |  | IPP Non-CHP | N | OP |  | Non Combustion (NUC, WAT, WND, GEO, or SUN)
EXCLUDE | CA | Geysers Unit 5-20 | 286 | U13 | GEO | ST | 138 | 90 | 0 | 509331.4407 |  |  | 509331.4407 | 0 |  | IPP Non-CHP | N | OP |  | Non Combustion (NUC, WAT, WND, GEO, or SUN)
EXCLUDE | CA | Geysers Unit 5-20 | 286 | U14 | GEO | ST | 113 | 66 | 0 | 417061.2522 |  |  | 417061.2522 | 0 |  | IPP Non-CHP | N | OP |  | Non Combustion (NUC, WAT, WND, GEO, or SUN)
EXCLUDE | CA | Geysers Unit 5-20 | 286 | U16 | GEO | ST | 118 | 75 | 0 | 435515.2899 |  |  | 435515.2899 | 0 |  | IPP Non-CHP | N | OP |  | Non Combustion (NUC, WAT, WND, GEO, or SUN)
EXCLUDE | CA | Geysers Unit 5-20 | 286 | U17 | GEO | ST | 118 | 60 | 0 | 435515.2899 |  |  | 435515.2899 | 0 |  | IPP Non-CHP | N | OP |  | Non Combustion (NUC, WAT, WND, GEO, or SUN)
EXCLUDE | CA | Geysers Unit 5-20 | 286 | U18 | GEO | ST | 118 | 70 | 0 | 435515.2899 |  |  | 435515.2899 | 0 |  | IPP Non-CHP | N | OP |  | Non Combustion (NUC, WAT, WND, GEO, or SUN)
EXCLUDE | CA | Geysers Unit 5-20 | 286 | U20 | GEO | ST | 118 | 60 | 0 | 435515.2899 |  |  | 435515.2899 | 0 |  | IPP Non-CHP | N | OP |  | Non Combustion (NUC, WAT, WND, GEO, or SUN)
EXCLUDE | CA | Geysers Unit 5-20 | 286 | U5 | GEO | ST | 55 | 45 | 0 | 202994.4148 |  |  | 202994.4148 | 0 |  | IPP Non-CHP | N | OP |  | Non Combustion (NUC, WAT, WND, GEO, or SUN)
EXCLUDE | CA | Geysers Unit 5-20 | 286 | U6 | GEO | ST | 55 | 45 | 0 | 202994.4148 |  |  | 202994.4148 | 0 |  | IPP Non-CHP | N | OP |  | Non Combustion (NUC, WAT, WND, GEO, or SUN)
EXCLUDE | CA | Geysers Unit 5-20 | 286 | U7 | GEO | ST | 55 | 40 | 0 | 202994.4148 |  |  | 202994.4148 | 0 |  | IPP Non-CHP | N | OP |  | Non Combustion (NUC, WAT, WND, GEO, or SUN)
EXCLUDE | CA | Geysers Unit 5-20 | 286 | U8 | GEO | ST | 55 | 40 | 0 | 202994.4148 |  |  | 202994.4148 | 0 |  | IPP Non-CHP | N | OP |  | Non Combustion (NUC, WAT, WND, GEO, or SUN)
EXCLUDE | CA | Geysers Unit 5-20 | 286 | U9 | GEO | ST | 55 | 30 | 0 | 202994.4148 |  |  | 202994.4148 | 0 |  | IPP Non-CHP | N | OS |  | Non Combustion (NUC, WAT, WND, GEO, or SUN)
SSTLOGN | CA | Gianera | 7231 | 1 | NG | GT | 32.3 | 26 | 0 | 44 |  |  | 44 | 68.7885 |  | Electric Utility | N | OP
SSTLOGN | CA | Gianera | 7231 | 2 | NG | GT | 32.3 | 26 | 0 | 44 |  |  | 44 | 68.7885 |  | Electric Utility | N | OP
EXCLUDE | CA | Giffen Solar Station | 57521 | 1 | SUN | PV | 10 | 10 | 0 | 0 |  |  | 0 | 0 |  | Electric Utility | N | V |  | Non Combustion (NUC, WAT, WND, GEO, or SUN)
EXCLUDE | CA | Giffen Solar Station | 57521 | 2 | SUN | PV | 9 | 9 | 0 | 0 |  |  | 0 | 0 |  | Electric Utility | N | T |  | Non Combustion (NUC, WAT, WND, GEO, or SUN)
SSTLOGN | CA | Gilroy Peaking Energy Center | 55810 | S3 | NG | GT | 45 | 45 | 500 | 10348 |  |  | 10348 | 7748.489 |  | Electric Utility/IPP Non-CHP | N | OP
SSTLOGN | CA | Gilroy Peaking Energy Center | 55810 | S4 | NG | GT | 45 | 45 | 500 | 10348 |  |  | 10348 | 5784.631 |  | Electric Utility/IPP Non-CHP | N | OP
SSTLOGN | CA | Gilroy Peaking Energy Center | 55810 | S5 | NG | GT | 45 | 45 | 500 | 10348 |  |  | 10348 | 7047.293 |  | Electric Utility/IPP Non-CHP | N | OP
NGCC | CA | Gilroy Power Plant | 10034 | GEN1 | NG | CC | 90 | 85 | 1150 | 29767.8462 | 0.99247 | 1026.7911 | 29993.5476 | 14614.4638 |  | IPP CHP | Y | OP
NGCC | CA | Gilroy Power Plant | 10034 | GEN2 | NG | CC | 40 | 20 | 1150 | 13230.1538 | 0.99247 | 456.3516 | 13330.4656 | 6495.3172 |  | IPP CHP | Y | OP
SSTLOGN | CA | Glenarm | 422 | GT1 | NG | GT | 28.8 | 30.3 | 153.1915 | 13601.6305 |  |  | 13601.6305 | 8288.3023 |  | Electric Utility | N | OP
SSTLOGN | CA | Glenarm | 422 | GT2 | NG | GT | 28.8 | 30.3 | 153.1915 | 13601.6305 |  |  | 13601.6305 | 8288.3023 |  | Electric Utility | N | OP
SSTLOGN | CA | Glenarm | 422 | GT3 | NG | GT | 60.5 | 47.2 | 321.8085 | 28572.8695 |  |  | 28572.8695 | 17411.1907 |  | Electric Utility | N | OP
SSTLOGN | CA | Glenarm | 422 | GT4 | NG | GT | 60.5 | 47.2 | 321.8085 | 28572.8695 |  |  | 28572.8695 | 17411.1907 |  | Electric Utility | N | OP
NGCC | CA | Goal Line LP | 54749 | CTG | NG | CC | 41.2 | 40 | 0 | 154053.5331 | 0.87124 | 103580.5157 | 176821.8176 | 78273.6831 |  | IPP CHP | Y | OP
NGCC | CA | Goal Line LP | 54749 | STG | NG | CC | 10.2 | 9.4 | 0 | 38139.4669 | 0.87124 | 25643.7199 | 43776.2752 | 19378.4361 | 1 | IPP CHP | Y | OP
EXCLUDE | CA | Golden Springs Building C-1 | 57796 | 1 | SUN | PV | 1.2 | 1.2 | 0 | 0 |  |  | 0 | 0 |  | IPP Non-CHP | N | TS |  | Non Combustion (NUC, WAT, WND, GEO, or SUN)
EXCLUDE | CA | Golden Springs Building D | 57797 | 1 | SUN | PV | 1.3 | 1.3 | 0 | 0 |  |  | 0 | 0 |  | IPP Non-CHP | N | U |  | Non Combustion (NUC, WAT, WND, GEO, or SUN)
EXCLUDE | CA | Goodrich Congeneration Plant | 57713 | 151 | NG | IC | 3.2 | 3.2 | 0 | 0 | 1 | 0 | 0 | 0 |  | Industrial CHP | Y | OP |  | Internal Combustion (PRMVR=IC)
EXCLUDE | CA | Goodrich Congeneration Plant | 57713 | 152 | NG | IC | 3.2 | 3.2 | 0 | 0 | 1 | 0 | 0 | 0 |  | Industrial CHP | Y | OP |  | Internal Combustion (PRMVR=IC)
EXCLUDE | CA | Goodrich Congeneration Plant | 57713 | 153 | NG | IC | 3.2 | 3.2 | 0 | 0 | 1 | 0 | 0 | 0 |  | Industrial CHP | Y | OP |  | Internal Combustion (PRMVR=IC)
SSTLOGN | CA | Goose Haven Energy Center | 55627 | CT1 | NG | GT | 47 | 45 | 500 | 5773 |  |  | 5773 | 4142.971 |  | Electric Utility/IPP Non-CHP | N | OP
EXCLUDE | CA | Gosselin Hydro Plant | 10128 | GEN1 | WAT | HY | 1 | 0.2 | 0 | 2897 |  |  | 2897 | 0 |  | IPP Non-CHP | N | OP |  | Non Combustion (NUC, WAT, WND, GEO, or SUN)
EXCLUDE | CA | Gosselin Hydro Plant | 10128 | GEN2 | WAT | HY | 1 | 0.2 | 0 | 2897 |  |  | 2897 | 0 |  | IPP Non-CHP | N | OP |  | Non Combustion (NUC, WAT, WND, GEO, or SUN)
SSTLOGN | CA | Grapeland Peaker Generating Station | 56472 | 1 | NG | GT | 49.8 | 49 | 505.7 | 2616 |  |  | 2616 | 2085.282 |  | Electric Utility | N | OP
NGCC | CA | Grayson | 377 | 1 | NG | CC | 20 | 1.3 | 0 | 2616.4315 |  |  | 2616.4315 | 1043.7458 | 1 | Electric Utility | N | OP
NGCC | CA | Grayson | 377 | 2 | NG | CC | 20 | 1.1 | 0 | 2616.4315 |  |  | 2616.4315 | 1043.7458 | 1 | Electric Utility | N | OP
EXCLUDE | CA | Grayson | 377 | 3 | NG | ST | 23 | 8.6 | 0 | 186 |  |  | 186 | 259.7385 |  | Electric Utility | N | OP |  | Steam unit (PRMVR=ST) under 25MW/250 MMBtu/hr
OGST | CA | Grayson | 377 | 4 | NG | ST | 50 | 15.7 | 650 | 28885 |  |  | 28885 | 31241.33 |  | Electric Utility | N | OP
OGST | CA | Grayson | 377 | 5 | NG | ST | 50 | 18.1 | 650 | 117038 |  |  | 117038 | 149664.197 |  | Electric Utility | N | OP
EXCLUDE | CA | Grayson | 377 | 6 | NG | GT | 22 | 15 | 0 | 0 |  |  | 0 | 0 |  | Electric Utility | N | RE | 2004 | Simple Cycle Turbine (PRMVR=GT or OT) unit under 25MW
EXCLUDE | CA | Grayson | 377 | 7 | NG | GT | 31 | 20 | 0 | 0 |  |  | 0 | 0 |  | Electric Utility | N | RE | 2002 | Retired in 2002
SSTLOGN | CA | Grayson | 377 | 9 | NG | GT | 57.4 | 31.4 | 470 | 9975 |  |  | 9975 | 6154.193 |  | Electric Utility | N | OP
NGCC | CA | Grayson | 377 | 8A | NG | CC | 25.4 | 16.1 | 0 | 3322.868 |  |  | 3322.868 | 1325.5572 |  | Electric Utility | N | OP
NGCC | CA | Grayson | 377 | 8BC | NG | CC | 55.1 | 37.8 | 0 | 7208.2689 |  |  | 7208.2689 | 2875.5197 |  | Electric Utility | N | OP
EXCLUDE | CA | Green Acres Solar Facility 1 | 57849 | GASF1 | SUN | PV | 3 | 3 | 0 | 0 |  |  | 0 | 0 |  | IPP Non-CHP | N | T |  | Non Combustion (NUC, WAT, WND, GEO, or SUN)
EXCLUDE | CA | Green Acres Solar Facility 2 | 57850 | GASF2 | SUN | PV | 1 | 1 | 0 | 0 |  |  | 0 | 0 |  | IPP Non-CHP | N | T |  | Non Combustion (NUC, WAT, WND, GEO, or SUN)
EXCLUDE | CA | Green Power I | 55396 | WGNS | WND | WT | 16.5 | 16.5 | 0 | 35605 |  |  | 35605 | 0 |  | IPP Non-CHP | N | OP |  | Non Combustion (NUC, WAT, WND, GEO, or SUN)
NGCC | CA | Greenleaf 1 Power Plant | 10350 | GEN1 | NG | CC | 46 | 42 | 0 | 145774.697 | 0.73369 | 240714.67 | 198686.7727 | 71053.2699 |  | Electric Utility/IPP CHP | Y | OP
NGCC | CA | Greenleaf 1 Power Plant | 10350 | GEN2 | NG | CC | 20 | 8 | 0 | 63380.303 | 0.73369 | 104658.5522 | 86385.5534 | 30892.726 | 1 | Electric Utility/IPP CHP | Y | OP
SSTLOGN | CA | Greenleaf 2 Power Plant | 10349 | GEN1 | NG | GT | 49.5 | 49.5 | 500 | 13979.3253 | 0.83808 | 12287.2696 | 16680.2198 | 8983.09 |  | Electric Utility/IPP CHP | Y | OP
EXCLUDE | CA | Greg Avenue | 6643 | 1 | WAT | HY | 1 | 1 | 0 | 3312 |  |  | 3312 | 0 |  | Electric Utility | N | SB |  | Non Combustion (NUC, WAT, WND, GEO, or SUN)
EXCLUDE | CA | Grizzly | 7338 | NA1 | WAT | HY | 22 | 23.4 | 0 | 75034 |  |  | 75034 | 0 |  | Electric Utility | N | OP |  | Non Combustion (NUC, WAT, WND, GEO, or SUN)
EXCLUDE | CA | Grossmont Hospital | 10115 | GEN1 | NG | GT | 0.8 | 0.8 | 0 | 5777 | 0.29765 | 62013.6708 | 19408.3755 | 6501.3046 |  | Commercial CHP | Y | OP |  | Simple Cycle Turbine (PRMVR=GT or OT) unit under 25MW
EXCLUDE | CA | Grossmont Hospital | 10115 | GEN2 | NG | GT | 0.8 | 0.8 | 0 | 5777 | 0.29765 | 62013.6708 | 19408.3755 | 6501.3046 |  | Commercial CHP | Y | OP |  | Simple Cycle Turbine (PRMVR=GT or OT) unit under 25MW
EXCLUDE | CA | GRS American Canyon | 10392 | 1 | LFG | IC | 0.8 | 0.7 | 0 | 0 |  |  | 0 | 0 |  | IPP Non-CHP | N | OP |  | Internal Combustion (PRMVR=IC)
EXCLUDE | CA | GRS American Canyon | 10392 | 2 | LFG | IC | 0.8 | 0.7 | 0 | 0 |  |  | 0 | 0 |  | IPP Non-CHP | N | OP |  | Internal Combustion (PRMVR=IC)
EXCLUDE | CA | GRS Coyote Canyon | 10395 | GEN1 | LFG | ST | 20 | 17 | 0 | 49547 |  |  | 49547 | 56524.0405 |  | IPP Non-CHP | N | OP |  | Non Fossil fuel type
EXCLUDE | CA | GRS Menlo Park | 10391 | 1 | LFG | IC | 0.5 | 0.5 | 0 | 0 |  |  | 0 | 0 |  | IPP Non-CHP | N | OP |  | Internal Combustion (PRMVR=IC)
EXCLUDE | CA | GRS Menlo Park | 10391 | 2 | LFG | IC | 0.5 | 0.5 | 0 | 0 |  |  | 0 | 0 |  | IPP Non-CHP | N | OS |  | Internal Combustion (PRMVR=IC)
EXCLUDE | CA | GRS Menlo Park | 10391 | 3 | LFG | IC | 0.5 | 0.5 | 0 | 0 |  |  | 0 | 0 |  | IPP Non-CHP | N | OP |  | Internal Combustion (PRMVR=IC)
EXCLUDE | CA | GRS Menlo Park | 10391 | 4 | LFG | IC | 0.5 | 0.5 | 0 | 0 |  |  | 0 | 0 |  | IPP Non-CHP | N | OS |  | Internal Combustion (PRMVR=IC)
EXCLUDE | CA | GRS Newby I | 10388 | 1 | LFG | IC | 0.5 | 0.5 | 0 | 0 |  |  | 0 | 0 |  | IPP Non-CHP | N | OP |  | Internal Combustion (PRMVR=IC)
EXCLUDE | CA | GRS Newby I | 10388 | 2 | LFG | IC | 0.5 | 0.5 | 0 | 0 |  |  | 0 | 0 |  | IPP Non-CHP | N | OP |  | Internal Combustion (PRMVR=IC)
EXCLUDE | CA | GRS Newby I | 10388 | 3 | LFG | IC | 0.5 | 0.5 | 0 | 0 |  |  | 0 | 0 |  | IPP Non-CHP | N | OP |  | Internal Combustion (PRMVR=IC)
EXCLUDE | CA | GRS Newby I | 10388 | 4 | LFG | IC | 0.5 | 0.5 | 0 | 0 |  |  | 0 | 0 |  | IPP Non-CHP | N | OP |  | Internal Combustion (PRMVR=IC)
EXCLUDE | CA | GRS Newby II | 10389 | 1 | LFG | IC | 1.1 | 1 | 0 | 0 |  |  | 0 | 0 |  | IPP Non-CHP | N | OS |  | Internal Combustion (PRMVR=IC)
EXCLUDE | CA | GRS Newby II | 10389 | 2 | LFG | IC | 1.1 | 1 | 0 | 0 |  |  | 0 | 0 |  | IPP Non-CHP | N | OS |  | Internal Combustion (PRMVR=IC)
EXCLUDE | CA | GRS Newby II | 10389 | 3 | LFG | IC | 1.1 | 1 | 0 | 0 |  |  | 0 | 0 |  | IPP Non-CHP | N | OS |  | Internal Combustion (PRMVR=IC)
EXCLUDE | CA | Guadalupe Power Plant | 10390 | 1 | LFG | IC | 0.5 | 0.5 | 0 | 0 |  |  | 0 | 0 |  | IPP Non-CHP | N | OP |  | Internal Combustion (PRMVR=IC)
EXCLUDE | CA | Guadalupe Power Plant | 10390 | 2 | LFG | IC | 0.5 | 0.5 | 0 | 0 |  |  | 0 | 0 |  | IPP Non-CHP | N | OP |  | Internal Combustion (PRMVR=IC)
EXCLUDE | CA | Guadalupe Power Plant | 10390 | 3 | LFG | IC | 0.5 | 0.5 | 0 | 0 |  |  | 0 | 0 |  | IPP Non-CHP | N | OP |  | Internal Combustion (PRMVR=IC)
EXCLUDE | CA | Guadalupe Power Plant | 10390 | 4 | LFG | IC | 1.1 | 1 | 0 | 0 |  |  | 0 | 0 |  | IPP Non-CHP | N | OP |  | Internal Combustion (PRMVR=IC)
EXCLUDE | CA | Gurensey Solar Station | 57891 | 1 | SUN | PV | 20 | 20 | 0 | 0 |  |  | 0 | 0 |  | Electric Utility | N | T |  | Non Combustion (NUC, WAT, WND, GEO, or SUN)
EXCLUDE | CA | GV1 | 56910 | 1 | SUN | PV | 1 | 1 | 0 | 0 |  |  | 0 | 0 |  | IPP Non-CHP | N | L |  | Non Combustion (NUC, WAT, WND, GEO, or SUN)
EXCLUDE | CA | GV1 | 56910 | 2 | SUN | PV | 1 | 1 | 0 | 0 |  |  | 0 | 0 |  | IPP Non-CHP | N | L |  | Non Combustion (NUC, WAT, WND, GEO, or SUN)
EXCLUDE | CA | H. Gonzales | 56039 | G1 | NG | GT | 5.9 | 5.4 | 0 | 161.7 |  |  | 161.7 | 126.8818 |  | Electric Utility | N | OP |  | Simple Cycle Turbine (PRMVR=GT or OT) unit under 25MW
EXCLUDE | CA | H. Gonzales | 56039 | G2 | NG | GT | 5.9 | 5.4 | 0 | 161.7 |  |  | 161.7 | 126.8818 |  | Electric Utility | N | OP |  | Simple Cycle Turbine (PRMVR=GT or OT) unit under 25MW
EXCLUDE | CA | Haas | 240 | H1 | WAT | HY | 67.5 | 73.1 | 0 | 355931 |  |  | 355931 | 0 |  | Electric Utility | N | OP |  | Non Combustion (NUC, WAT, WND, GEO, or SUN)
EXCLUDE | CA | Haas | 240 | H2 | WAT | HY | 67.5 | 73.1 | 0 | 355931 |  |  | 355931 | 0 |  | Electric Utility | N | OP |  | Non Combustion (NUC, WAT, WND, GEO, or SUN)
EXCLUDE | CA | Haiwee | 398 | 1 | WAT | HY | 2.8 | 3.6 | 0 | 10247.5 |  |  | 10247.5 | 0 |  | Electric Utility | N | OP |  | Non Combustion (NUC, WAT, WND, GEO, or SUN)
EXCLUDE | CA | Haiwee | 398 | 2 | WAT | HY | 2.8 | 3.6 | 0 | 10247.5 |  |  | 10247.5 | 0 |  | Electric Utility | N | OP |  | Non Combustion (NUC, WAT, WND, GEO, or SUN)
EXCLUDE | CA | Halsey | 241 | 1 | WAT | HY | 13.6 | 10.4 | 0 | 38866 |  |  | 38866 | 0 |  | Electric Utility | N | OP |  | Non Combustion (NUC, WAT, WND, GEO, or SUN)
EXCLUDE | CA | Hamilton Branch | 242 | 1 | WAT | HY | 2.6 | 2.4 | 0 | 9908.4528 |  |  | 9908.4528 | 0 |  | Electric Utility | N | OP |  | Non Combustion (NUC, WAT, WND, GEO, or SUN)
EXCLUDE | CA | Hamilton Branch | 242 | 2 | WAT | HY | 2.7 | 2.4 | 0 | 10289.5472 |  |  | 10289.5472 | 0 |  | Electric Utility | N | OP |  | Non Combustion (NUC, WAT, WND, GEO, or SUN)
COALST | CA | Hanford | 10373 | GEN1 | PC | ST | 27 | 25.3 | 0 | 85574 |  |  | 85574 | 126620.0943 |  | IPP Non-CHP | N | OP | 2012
SSTLOGN | CA | Hanford Energy Park Peaker | 55698 | HEP1 | NG | GT | 46.1 | 45.9 | 540 | 5366.5 |  |  | 5366.5 | 3684.6 |  | Electric Utility/IPP Non-CHP | N | OP
SSTLOGN | CA | Hanford Energy Park Peaker | 55698 | HEP2 | NG | GT | 46.1 | 45.9 | 540 | 5366.5 |  |  | 5366.5 | 3663.225 |  | Electric Utility/IPP Non-CHP | N | OP
NGCC | CA | Harbor | 399 | 5 | NG | CC | 67 | 65 | 0 | 16140.8018 | 0.86043 | 11911.5125 | 18759.1002 | 14492.4114 |  | Electric Utility | Y | OP
NGCC | CA | Harbor | 399 | 10A | NG | CC | 80 | 79.5 | 1088 | 19272.5991 | 0.53668 | 75693.5726 | 35910.987 | 17304.3719 |  | Electric Utility | Y | OP
NGCC | CA | Harbor | 399 | 10B | NG | CC | 80 | 79.5 | 1088 | 19272.5991 | 0.63442 | 50522.9993 | 30378.1822 | 17304.3719 |  | Electric Utility | Y | OP
SSTLOGN | CA | Harbor | 399 | GT10 | NG | GT | 60.5 | 47.4 | 631.26 | 7320.8 |  |  | 7320.8 | 4804.2654 |  | Electric Utility | N | OP
SSTLOGN | CA | Harbor | 399 | GT11 | NG | GT | 60.5 | 47.4 | 631.26 | 7320.8 |  |  | 7320.8 | 4804.2654 |  | Electric Utility | N | OP
SSTLOGN | CA | Harbor | 399 | GT12 | NG | GT | 60.5 | 47.4 | 631.26 | 7320.8 |  |  | 7320.8 | 4804.2654 |  | Electric Utility | N | OP
SSTLOGN | CA | Harbor | 399 | GT13 | NG | GT | 60.5 | 47.4 | 631.26 | 7320.8 |  |  | 7320.8 | 4804.2654 |  | Electric Utility | N | OP
SSTLOGN | CA | Harbor | 399 | GT14 | NG | GT | 60.5 | 47.4 | 631.26 | 7320.8 |  |  | 7320.8 | 4804.2654 |  | Electric Utility | N | OP
EXCLUDE | CA | Harbor | 399 | GT6 | NG | GT | 23.5 | 19 | 0 | 0 |  |  | 0 | 0 |  | Electric Utility | N | RE | 2002 | Simple Cycle Turbine (PRMVR=GT or OT) unit under 25MW
EXCLUDE | CA | Harbor | 399 | GT7 | NG | GT | 23.5 | 19 | 0 | 0 |  |  | 0 | 0 |  | Electric Utility | N | RE | 2002 | Simple Cycle Turbine (PRMVR=GT or OT) unit under 25MW
NGCC | CA | Harbor Cogen | 50541 | GEN1 | NG | CC | 82.3 | 80.8 | 0 | 8310.4609 |  |  | 8310.4609 | 5457.7555 |  | IPP Non-CHP | N | OP
NGCC | CA | Harbor Cogen | 50541 | ST1 | NG | CC | 13.6 | 9.9 | 0 | 1373.2961 |  |  | 1373.2961 | 901.8891 | 1 | IPP Non-CHP | N | OP
NGCC | CA | Harbor Cogen | 50541 | ST2 | NG | CC | 11.5 | 11 | 0 | 1161.243 |  |  | 1161.243 | 762.6268 | 1 | IPP Non-CHP | N | OP
EXCLUDE | CA | Hat Creek 1 | 243 | 1 | WAT | HY | 10 | 8.5 | 0 | 29657 |  |  | 29657 | 0 |  | Electric Utility | N | OP |  | Non Combustion (NUC, WAT, WND, GEO, or SUN)
EXCLUDE | CA | Hat Creek 2 | 244 | 1 | WAT | HY | 10 | 8.7 | 0 | 41386 |  |  | 41386 | 0 |  | Electric Utility | N | OP |  | Non Combustion (NUC, WAT, WND, GEO, or SUN)
EXCLUDE | CA | Hatchet Creek Project | 10882 | GEN1 | WAT | HY | 6.8 | 6.8 | 0 | 25032 |  |  | 25032 | 0 |  | IPP Non-CHP | N | OP |  | Non Combustion (NUC, WAT, WND, GEO, or SUN)
EXCLUDE | CA | Hatchet Ridge Wind Project | 56654 | 1 | WND | WT | 101.2 | 101.2 | 0 | 269919 |  |  | 269919 | 0 |  | IPP Non-CHP | N | OP |  | Non Combustion (NUC, WAT, WND, GEO, or SUN)
OGST | CA | Haynes | 400 | 1 | NG | ST | 230 | 222 | 2180 | 336963 |  |  | 336963 | 228103.661 |  | Electric Utility | N | OP
OGST | CA | Haynes | 400 | 2 | NG | ST | 230 | 222 | 2160 | 192562 |  |  | 192562 | 132136.478 |  | Electric Utility | N | OP
EXCLUDE | CA | Haynes | 400 | 3 | NG | ST | 230 | 222 | 0 | 0 |  |  | 0 | 0 |  | Electric Utility | N | RE | 2004 | Retired in 2004
EXCLUDE | CA | Haynes | 400 | 4 | NG | ST | 230 | 222 | 0 | 0 |  |  | 0 | 0 |  | Electric Utility | N | RE | 2003 | Retired in 2003
OGST | CA | Haynes | 400 | 5 | NG | ST | 343 | 292 | 3021 | 257773 |  |  | 257773 | 166269.317 |  | Electric Utility | N | OP | 2013
OGST | CA | Haynes | 400 | 6 | NG | ST | 343 | 238 | 3090 | 182343 |  |  | 182343 | 116728.994 |  | Electric Utility | N | OP | 2013
NGCC | CA | Haynes | 400 | 8 | NG | CC | 264.3 | 235 | 2043.6 | 1039732.0574 | 1 | 0 | 1039732.0574 | 437059.9452 |  | Electric Utility | Y | OP
NGCC | CA | Haynes | 400 | 9 | NG | CC | 170 | 157.5 | 2043.6 | 668764.4713 | 0.79304 | 793978.6078 | 843290.8358 | 281120.6609 |  | Electric Utility | Y | OP
NGCC | CA | Haynes | 400 | 10 | NG | CC | 170 | 157.5 | 2043.6 | 668764.4713 | 0.84281 | 567431.3473 | 793492.9327 | 281120.6609 |  | Electric Utility | Y | OP
EXCLUDE | CA | Haynes | 400 | 11 | NG | GT | 108.2 | 96.3 | 0 | 0 |  |  | 0 | 0 |  | Electric Utility | N | U |  | Status of operation (IP,L,P,T,or U)
EXCLUDE | CA | Haynes | 400 | 12 | NG | GT | 108.2 | 96.3 | 0 | 0 |  |  | 0 | 0 |  | Electric Utility | N | U |  | Status of operation (IP,L,P,T,or U)
EXCLUDE | CA | Haynes | 400 | 13 | NG | GT | 108.2 | 96.3 | 0 | 0 |  |  | 0 | 0 |  | Electric Utility | N | U |  | Status of operation (IP,L,P,T,or U)
EXCLUDE | CA | Haynes | 400 | 14 | NG | GT | 108.2 | 96.3 | 0 | 0 |  |  | 0 | 0 |  | Electric Utility | N | U |  | Status of operation (IP,L,P,T,or U)
EXCLUDE | CA | Haynes | 400 | 15 | NG | GT | 108.2 | 96.3 | 0 | 0 |  |  | 0 | 0 |  | Electric Utility | N | U |  | Status of operation (IP,L,P,T,or U)
EXCLUDE | CA | Haynes | 400 | 16 | NG | GT | 108.2 | 96.3 | 0 | 0 |  |  | 0 | 0 |  | Electric Utility | N | U |  | Status of operation (IP,L,P,T,or U)
EXCLUDE | CA | Haypress | 10253 | LGEN | WAT | HY | 5 | 5 | 0 | 14862.5 |  |  | 14862.5 | 0 |  | IPP Non-CHP | N | SB |  | Non Combustion (NUC, WAT, WND, GEO, or SUN)
EXCLUDE | CA | Haypress | 10253 | UGEN | WAT | HY | 5 | 5 | 0 | 14862.5 |  |  | 14862.5 | 0 |  | IPP Non-CHP | N | SB |  | Non Combustion (NUC, WAT, WND, GEO, or SUN)
EXCLUDE | CA | Heber Geothermal | 54689 | 1 | GEO | ST | 52 | 45 | 0 | 290139 |  |  | 290139 | 0 |  | IPP Non-CHP | N | OP |  | Non Combustion (NUC, WAT, WND, GEO, or SUN)
EXCLUDE | CA | Heber Geothermal | 54689 | 2 | GEO | BT | 7 | 5 | 0 | 26174.6667 |  |  | 26174.6667 | 0 |  | IPP Non-CHP | N | OP |  | Non Combustion (NUC, WAT, WND, GEO, or SUN)
EXCLUDE | CA | Heber Geothermal | 54689 | 3 | GEO | BT | 3.5 | 1 | 0 | 13087.3333 |  |  | 13087.3333 | 0 |  | IPP Non-CHP | N | OP |  | Non Combustion (NUC, WAT, WND, GEO, or SUN)
EXCLUDE | CA | Heliocentric | 57831 | 1 | SUN | PV | 1.5 | 1.3 | 0 | 0 |  |  | 0 | 0 |  | IPP Non-CHP | N | TS |  | Non Combustion (NUC, WAT, WND, GEO, or SUN)
EXCLUDE | CA | Helms Pumped Storage | 6100 | 1 | WAT | PS | 351 | 404 | 0 | -117968.6667 |  |  | -117968.6667 | 0 |  | Electric Utility | N | OS |  | Non Combustion (NUC, WAT, WND, GEO, or SUN)
EXCLUDE | CA | Helms Pumped Storage | 6100 | 2 | WAT | PS | 351 | 404 | 0 | -117968.6667 |  |  | -117968.6667 | 0 |  | Electric Utility | N | OP |  | Non Combustion (NUC, WAT, WND, GEO, or SUN)
EXCLUDE | CA | Helms Pumped Storage | 6100 | 3 | WAT | PS | 351 | 404 | 0 | -117968.6667 |  |  | -117968.6667 | 0 |  | Electric Utility | N | OP |  | Non Combustion (NUC, WAT, WND, GEO, or SUN)
EXCLUDE | CA | Helzel & Schwarzhoff 86 | 56275 | WGNS | WND | WT | 2.4 | 2.4 | 0 | 3170 |  |  | 3170 | 0 |  | IPP Non-CHP | N | OP |  | Non Combustion (NUC, WAT, WND, GEO, or SUN)
EXCLUDE | CA | Helzel & Schwarzhoff 88 Wind Farm | 52165 | WGNS | WND | WT | 1.8 | 1.8 | 0 | 3036 |  |  | 3036 | 0 |  | IPP Non-CHP | N | OP |  | Non Combustion (NUC, WAT, WND, GEO, or SUN)
SSTLOGN | CA | Henrietta Peaker | 55807 | HPP1 | NG | GT | 49 | 46.3 | 540 | 7971.5 |  |  | 7971.5 | 5489.3 |  | Electric Utility/IPP Non-CHP | N | OP
SSTLOGN | CA | Henrietta Peaker | 55807 | HPP2 | NG | GT | 49 | 46.1 | 540 | 7971.5 |  |  | 7971.5 | 5483.275 |  | Electric Utility/IPP Non-CHP | N | OP
EXCLUDE | CA | HGST San Jose Standby Generator | 50024 | 50MW | DFO | GT | 55.3 | 42 | 0 | 845 |  |  | 845 | 1190.3906 |  | Industrial Non-CHP | N | SB |  | Commercial/Industrial Unit
EXCLUDE | CA | Hickman | 162 | 1 | WAT | HY | 0.5 | 0.5 | 0 | 2338.5 |  |  | 2338.5 | 0 |  | Electric Utility | N | OP |  | Non Combustion (NUC, WAT, WND, GEO, or SUN)
EXCLUDE | CA | Hickman | 162 | 2 | WAT | HY | 0.5 | 0.5 | 0 | 2338.5 |  |  | 2338.5 | 0 |  | Electric Utility | N | OP |  | Non Combustion (NUC, WAT, WND, GEO, or SUN)
EXCLUDE | CA | Hidden Hills Solar Plant 1 | 57905 | 1 | SUN | ST | 250 | 250 | 0 | 0 |  |  | 0 | 0 |  | IPP Non-CHP | N | L |  | Non Combustion (NUC, WAT, WND, GEO, or SUN)
EXCLUDE | CA | Hidden Hills Solar Plant 2 | 57906 | 1 | SUN | ST | 250 | 250 | 0 | 0 |  |  | 0 | 0 |  | IPP Non-CHP | N | L |  | Non Combustion (NUC, WAT, WND, GEO, or SUN)
NGCC | CA | High Desert Power Plant | 55518 | CTG1 | NG | CC | 173 | 153.7 | 1975 | 393541.6995 |  |  | 393541.6995 | 165760.5435 |  | Electric Utility/IPP Non-CHP | N | OP
NGCC | CA | High Desert Power Plant | 55518 | CTG2 | NG | CC | 173 | 155.2 | 1984 | 393541.6995 |  |  | 393541.6995 | 165760.5435 |  | Electric Utility/IPP Non-CHP | N | OP
NGCC | CA | High Desert Power Plant | 55518 | CTG3 | NG | CC | 173 | 159.7 | 1955 | 393541.6995 |  |  | 393541.6995 | 165760.5435 |  | Electric Utility/IPP Non-CHP | N | OP
NGCC | CA | High Desert Power Plant | 55518 | STG1 | NG | CC | 333 | 274 | 1975 | 757510.9014 |  |  | 757510.9014 | 319065.0924 |  | Electric Utility/IPP Non-CHP | N | OP
EXCLUDE | CA | High Sierra | 50495 | HS1 | NG | GT | 24.9 | 23 | 0 | 19579 | 0.62583 | 53252.9208 | 31284.6538 | 12004.9417 |  | IPP CHP | Y | OP |  | Simple Cycle Turbine (PRMVR=GT or OT) unit under 25MW
EXCLUDE | CA | High Sierra | 50495 | HS2 | NG | GT | 24.9 | 23 | 0 | 19579 | 0.62583 | 53252.9208 | 31284.6538 | 12004.9417 |  | IPP CHP | Y | OP |  | Simple Cycle Turbine (PRMVR=GT or OT) unit under 25MW
EXCLUDE | CA | High Sierra Cogeneration Plant | 57977 | ENG1 | NG | IC | 3 | 2.5 | 0 | 0 | 1 | 0 | 0 | 0 |  | Electric Utility | Y | OP |  | Internal Combustion (PRMVR=IC)
EXCLUDE | CA | High Sierra Cogeneration Plant | 57977 | ENG2 | NG | IC | 3 | 2.5 | 0 | 0 | 1 | 0 | 0 | 0 |  | Electric Utility | Y | OP |  | Internal Combustion (PRMVR=IC)
EXCLUDE | CA | High Winds LLC | 56075 | 1 | WND | WT | 145.8 | 145.8 | 0 | 345566.7 |  |  | 345566.7 | 0 |  | IPP Non-CHP | N | OP |  | Non Combustion (NUC, WAT, WND, GEO, or SUN)
EXCLUDE | CA | High Winds LLC | 56075 | 2 | WND | WT | 16.2 | 16.2 | 0 | 38396.3 |  |  | 38396.3 | 0 |  | IPP Non-CHP | N | OP |  | Non Combustion (NUC, WAT, WND, GEO, or SUN)
EXCLUDE | CA | HL Power | 10777 | GEN1 | WDS | ST | 36.2 | 30 | 0 | 160285 |  |  | 160285 | 248700.7754 |  | IPP Non-CHP | N | OP |  | Non Fossil fuel type
EXCLUDE | CA | Homestead Wind Farm | 57621 | GEN1 | WND | WT | 150 | 150 | 0 | 0 |  |  | 0 | 0 |  | IPP Non-CHP | N | P |  | Non Combustion (NUC, WAT, WND, GEO, or SUN)
EXCLUDE | CA | Hudson Ranch Power I LLC | 57475 | HRP1 | GEO | ST | 48 | 48 | 0 | 0 |  |  | 0 | 0 |  | IPP Non-CHP | N | V |  | Non Combustion (NUC, WAT, WND, GEO, or SUN)
EXCLUDE | CA | Huenene Paper Mill | 57585 | 1 | NG | GT | 29 | 29 | 0 | 177948.4 | 0.9319 | 59157.9146 | 190952.0448 | 117203.7231 |  | Industrial CHP | Y | OP |  | Commercial/Industrial Unit
EXCLUDE | CA | Humboldt Bay | 246 | IC1 | NG | IC | 16.7 | 16.7 | 0 | 0 |  |  | 0 | 0 |  | Electric Utility | N | OP |  | Internal Combustion (PRMVR=IC)
EXCLUDE | CA | Humboldt Bay | 246 | IC10 | NG | IC | 16.7 | 16.7 | 0 | 0 |  |  | 0 | 0 |  | Electric Utility | N | OP |  | Internal Combustion (PRMVR=IC)
EXCLUDE | CA | Humboldt Bay | 246 | IC2 | NG | IC | 16.7 | 16.7 | 0 | 0 |  |  | 0 | 0 |  | Electric Utility | N | OP |  | Internal Combustion (PRMVR=IC)
EXCLUDE | CA | Humboldt Bay | 246 | IC3 | NG | IC | 16.7 | 16.7 | 0 | 0 |  |  | 0 | 0 |  | Electric Utility | N | OP |  | Internal Combustion (PRMVR=IC)
EXCLUDE | CA | Humboldt Bay | 246 | IC4 | NG | IC | 16.7 | 16.7 | 0 | 0 |  |  | 0 | 0 |  | Electric Utility | N | OP |  | Internal Combustion (PRMVR=IC)
EXCLUDE | CA | Humboldt Bay | 246 | IC5 | NG | IC | 16.7 | 16.7 | 0 | 0 |  |  | 0 | 0 |  | Electric Utility | N | OP |  | Internal Combustion (PRMVR=IC)
EXCLUDE | CA | Humboldt Bay | 246 | IC6 | NG | IC | 16.7 | 16.7 | 0 | 0 |  |  | 0 | 0 |  | Electric Utility | N | OP |  | Internal Combustion (PRMVR=IC)
EXCLUDE | CA | Humboldt Bay | 246 | IC7 | NG | IC | 16.7 | 16.7 | 0 | 0 |  |  | 0 | 0 |  | Electric Utility | N | OP |  | Internal Combustion (PRMVR=IC)
EXCLUDE | CA | Humboldt Bay | 246 | IC8 | NG | IC | 16.7 | 16.7 | 0 | 0 |  |  | 0 | 0 |  | Electric Utility | N | OP |  | Internal Combustion (PRMVR=IC)
EXCLUDE | CA | Humboldt Bay | 246 | IC9 | NG | IC | 16.7 | 16.7 | 0 | 0 |  |  | 0 | 0 |  | Electric Utility | N | OP |  | Internal Combustion (PRMVR=IC)
EXCLUDE | CA | Humboldt Bay | 246 | ST1 | NG | ST | 51.2 | 52 | 0 | 0 |  |  | 0 | 0 |  | Electric Utility | N | RE | 2010 | Retired in 2010
EXCLUDE | CA | Humboldt Bay | 246 | ST2 | NG | ST | 51.2 | 53 | 0 | 0 |  |  | 0 | 0 |  | Electric Utility | N | RE | 2010 | Retired in 2010
EXCLUDE | CA | Hunters Point | 247 | 2 | NG | ST | 107.5 | 107 | 0 | 0 |  |  | 0 | 0 |  | Electric Utility | N | RE | 2006 | Retired in 2006
EXCLUDE | CA | Hunters Point | 247 | 3 | NG | ST | 107.5 | 107 | 0 | 0 |  |  | 0 | 0 |  | Electric Utility | N | RE | 2006 | Retired in 2006
EXCLUDE | CA | Hunters Point | 247 | 4 | NG | ST | 156.2 | 163 | 0 | 0 |  |  | 0 | 0 |  | Electric Utility | N | RE | 2006 | Retired in 2006
EXCLUDE | CA | Hunters Point | 247 | GT1 | DFO | GT | 56.2 | 52 | 0 | 0 |  |  | 0 | 0 |  | Electric Utility | N | RE | 2006 | Retired in 2006
EXCLUDE | CA | Huron Solar Station | 57523 | 1 | SUN | PV | 20 | 20 | 0 | 0 |  |  | 0 | 0 |  | Electric Utility | N | V |  | Non Combustion (NUC, WAT, WND, GEO, or SUN)
EXCLUDE | CA | Imperial Solar Energy Center South | 57490 | 56819 | SUN | PV | 128.9 | 128.9 | 0 | 0 |  |  | 0 | 0 |  | IPP Non-CHP | N | P |  | Non Combustion (NUC, WAT, WND, GEO, or SUN)
EXCLUDE | CA | Imperial Solar Energy Center West | 57491 | 56819 | SUN | PV | 148.7 | 148.7 | 0 | 0 |  |  | 0 | 0 |  | IPP Non-CHP | N | P |  | Non Combustion (NUC, WAT, WND, GEO, or SUN)
EXCLUDE | CA | Imperial Valley Resource Recovery | 57154 | 1209 | WDS | ST | 18.1 | 13 | 0 | 0 |  |  | 0 | 0 |  | IPP Non-CHP | N | OS |  | Non Fossil fuel type
EXCLUDE | CA | Imperial Valley Solar, LLC | 56917 | 1 | SUN | PV | 300 | 300 | 0 | 0 |  |  | 0 | 0 |  | IPP Non-CHP | N | IP |  | Non Combustion (NUC, WAT, WND, GEO, or SUN)
EXCLUDE | CA | Imperial Valley Solar, LLC | 56917 | 2 | SUN | ST | 450 | 450 | 0 | 0 |  |  | 0 | 0 |  | IPP Non-CHP | N | P |  | Non Combustion (NUC, WAT, WND, GEO, or SUN)
EXCLUDE | CA | Improvement Dst No. 4 | 57895 | ID4 | SUN | PV | 1.1 | 1.1 | 0 | 1650 |  |  | 1650 | 0 |  | Commercial Non-CHP | N | OP |  | Non Combustion (NUC, WAT, WND, GEO, or SUN)
EXCLUDE | CA | Indian Valley Dam Hydro Project | 50129 | 1641 | WAT | HY | 1.4 | 1.3 | 0 | 958.8108 |  |  | 958.8108 | 0 |  | IPP Non-CHP | N | SB |  | Non Combustion (NUC, WAT, WND, GEO, or SUN)
EXCLUDE | CA | Indian Valley Dam Hydro Project | 50129 | 1642 | WAT | HY | 1.4 | 1.3 | 0 | 958.8108 |  |  | 958.8108 | 0 |  | IPP Non-CHP | N | SB |  | Non Combustion (NUC, WAT, WND, GEO, or SUN)
EXCLUDE | CA | Indian Valley Dam Hydro Project | 50129 | 8332 | WAT | HY | 0.9 | 0.9 | 0 | 616.3784 |  |  | 616.3784 | 0 |  | IPP Non-CHP | N | OP |  | Non Combustion (NUC, WAT, WND, GEO, or SUN)
SSTLOGN | CA | Indigo Energy Facility | 55541 | CTG1 | NG | GT | 49.9 | 49.9 | 504 | 13451.6667 |  |  | 13451.6667 | 9196.113 |  | Electric Utility/IPP Non-CHP | N | OP
SSTLOGN | CA | Indigo Energy Facility | 55541 | CTG2 | NG | GT | 49.9 | 49.9 | 504 | 13451.6667 |  |  | 13451.6667 | 9462.753 |  | Electric Utility/IPP Non-CHP | N | OP
SSTLOGN | CA | Indigo Energy Facility | 55541 | CTG3 | NG | GT | 49.9 | 49.9 | 504 | 13451.6667 |  |  | 13451.6667 | 7327.994 |  | Electric Utility/IPP Non-CHP | N | OP
EXCLUDE | CA | Industry MetroLink PV 1 | 57860 | 1 | SUN | PV | 1.5 | 1.5 | 0 | 0 |  |  | 0 | 0 |  | Electric Utility | N | V |  | Non Combustion (NUC, WAT, WND, GEO, or SUN)
NGCC | CA | Inland Empire Energy Center | 55853 | 1 | NG | CC | 409.5 | 345 | 2688 | 1559683 |  |  | 1559683 | 623962.25 |  | Electric Utility/IPP Non-CHP | N | OP
NGCC | CA | Inland Empire Energy Center | 55853 | 2 | NG | CC | 409.5 | 345 | 2688 | 1559683 |  |  | 1559683 | 623962.25 |  | Electric Utility/IPP Non-CHP | N | OP
EXCLUDE | CA | Inland Ontario Mill | 10427 | GEN1 | NG | GT | 34 | 34 | 0 | 269754 | 0.46689 | 1401268.6276 | 577770.2575 | 194022.3288 |  | Industrial CHP | Y | OP |  | Commercial/Industrial Unit
EXCLUDE | CA | Inskip | 248 | 1 | WAT | HY | 7.6 | 8 | 0 | 40652 |  |  | 40652 | 0 |  | Electric Utility | N | OP |  | Non Combustion (NUC, WAT, WND, GEO, or SUN)
EXCLUDE | CA | Iron Gate | 297 | 1 | WAT | HY | 18 | 18.8 | 0 | 119843 |  |  | 119843 | 0 |  | Electric Utility | N | OP |  | Non Combustion (NUC, WAT, WND, GEO, or SUN)
EXCLUDE | CA | Isabella Hydro Project | 10139 | GEN1 | WAT | HY | 5.9 | 5.9 | 0 | 35201.5 |  |  | 35201.5 | 0 |  | IPP Non-CHP | N | OP |  | Non Combustion (NUC, WAT, WND, GEO, or SUN)
EXCLUDE | CA | Isabella Hydro Project | 10139 | GEN2 | WAT | HY | 5.9 | 5.9 | 0 | 35201.5 |  |  | 35201.5 | 0 |  | IPP Non-CHP | N | OP |  | Non Combustion (NUC, WAT, WND, GEO, or SUN)
EXCLUDE | CA | ISH Solar Hospital Downey | 57841 | 1 | SUN | PV | 1.1 | 1.1 | 0 | 362 |  |  | 362 | 0 |  | IPP Non-CHP | N | OP |  | Non Combustion (NUC, WAT, WND, GEO, or SUN)
EXCLUDE | CA | ISH Solar Hospital SDMC | 57840 | 1 | SUN | PV | 1.1 | 1.1 | 0 | 63 |  |  | 63 | 0 |  | IPP Non-CHP | N | OP |  | Non Combustion (NUC, WAT, WND, GEO, or SUN)
EXCLUDE | CA | Ivanpah 1 | 57074 | ST1 | SUN | CP | 126 | 126 | 0 | 0 |  |  | 0 | 0 |  | IPP Non-CHP | N | U |  | Non Combustion (NUC, WAT, WND, GEO, or SUN)
EXCLUDE | CA | Ivanpah 2 | 57073 | ST1 | SUN | CP | 133 | 133 | 0 | 0 |  |  | 0 | 0 |  | IPP Non-CHP | N | L |  | Non Combustion (NUC, WAT, WND, GEO, or SUN)
EXCLUDE | CA | Ivanpah 3 | 57075 | ST1 | SUN | CP | 133 | 133 | 0 | 0 |  |  | 0 | 0 |  | IPP Non-CHP | N | U |  | Non Combustion (NUC, WAT, WND, GEO, or SUN)
EXCLUDE | CA | J J Elmore | 10634 | GEN1 | GEO | ST | 49 | 34 | 0 | 356000 |  |  | 356000 | 0 |  | IPP Non-CHP | N | OP |  | Non Combustion (NUC, WAT, WND, GEO, or SUN)
EXCLUDE | CA | J M Leathers | 10631 | GEN1 | GEO | ST | 49 | 34 | 0 | 355000 |  |  | 355000 | 0 |  | IPP Non-CHP | N | OP |  | Non Combustion (NUC, WAT, WND, GEO, or SUN)
EXCLUDE | CA | J S Eastwood | 104 | 1 | WAT | PS | 199.8 | 199.8 | 0 | 370077 |  |  | 370077 | 0 |  | Electric Utility | N | OP |  | Non Combustion (NUC, WAT, WND, GEO, or SUN)
EXCLUDE | CA | J&A-Santa Maria II LLC | 57101 | 1 | LFG | IC | 1.4 | 1.4 | 0 | 0 | 1 | 0 | 0 | 0 |  | IPP CHP | Y | OP |  | Internal Combustion (PRMVR=IC)
EXCLUDE | CA | James B Black | 249 | 1 | WAT | HY | 85.1 | 82 | 0 | 371273.7349 |  |  | 371273.7349 | 0 |  | Electric Utility | N | OP |  | Non Combustion (NUC, WAT, WND, GEO, or SUN)
EXCLUDE | CA | James B Black | 249 | 2 | WAT | HY | 83.5 | 83 | 0 | 364293.2651 |  |  | 364293.2651 | 0 |  | Electric Utility | N | OP |  | Non Combustion (NUC, WAT, WND, GEO, or SUN)
EXCLUDE | CA | Jaybird | 431 | H1 | WAT | HY | 80.8 | 78.1 | 0 | 428841.5 |  |  | 428841.5 | 0 |  | Electric Utility | N | OP |  | Non Combustion (NUC, WAT, WND, GEO, or SUN)
EXCLUDE | CA | Jaybird | 431 | H2 | WAT | HY | 80.8 | 78.1 | 0 | 428841.5 |  |  | 428841.5 | 0 |  | Electric Utility | N | OP |  | Non Combustion (NUC, WAT, WND, GEO, or SUN)
EXCLUDE | CA | Jefferson Smurfit Santa Clara Mill | 54561 | GT-G | NG | CC | 24 | 23 | 0 | 186777.7778 | 0.52995 | 753674.5791 | 352444.816 | 119339.9402 |  | IPP CHP | Y | OP |  | Combined Cycle (PRMVR=CC) unit under 25MW
EXCLUDE | CA | Jefferson Smurfit Santa Clara Mill | 54561 | ST-G | NG | CC | 3 | 3 | 0 | 23347.2222 | 0.52995 | 94209.3224 | 44055.602 | 14917.4925 |  | IPP CHP | Y | OP |  | Combined Cycle (PRMVR=CC) unit under 25MW
EXCLUDE | CA | Jones Fork | 534 | 1 | WAT | HY | 10 | 10 | 0 | 38166 |  |  | 38166 | 0 |  | Electric Utility | N | OP |  | Non Combustion (NUC, WAT, WND, GEO, or SUN)
EXCLUDE | CA | JRW Associates LP | 52198 | GEN1 | NG | ST | 1.3 | 1.1 | 0 | 0 |  |  |  | 0 |  | Industrial CHP | Y | RE | 2008 | Steam unit (PRMVR=ST) under 25MW/250 MMBtu/hr
EXCLUDE | CA | JRW Associates LP | 52198 | GEN2 | NG | ST | 1.3 | 1.1 | 0 | 0 |  |  |  | 0 |  | Industrial CHP | Y | RE | 2008 | Steam unit (PRMVR=ST) under 25MW/250 MMBtu/hr
EXCLUDE | CA | JRW Associates LP | 52198 | GEN3 | NG | IC | 1.3 | 1.1 | 0 | 0 |  |  |  | 0 |  | Industrial CHP | Y | RE | 2008 | Internal Combustion (PRMVR=IC)
EXCLUDE | CA | JRW Associates LP | 52198 | GEN4 | NG | IC | 1.3 | 1.1 | 0 | 0 |  |  |  | 0 |  | Industrial CHP | Y | RE | 2008 | Internal Combustion (PRMVR=IC)
EXCLUDE | CA | JRW Associates LP | 52198 | GEN5 | NG | IC | 1.3 | 1.1 | 0 | 0 |  |  |  | 0 |  | Industrial CHP | Y | RE | 2008 | Internal Combustion (PRMVR=IC)
EXCLUDE | CA | JRW Associates LP | 52198 | GEN6 | NG | IC | 1.3 | 1.1 | 0 | 0 |  |  |  | 0 |  | Industrial CHP | Y | RE | 2008 | Internal Combustion (PRMVR=IC)
EXCLUDE | CA | JRW Associates LP | 52198 | GEN7 | NG | IC | 1.3 | 1.1 | 0 | 0 |  |  |  | 0 |  | Industrial CHP | Y | RE | 2008 | Internal Combustion (PRMVR=IC)
EXCLUDE | CA | JRW Associates LP | 52198 | GEN8 | NG | IC | 1.3 | 1.1 | 0 | 0 |  |  |  | 0 |  | Industrial CHP | Y | RE | 2008 | Internal Combustion (PRMVR=IC)
EXCLUDE | CA | Judge F Carr | 442 | 1 | WAT | HY | 77.2 | 88.7 | 0 | 172220 |  |  | 172220 | 0 |  | Electric Utility | N | OP |  | Non Combustion (NUC, WAT, WND, GEO, or SUN)
EXCLUDE | CA | Judge F Carr | 442 | 2 | WAT | HY | 77.2 | 88.7 | 0 | 172220 |  |  | 172220 | 0 |  | Electric Utility | N | OP |  | Non Combustion (NUC, WAT, WND, GEO, or SUN)
EXCLUDE | CA | K Road Calico Solar | 57416 | 1 | SUN | PV | 275 | 275 | 0 | 0 |  |  | 0 | 0 |  | IPP Non-CHP | N | T |  | Non Combustion (NUC, WAT, WND, GEO, or SUN)
EXCLUDE | CA | K Road Calico Solar | 57416 | 2 | SUN | PV | 388.5 | 388.5 | 0 | 0 |  |  | 0 | 0 |  | IPP Non-CHP | N | T |  | Non Combustion (NUC, WAT, WND, GEO, or SUN)
EXCLUDE | CA | Kanaka | 54653 | KAN1 | WAT | HY | 1.1 | 1.1 | 0 | 3073 |  |  | 3073 | 0 |  | IPP Non-CHP | N | OP |  | Non Combustion (NUC, WAT, WND, GEO, or SUN)
EXCLUDE | CA | Karen Avenue Windfarm | 10718 | WND | WND | WT | 11.7 | 11.7 | 0 | 37109 |  |  | 37109 | 0 |  | IPP Non-CHP | N | OP |  | Non Combustion (NUC, WAT, WND, GEO, or SUN)
EXCLUDE | CA | Kaweah 1 | 337 | 1 | WAT | HY | 2.2 | 2.2 | 0 | 10838 |  |  | 10838 | 0 |  | Electric Utility | N | OP |  | Non Combustion (NUC, WAT, WND, GEO, or SUN)
EXCLUDE | CA | Kaweah 2 | 336 | 2 | WAT | HY | 1.8 | 2 | 0 | 13849 |  |  | 13849 | 0 |  | Electric Utility | N | OP |  | Non Combustion (NUC, WAT, WND, GEO, or SUN)
EXCLUDE | CA | Kaweah 3 | 338 | 1 | WAT | HY | 2.4 | 2.4 | 0 | 2050.5 |  |  | 2050.5 | 0 |  | Electric Utility | N | OP |  | Non Combustion (NUC, WAT, WND, GEO, or SUN)
EXCLUDE | CA | Kaweah 3 | 338 | 2 | WAT | HY | 2.4 | 2.1 | 0 | 2050.5 |  |  | 2050.5 | 0 |  | Electric Utility | N | OP |  | Non Combustion (NUC, WAT, WND, GEO, or SUN)
EXCLUDE | CA | Kaweah Delta District Hospital | 10042 | KDH1 | NG | IC | 0.5 | 0.5 | 0 | 0 | 0 |  |  | 0 |  | Commercial CHP | Y | RE | 2006 | Internal Combustion (PRMVR=IC)
EXCLUDE | CA | Kaweah Delta District Hospital | 10042 | KDH2 | NG | IC | 0.5 | 0.5 | 0 | 0 | 0 |  |  | 0 |  | Commercial CHP | Y | RE | 2006 | Internal Combustion (PRMVR=IC)
EXCLUDE | CA | Kaweah Delta District Hospital | 10042 | KDH3 | NG | IC | 0.7 | 0.7 | 0 | 0 | 0 |  |  | 0 |  | Commercial CHP | Y | RE | 2006 | Internal Combustion (PRMVR=IC)
EXCLUDE | CA | Kaweah Delta District Hospital | 10042 | KDHT1 | NG | GT | 3.5 | 3.5 | 0 | 18130 |  |  | 18130 | 16708.5397 |  | Commercial CHP | N | OP |  | Simple Cycle Turbine (PRMVR=GT or OT) unit under 25MW
EXCLUDE | CA | Kearny | 303 | KEA1 | NG | GT | 17 | 16 | 0 | 1664.6309 |  |  | 1664.6309 | 1600.6844 |  | IPP Non-CHP | N | SB |  | Simple Cycle Turbine (PRMVR=GT or OT) unit under 25MW
SSTLOGN | CA | Kearny | 303 | KEA2 | NG | GT | 66 | 59 | 0 | 6462.6846 |  |  | 6462.6846 | 6214.4217 |  | IPP Non-CHP | N | SB
SSTLOGN | CA | Kearny | 303 | KEA3 | NG | GT | 66 | 61 | 0 | 6462.6846 |  |  | 6462.6846 | 6214.4217 |  | IPP Non-CHP | N | SB
EXCLUDE | CA | Kekawaka Power House | 54654 | KEK1 | WAT | HY | 4.9 | 4.9 | 0 | 8878 |  |  | 8878 | 0 |  | IPP Non-CHP | N | OP |  | Non Combustion (NUC, WAT, WND, GEO, or SUN)
EXCLUDE | CA | Kelly Ridge | 418 | 1 | WAT | HY | 10 | 9 | 0 | 74139 |  |  | 74139 | 0 |  | Electric Utility | N | OP |  | Non Combustion (NUC, WAT, WND, GEO, or SUN)
EXCLUDE | CA | Kerckhoff | 250 | H1 | WAT | HY | 11.3 | 12 | 0 | 15646.6667 |  |  | 15646.6667 | 0 |  | Electric Utility | N | OP |  | Non Combustion (NUC, WAT, WND, GEO, or SUN)
EXCLUDE | CA | Kerckhoff | 250 | H2 | WAT | HY | 11.3 | 8.6 | 0 | 15646.6667 |  |  | 15646.6667 | 0 |  | Electric Utility | N | OS |  | Non Combustion (NUC, WAT, WND, GEO, or SUN)
EXCLUDE | CA | Kerckhoff | 250 | H3 | WAT | HY | 11.3 | 12.2 | 0 | 15646.6667 |  |  | 15646.6667 | 0 |  | Electric Utility | N | OA |  | Non Combustion (NUC, WAT, WND, GEO, or SUN)
EXCLUDE | CA | Kerckhoff 2 | 682 | 1 | WAT | HY | 139.5 | 142 | 0 | 714361 |  |  | 714361 | 0 |  | Electric Utility | N | OP |  | Non Combustion (NUC, WAT, WND, GEO, or SUN)
EXCLUDE | CA | Kern Canyon | 7911 | 1 | WAT | HY | 9.5 | 11.5 | 0 | 20723 |  |  | 20723 | 0 |  | Electric Utility | N | OP |  | Non Combustion (NUC, WAT, WND, GEO, or SUN)
EXCLUDE | CA | Kern Front | 50494 | KF1 | NG | GT | 24.9 | 23 | 0 | 19626.5 | 0.60089 | 59304.0876 | 32662.2754 | 11959.4723 |  | IPP CHP | Y | OP |  | Simple Cycle Turbine (PRMVR=GT or OT) unit under 25MW
EXCLUDE | CA | Kern Front | 50494 | KF2 | NG | GT | 24.9 | 23 | 0 | 19626.5 | 0.60089 | 59304.0876 | 32662.2754 | 11959.4723 |  | IPP CHP | Y | OP |  | Simple Cycle Turbine (PRMVR=GT or OT) unit under 25MW
EXCLUDE | CA | Kern River 1 | 340 | 1 | WAT | HY | 6.5 | 6.4 | 0 | 50810.75 |  |  | 50810.75 | 0 |  | Electric Utility | N | OP |  | Non Combustion (NUC, WAT, WND, GEO, or SUN)
EXCLUDE | CA | Kern River 1 | 340 | 2 | WAT | HY | 6.5 | 6.4 | 0 | 50810.75 |  |  | 50810.75 | 0 |  | Electric Utility | N | OP |  | Non Combustion (NUC, WAT, WND, GEO, or SUN)
EXCLUDE | CA | Kern River 1 | 340 | 3 | WAT | HY | 6.5 | 6.4 | 0 | 50810.75 |  |  | 50810.75 | 0 |  | Electric Utility | N | OP |  | Non Combustion (NUC, WAT, WND, GEO, or SUN)
EXCLUDE | CA | Kern River 1 | 340 | 4 | WAT | HY | 6.5 | 6.4 | 0 | 50810.75 |  |  | 50810.75 | 0 |  | Electric Utility | N | OP |  | Non Combustion (NUC, WAT, WND, GEO, or SUN)
EXCLUDE | CA | Kern River 3 | 339 | 1 | WAT | HY | 20.5 | 18.4 | 0 | 89372.8429 |  |  | 89372.8429 | 0 |  | Electric Utility | N | OP |  | Non Combustion (NUC, WAT, WND, GEO, or SUN)
EXCLUDE | CA | Kern River 3 | 339 | 2 | WAT | HY | 19.6 | 18.4 | 0 | 85449.1571 |  |  | 85449.1571 | 0 |  | Electric Utility | N | OP |  | Non Combustion (NUC, WAT, WND, GEO, or SUN)
SST | CA | Kern River Cogeneration | 10496 | GTAG | NG | GT | 75 | 72 | 0 | 317981.5 | 0.38732 | 2288350.4953 | 820989.3756 | 229115.3322 |  | IPP CHP | Y | OP
SST | CA | Kern River Cogeneration | 10496 | GTBG | NG | GT | 75 | 72 | 0 | 317981.5 | 0.38732 | 2288350.4953 | 820989.3756 | 229115.3322 |  | IPP CHP | Y | OP
SST | CA | Kern River Cogeneration | 10496 | GTCG | NG | GT | 75 | 72 | 0 | 317981.5 | 0.38732 | 2288350.4953 | 820989.3756 | 229115.3322 |  | IPP CHP | Y | OP
SST | CA | Kern River Cogeneration | 10496 | GTDG | NG | GT | 75 | 72 | 0 | 317981.5 | 0.38732 | 2288350.4953 | 820989.3756 | 229115.3322 |  | IPP CHP | Y | OP
EXCLUDE | CA | Kern River Eastridge Cogen | 52107 | 101A | NG | GT | 24.4 | 20.8 | 0 | 152793 | 0.42555 | 938339.4217 | 359051.6654 | 121604.4061 |  | Industrial CHP | Y | OP |  | Simple Cycle Turbine (PRMVR=GT or OT) unit under 25MW
EXCLUDE | CA | Kern River Eastridge Cogen | 52107 | 101B | NG | GT | 24.4 | 20.8 | 0 | 152793 | 0.42555 | 938339.4217 | 359051.6654 | 121604.4061 |  | Industrial CHP | Y | OP |  | Simple Cycle Turbine (PRMVR=GT or OT) unit under 25MW
EXCLUDE | CA | Kern River Fee A Cogen | 52094 | GEN1 | NG | GT | 3.7 | 3.2 | 0 | 0 | 0 |  |  | 0 |  | Industrial CHP | Y | OS |  | Simple Cycle Turbine (PRMVR=GT or OT) unit under 25MW
EXCLUDE | CA | Kern River Fee A Cogen | 52094 | GEN2 | NG | GT | 3.7 | 3.2 | 0 | 0 | 0 |  |  | 0 |  | Industrial CHP | Y | OS |  | Simple Cycle Turbine (PRMVR=GT or OT) unit under 25MW
EXCLUDE | CA | Kern River Fee B Cogen | 52092 | GEN1 | NG | GT | 3.7 | 3.2 | 0 | 0 | 0 |  |  | 0 |  | Industrial CHP | Y | OS |  | Simple Cycle Turbine (PRMVR=GT or OT) unit under 25MW
EXCLUDE | CA | Kern River Fee C Cogen | 52095 | GEN1 | NG | GT | 4.2 | 3.2 | 0 | 0 | 0 |  |  | 0 |  | Industrial CHP | Y | OS |  | Simple Cycle Turbine (PRMVR=GT or OT) unit under 25MW
EXCLUDE | CA | Kern River Fee C Cogen | 52095 | GEN2 | NG | GT | 3.7 | 3.2 | 0 | 0 | 0 |  |  | 0 |  | Industrial CHP | Y | OS |  | Simple Cycle Turbine (PRMVR=GT or OT) unit under 25MW
EXCLUDE | CA | Keswick | 443 | 1 | WAT | HY | 39 | 39 | 0 | 147105.6667 |  |  | 147105.6667 | 0 |  | Electric Utility | N | OP |  | Non Combustion (NUC, WAT, WND, GEO, or SUN)
EXCLUDE | CA | Keswick | 443 | 2 | WAT | HY | 39 | 39 | 0 | 147105.6667 |  |  | 147105.6667 | 0 |  | Electric Utility | N | OP |  | Non Combustion (NUC, WAT, WND, GEO, or SUN)
EXCLUDE | CA | Keswick | 443 | 3 | WAT | HY | 39 | 39 | 0 | 147105.6667 |  |  | 147105.6667 | 0 |  | Electric Utility | N | OP |  | Non Combustion (NUC, WAT, WND, GEO, or SUN)
EXCLUDE | CA | Kettleman Solar | 57921 | 1 | SUN | PV | 22 | 22 | 0 | 0 |  |  | 0 | 0 |  | IPP Non-CHP | N | L |  | Non Combustion (NUC, WAT, WND, GEO, or SUN)
EXCLUDE | CA | Kiara Anderson Plant | 57857 | 1 | WDS | ST | 6.8 | 6.8 | 0 | 0 | 0.47262 | 0 | 0 | 0 |  | IPP CHP | Y | V |  | Non Fossil fuel type
EXCLUDE | CA | Kiefer Landfill | 55766 | 361A | LFG | IC | 3 | 2.8 | 0 | 0 |  |  | 0 | 0 |  | Commercial Non-CHP | N | OP |  | Internal Combustion (PRMVR=IC)
EXCLUDE | CA | Kiefer Landfill | 55766 | 361B | LFG | IC | 3 | 2.8 | 0 | 0 |  |  | 0 | 0 |  | Commercial Non-CHP | N | OP |  | Internal Combustion (PRMVR=IC)
EXCLUDE | CA | Kiefer Landfill | 55766 | 361C | LFG | IC | 3 | 2.8 | 0 | 0 |  |  | 0 | 0 |  | Commercial Non-CHP | N | OP |  | Internal Combustion (PRMVR=IC)
EXCLUDE | CA | Kilarc | 253 | 1 | WAT | HY | 1.5 | 1.6 | 0 | 8697 |  |  | 8697 | 0 |  | Electric Utility | N | OP | 2014 | Non Combustion (NUC, WAT, WND, GEO, or SUN)
EXCLUDE | CA | Kilarc | 253 | 2 | WAT | HY | 1.5 | 1.6 | 0 | 8697 |  |  | 8697 | 0 |  | Electric Utility | N | OP | 2014 | Non Combustion (NUC, WAT, WND, GEO, or SUN)
SSTLOGN | CA | King City Peaking | 55811 | CTG1 | NG | GT | 47.3 | 44 | 0 | 4815 |  |  | 4815 | 3340.1884 |  | Electric Utility/IPP Non-CHP | N | OP
NGCC | CA | King City Power Plant | 10294 | GTG | NG | CC | 90.8 | 73 | 0 | 408836.5435 | 0.5046 | 1826015.6097 | 810217.466 | 202875.1362 |  | IPP CHP | Y | OP
NGCC | CA | King City Power Plant | 10294 | STG | NG | CC | 42.4 | 38 | 0 | 190910.4565 | 0.5046 | 852676.8927 | 378339.4334 | 94734.6451 |  | IPP CHP | Y | OP
EXCLUDE | CA | Kings Beach | 6518 | 1 | DFO | IC | 2.7 | 2.7 | 0 | 0 |  |  | 0 | 0 |  | Electric Utility | N | RE | 2008 | Internal Combustion (PRMVR=IC)
EXCLUDE | CA | Kings Beach | 6518 | 2 | DFO | IC | 2.7 | 2.7 | 0 | 0 |  |  | 0 | 0 |  | Electric Utility | N | RE | 2008 | Internal Combustion (PRMVR=IC)
EXCLUDE | CA | Kings Beach | 6518 | 3 | DFO | IC | 2.7 | 2.7 | 0 | 0 |  |  | 0 | 0 |  | Electric Utility | N | RE | 2008 | Internal Combustion (PRMVR=IC)
EXCLUDE | CA | Kings Beach | 6518 | 4 | DFO | IC | 2.7 | 2.7 | 0 | 0 |  |  | 0 | 0 |  | Electric Utility | N | RE | 2008 | Internal Combustion (PRMVR=IC)
EXCLUDE | CA | Kings Beach | 6518 | 5 | DFO | IC | 2.7 | 2.7 | 0 | 0 |  |  | 0 | 0 |  | Electric Utility | N | RE | 2008 | Internal Combustion (PRMVR=IC)
EXCLUDE | CA | Kings Beach | 6518 | 6 | DFO | IC | 2.7 | 2.7 | 0 | 0 |  |  | 0 | 0 |  | Electric Utility | N | RE | 2008 | Internal Combustion (PRMVR=IC)
EXCLUDE | CA | Kings Beach | 6518 | KB1 | DFO | IC | 2.5 | 2 | 0 | 0 |  |  | 0 | 0 |  | Electric Utility | N | OP |  | Internal Combustion (PRMVR=IC)
EXCLUDE | CA | Kings Beach | 6518 | KB2 | DFO | IC | 2.5 | 2 | 0 | 0 |  |  | 0 | 0 |  | Electric Utility | N | OP |  | Internal Combustion (PRMVR=IC)
EXCLUDE | CA | Kings Beach | 6518 | KB3 | DFO | IC | 2.5 | 2 | 0 | 0 |  |  | 0 | 0 |  | Electric Utility | N | OP |  | Internal Combustion (PRMVR=IC)
EXCLUDE | CA | Kings Beach | 6518 | KB4 | DFO | IC | 2.5 | 2 | 0 | 0 |  |  | 0 | 0 |  | Electric Utility | N | OP |  | Internal Combustion (PRMVR=IC)
EXCLUDE | CA | Kings Beach | 6518 | KB5 | DFO | IC | 2.5 | 2 | 0 | 0 |  |  | 0 | 0 |  | Electric Utility | N | OP |  | Internal Combustion (PRMVR=IC)
EXCLUDE | CA | Kings Beach | 6518 | KB6 | DFO | IC | 2.5 | 2 | 0 | 0 |  |  | 0 | 0 |  | Electric Utility | N | OP |  | Internal Combustion (PRMVR=IC)
SSTLOGN | CA | Kings River | 56239 | GT-1 | NG | GT | 60.5 | 54.5 | 480 | 32048.5 |  |  | 32048.5 | 17124.169 |  | Electric Utility | N | OP
SSTLOGN | CA | Kings River | 56239 | GT-2 | NG | GT | 60.5 | 54.5 | 480 | 32048.5 |  |  | 32048.5 | 17099.121 |  | Electric Utility | N | OP
EXCLUDE | CA | Kings River | 254 | H1 | WAT | HY | 48.6 | 51.5 | 0 | 177818 |  |  | 177818 | 0 |  | Electric Utility | N | OP |  | Non Combustion (NUC, WAT, WND, GEO, or SUN)
EXCLUDE | CA | Kingsburg Cogen | 10405 | GEN1 | NG | CC | 23.1 | 22 | 0 | 57553.2161 | 0.82412 | 55876.7804 | 69835.6268 | 42949.3195 |  | Electric Utility/IPP CHP | Y | OP |  | Combined Cycle (PRMVR=CC) unit under 25MW
EXCLUDE | CA | Kingsburg Cogen | 10405 | GEN2 | NG | CC | 13.1 | 11.8 | 0 | 32638.4039 | 0.82412 | 31687.698 | 39603.7537 | 24356.5405 |  | Electric Utility/IPP CHP | Y | OP |  | Combined Cycle (PRMVR=CC) unit under 25MW
EXCLUDE | CA | Kohls San Bernardino Solar Facility | 57009 | 1 | SUN | PV | 1 | 0.9 | 0 | 4049 |  |  | 4049 | 0 |  | IPP Non-CHP | N | OP |  | Non Combustion (NUC, WAT, WND, GEO, or SUN)
EXCLUDE | CA | Kumeyaay Wind | 56295 | 1 | WND | WT | 50 | 50 | 0 | 176303 |  |  | 176303 | 0 |  | IPP Non-CHP | N | OP |  | Non Combustion (NUC, WAT, WND, GEO, or SUN)
EXCLUDE | CA | Kyocera America Project | 10720 | 85 | NG | IC | 0.8 | 0.7 | 0 | 0 |  |  |  | 0 |  | IPP CHP | Y | RE | 2011 | Internal Combustion (PRMVR=IC)
EXCLUDE | CA | Kyocera America Project | 10720 | 88 | NG | IC | 0.8 | 0.7 | 0 | 0 |  |  |  | 0 |  | IPP CHP | Y | RE | 2011 | Internal Combustion (PRMVR=IC)
EXCLUDE | CA | Kyocera America Project | 10720 | 95 | NG | IC | 0.8 | 0.8 | 0 | 0 |  |  |  | 0 |  | IPP CHP | Y | RE | 2011 | Internal Combustion (PRMVR=IC)
EXCLUDE | CA | Kyocera America Project | 10720 | 96 | NG | IC | 0.8 | 0.7 | 0 | 0 |  |  |  | 0 |  | IPP CHP | Y | RE | 2011 | Internal Combustion (PRMVR=IC)
EXCLUDE | CA | L-8 Solar Project | 57836 | TSM | SUN | PV | 1.5 | 1.3 | 0 | 0 |  |  | 0 | 0 |  | IPP Non-CHP | N | TS |  | Non Combustion (NUC, WAT, WND, GEO, or SUN)
EXCLUDE | CA | La Grange | 440 | 1 | WAT | HY | 1.2 | 1 | 0 | 9559.7333 |  |  | 9559.7333 | 0 |  | Electric Utility | N | OP |  | Non Combustion (NUC, WAT, WND, GEO, or SUN)
EXCLUDE | CA | La Grange | 440 | 2 | WAT | HY | 3.3 | 3.3 | 0 | 26289.2667 |  |  | 26289.2667 | 0 |  | Electric Utility | N | OP |  | Non Combustion (NUC, WAT, WND, GEO, or SUN)
NGCC | CA | La Paloma Generating LLC | 55151 | GEN1 | NG | CC | 300 | 243.7 | 2000 | 328343.25 |  |  | 328343.25 | 140322.3938 |  | Electric Utility/IPP Non-CHP | N | OP
NGCC | CA | La Paloma Generating LLC | 55151 | GEN2 | NG | CC | 300 | 241.6 | 2000 | 328343.25 |  |  | 328343.25 | 140322.3938 |  | Electric Utility/IPP Non-CHP | N | OP
NGCC | CA | La Paloma Generating LLC | 55151 | GEN3 | NG | CC | 300 | 237.4 | 2000 | 328343.25 |  |  | 328343.25 | 140322.3938 |  | Electric Utility/IPP Non-CHP | N | OP
NGCC | CA | La Paloma Generating LLC | 55151 | GEN4 | NG | CC | 300 | 242.7 | 2000 | 328343.25 |  |  | 328343.25 | 140322.3938 |  | Electric Utility/IPP Non-CHP | N | OP
EXCLUDE | CA | LAHS PV System | 57826 | LAHS | SUN | PV | 0.4 | 0.4 | 0 | 0 |  |  | 0 | 0 |  | Commercial Non-CHP | N | OP |  | Non Combustion (NUC, WAT, WND, GEO, or SUN)
SSTLOGN | CA | Lake | 7987 | L1 | NG | GT | 60.5 | 48 | 450 | 8979 |  |  | 8979 | 5408.486 |  | Electric Utility | N | OP
EXCLUDE | CA | Lake Hodges Hydroelectric Facility | 57729 | 1 | WAT | PS | 21 | 21 | 0 | 0 |  |  | 0 | 0 |  | Electric Utility | N | TS |  | Non Combustion (NUC, WAT, WND, GEO, or SUN)
EXCLUDE | CA | Lake Hodges Hydroelectric Facility | 57729 | 2 | WAT | PS | 21 | 21 | 0 | 0 |  |  | 0 | 0 |  | Electric Utility | N | TS |  | Non Combustion (NUC, WAT, WND, GEO, or SUN)
EXCLUDE | CA | Lake Mathews | 6644 | 1 | WAT | HY | 4.9 | 4.9 | 0 | 22779 |  |  | 22779 | 0 |  | Electric Utility | N | OP |  | Non Combustion (NUC, WAT, WND, GEO, or SUN)
EXCLUDE | CA | Lake Mendocino | 7489 | G1 | WAT | HY | 1 | 1 | 0 | 2913.7143 |  |  | 2913.7143 | 0 |  | Electric Utility | N | OP |  | Non Combustion (NUC, WAT, WND, GEO, or SUN)
EXCLUDE | CA | Lake Mendocino | 7489 | G2 | WAT | HY | 2.5 | 2.5 | 0 | 7284.2857 |  |  | 7284.2857 | 0 |  | Electric Utility | N | OP |  | Non Combustion (NUC, WAT, WND, GEO, or SUN)
SSTLOGN | CA | Lambie Energy Center | 55626 | CT1 | NG | GT | 47 | 45 | 500 | 5501 |  |  | 5501 | 3920.883 |  | Electric Utility/IPP Non-CHP | N | OP
EXCLUDE | CA | LanEast Solar Farm LLC | 57957 | 1 | SUN | CP | 20.2 | 20.2 | 0 | 0 |  |  | 0 | 0 |  | IPP Non-CHP | N | L |  | Non Combustion (NUC, WAT, WND, GEO, or SUN)
EXCLUDE | CA | LanWest Solar Farm LLC | 57958 | 1 | SUN | CP | 5.4 | 5.4 | 0 | 0 |  |  | 0 | 0 |  | IPP Non-CHP | N | L |  | Non Combustion (NUC, WAT, WND, GEO, or SUN)
SSTLOGN | CA | Larkspur Energy Facility | 55542 | CTG1 | NG | GT | 49.9 | 49.9 | 504 | 16774 |  |  | 16774 | 11974.044 |  | Electric Utility/IPP Non-CHP | N | OP
SSTLOGN | CA | Larkspur Energy Facility | 55542 | CTG2 | NG | GT | 49.9 | 49.9 | 504 | 16774 |  |  | 16774 | 9825.875 |  | Electric Utility/IPP Non-CHP | N | OP
EXCLUDE | CA | LATTC South Campus Solar | 57312 | 1 | SUN | PV | 1.1 | 1.1 | 0 | 0 |  |  | 0 | 0 |  | IPP Non-CHP | N | IP |  | Non Combustion (NUC, WAT, WND, GEO, or SUN)
EXCLUDE | CA | Lime Saddle | 255 | 1 | WAT | HY | 1 | 1 | 0 | 2937.5 |  |  | 2937.5 | 0 |  | Electric Utility | N | OP |  | Non Combustion (NUC, WAT, WND, GEO, or SUN)
EXCLUDE | CA | Lime Saddle | 255 | 2 | WAT | HY | 1 | 1 | 0 | 2937.5 |  |  | 2937.5 | 0 |  | Electric Utility | N | OP |  | Non Combustion (NUC, WAT, WND, GEO, or SUN)
EXCLUDE | CA | Lincoln Landfill | 57988 | GEN1 | LFG | IC | 0.8 | 0.8 | 0 | 0 |  |  | 0 | 0 |  | IPP Non-CHP | N | OP |  | Internal Combustion (PRMVR=IC)
EXCLUDE | CA | Lincoln Landfill | 57988 | GEN2 | LFG | IC | 0.8 | 0.8 | 0 | 0 |  |  | 0 | 0 |  | IPP Non-CHP | N | OP |  | Internal Combustion (PRMVR=IC)
EXCLUDE | CA | Lincoln Landfill | 57988 | GEN3 | LFG | IC | 0.8 | 0.8 | 0 | 0 |  |  | 0 | 0 |  | IPP Non-CHP | N | OP |  | Internal Combustion (PRMVR=IC)
EXCLUDE | CA | Linde Wilmington | 50148 | GEN1 | NG | CC | 25 | 21 | 0 | 0 | 0 |  |  | 0 |  | Industrial CHP | Y | SB |  | Commercial/Industrial Unit
EXCLUDE | CA | Linde Wilmington | 50148 | GEN2 | NG | CC | 6 | 6 | 0 | 0 | 0 |  |  | 0 |  | Industrial CHP | Y | SB |  | Combined Cycle (PRMVR=CC) unit under 25MW
SST | CA | Live Oak Cogen | 54768 | GEN1 | NG | GT | 46 | 46 | 0 | 353955 | 0.80181 | 398033.6092 | 441447.7336 | 191541.208 |  | IPP CHP | Y | OP
EXCLUDE | CA | Lockheed Martin Sunnyvale | 57808 | LOK00 | NG | FC | 1.1 | 1 | 0 | 546 |  |  | 546 | 193.2741 |  | IPP Non-CHP | N | OP |  | Fuel Cell (PRMVR=FC)
SSTLOGN | CA | Lodi | 7451 | 1 | NG | GT | 27.4 | 23.3 | 0 | 417 |  |  | 417 | 384.3858 |  | Electric Utility | N | SB
NGCC | CA | Lodi Energy Center | 57978 | CT1 | NG | CC | 185 | 162 | 0 | 0 |  |  | 0 | 0 |  | Electric Utility | N | V
NGCC | CA | Lodi Energy Center | 57978 | ST1 | NG | CC | 130 | 95 | 0 | 0 |  |  | 0 | 0 |  | Electric Utility | N | V
EXCLUDE | CA | Loma Linda University Cogen | 10206 | GEN1 | NG | CC | 5.2 | 4.8 | 0 | 30233.9655 | 0.58094 | 99216.2344 | 52042.9268 | 29165.1574 |  | Commercial CHP | Y | OP |  | Combined Cycle (PRMVR=CC) unit under 25MW
EXCLUDE | CA | Loma Linda University Cogen | 10206 | GEN2 | NG | CC | 5.2 | 4.8 | 0 | 30233.9655 | 0.58094 | 99216.2344 | 52042.9268 | 29165.1574 |  | Commercial CHP | Y | OP |  | Combined Cycle (PRMVR=CC) unit under 25MW
EXCLUDE | CA | Loma Linda University Cogen | 10206 | GEN3 | NG | CC | 1.2 | 1.2 | 0 | 6977.069 | 0.58094 | 22896.0541 | 12009.9062 | 6730.4209 |  | Commercial CHP | Y | SB |  | Combined Cycle (PRMVR=CC) unit under 25MW
EXCLUDE | CA | Loma Linda University Cogen | 10206 | GEN4 | DFO | IC | 1.7 | 1.7 | 0 | 0 |  |  | 0 | 0 |  | Commercial CHP | N | SB |  | Internal Combustion (PRMVR=IC)
SSTLOGN | CA | Long Beach Generation LLC | 341 | CT1 | NG | GT | 63 | 65 | 1125 | 5227.25 |  |  | 5227.25 | 5891.482 |  | Electric Utility/IPP Non-CHP | N | OP
SSTLOGN | CA | Long Beach Generation LLC | 341 | CT2 | NG | GT | 63 | 65 | 1100 | 5227.25 |  |  | 5227.25 | 5124.264 |  | Electric Utility/IPP Non-CHP | N | OP
SSTLOGN | CA | Long Beach Generation LLC | 341 | CT3 | NG | GT | 63 | 65 | 1136 | 5227.25 |  |  | 5227.25 | 5240.659 |  | Electric Utility/IPP Non-CHP | N | OP
SSTLOGN | CA | Long Beach Generation LLC | 341 | CT4 | NG | GT | 63 | 65 | 1100 | 5227.25 |  |  | 5227.25 | 4441.527 |  | Electric Utility/IPP Non-CHP | N | OP
EXCLUDE | CA | Long Beach Generation LLC | 341 | CT5 | NG | CC | 63 | 63 | 0 | 0 |  |  | 0 | 0 |  | IPP Non-CHP | N | RE | 2004 | Retired in 2004
EXCLUDE | CA | Long Beach Generation LLC | 341 | CT6 | NG | CC | 63 | 63 | 0 | 0 |  |  | 0 | 0 |  | IPP Non-CHP | N | RE | 2004 | Retired in 2004
EXCLUDE | CA | Long Beach Generation LLC | 341 | CT7 | NG | CC | 63 | 63 | 0 | 0 |  |  | 0 | 0 |  | IPP Non-CHP | N | RE | 2004 | Retired in 2004
EXCLUDE | CA | Long Beach Generation LLC | 341 | ST8 | NG | CC | 80 | 80 | 0 | 0 |  |  | 0 | 0 |  | IPP Non-CHP | N | RE | 2004 | Retired in 2004
EXCLUDE | CA | Long Beach Generation LLC | 341 | ST9 | NG | CC | 66.4 | 63 | 0 | 0 |  |  | 0 | 0 |  | IPP Non-CHP | N | RE | 2004 | Retired in 2004
EXCLUDE | CA | Loon Lake | 432 | H1 | WAT | HY | 74.1 | 74.1 | 0 | 143726 |  |  | 143726 | 0 |  | Electric Utility | N | OP |  | Non Combustion (NUC, WAT, WND, GEO, or SUN)
EXCLUDE | CA | Lopez Canyon | 57730 | 1 | LFG | GT | 1.5 | 1.5 | 0 | 501 |  |  | 501 | 966.0404 |  | Electric Utility | N | OP |  | Non Fossil fuel type
EXCLUDE | CA | Los Angeles Harbor College | 57314 | 1 | SUN | PV | 1.2 | 1.2 | 0 | 2450 |  |  | 2450 | 0 |  | Commercial Non-CHP | N | OP |  | Non Combustion (NUC, WAT, WND, GEO, or SUN)
EXCLUDE | CA | Los Angeles Refinery Wilmington | 54451 | G1 | NG | OT | 10 | 6 | 0 | 0 |  |  | 0 | 0 |  | Industrial CHP | N | OS |  | Simple Cycle Turbine (PRMVR=GT or OT) unit under 25MW
EXCLUDE | CA | Los Angeles Refinery Wilmington | 54451 | G2 | OG | GT | 58.5 | 45 | 0 | 286526.002 | 0.61481 | 816661.745 | 466038.402 | 194262.0659 |  | Industrial CHP | Y | OP |  | Commercial/Industrial Unit
EXCLUDE | CA | Los Esteros Critical Energy Center | 55748 | CAG5 | NG | CC | 120 | 120 | 0 | 0 |  |  | 0 | 0 |  | IPP Non-CHP | N | T |  | Status of operation (IP,L,P,T,or U)
SSTLOGN | CA | Los Esteros Critical Energy Center | 55748 | CTG1 | NG | GT | 45 | 45 | 0 | 16631.25 |  |  | 16631.25 | 9842.8518 |  | IPP Non-CHP | N | OP
SSTLOGN | CA | Los Esteros Critical Energy Center | 55748 | CTG2 | NG | GT | 45 | 45 | 0 | 16631.25 |  |  | 16631.25 | 9842.8518 |  | IPP Non-CHP | N | OP
SSTLOGN | CA | Los Esteros Critical Energy Center | 55748 | CTG3 | NG | GT | 45 | 45 | 0 | 16631.25 |  |  | 16631.25 | 9842.8518 |  | IPP Non-CHP | N | OP
SSTLOGN | CA | Los Esteros Critical Energy Center | 55748 | CTG4 | NG | GT | 45 | 45 | 0 | 16631.25 |  |  | 16631.25 | 9842.8518 |  | IPP Non-CHP | N | OP
NGCC | CA | Los Medanos Energy Center | 55217 | CTG1 | NG | CC | 198.9 | 165 | 2225.1 | 785207.5263 | 0.89195 | 432716.0013 | 880323.8806 | 355354.4567 |  | IPP CHP | Y | OP
NGCC | CA | Los Medanos Energy Center | 55217 | CTG2 | NG | CC | 198.9 | 165 | 2225.1 | 785207.5263 | 0.89195 | 432716.0013 | 880323.8806 | 355354.4567 |  | IPP CHP | Y | OP
NGCC | CA | Los Medanos Energy Center | 55217 | STG3 | NG | CC | 280.5 | 237 | 2225.1 | 1107343.9474 | 0.89195 | 610240.5147 | 1241482.3958 | 501140.9005 |  | IPP CHP | Y | OP
EXCLUDE | CA | Lost Creek I | 10708 | GEN1 | WAT | HY | 1.1 | 1.1 | 0 | 4829 |  |  | 4829 | 0 |  | IPP Non-CHP | N | OP |  | Non Combustion (NUC, WAT, WND, GEO, or SUN)
EXCLUDE | CA | Lost Hills Cogeneration Plant | 52077 | GEN4 | NG | GT | 3.5 | 2.7 | 0 | 12181.6667 | 0.2828 | 140546.3686 | 43075.505 | 12112.9559 |  | Industrial CHP | Y | OP |  | Simple Cycle Turbine (PRMVR=GT or OT) unit under 25MW
EXCLUDE | CA | Lost Hills Cogeneration Plant | 52077 | GEN5 | NG | GT | 3.5 | 2.7 | 0 | 12181.6667 | 0.2828 | 140546.3686 | 43075.505 | 12112.9559 |  | Industrial CHP | Y | OP |  | Simple Cycle Turbine (PRMVR=GT or OT) unit under 25MW
EXCLUDE | CA | Lost Hills Cogeneration Plant | 52077 | GEN6 | NG | GT | 3.5 | 2.7 | 0 | 12181.6667 | 0.2828 | 140546.3686 | 43075.505 | 12112.9559 |  | Industrial CHP | Y | OP |  | Simple Cycle Turbine (PRMVR=GT or OT) unit under 25MW
EXCLUDE | CA | Loveridge Road Power Plant | 10368 | GEN1 | PC | ST | 20.5 | 18 | 0 | 148667 |  |  | 148667 | 203220.7038 |  | IPP Non-CHP | N | OP | 2012 | Steam unit (PRMVR=ST) under 25MW/250 MMBtu/hr
EXCLUDE | CA | Lundy | 342 | 1 | WAT | HY | 1.5 | 1.5 | 0 | 6525 |  |  | 6525 | 0 |  | Electric Utility | N | OP |  | Non Combustion (NUC, WAT, WND, GEO, or SUN)
EXCLUDE | CA | Lundy | 342 | 2 | WAT | HY | 1.5 | 1.5 | 0 | 6525 |  |  | 6525 | 0 |  | Electric Utility | N | OP |  | Non Combustion (NUC, WAT, WND, GEO, or SUN)
EXCLUDE | CA | Maclay Solar Project | 57308 | 1 | SUN | PV | 2.1 | 2.1 | 0 | 0 |  |  | 0 | 0 |  | IPP Non-CHP | N | P |  | Non Combustion (NUC, WAT, WND, GEO, or SUN)
EXCLUDE | CA | Magnolia | 375 | M2 | NG | CC | 10 | 10 | 0 | 0 |  |  | 0 | 0 |  | Electric Utility | N | RE | 2002 | Combined Cycle (PRMVR=CC) unit under 25MW
EXCLUDE | CA | Magnolia | 375 | M3 | NG | ST | 20 | 20 | 0 | 0 |  |  | 0 | 0 |  | Electric Utility | N | RE | 2002 | Steam unit (PRMVR=ST) under 25MW/250 MMBtu/hr
EXCLUDE | CA | Magnolia | 375 | M4 | NG | ST | 34.5 | 30 | 0 | 0 |  |  | 0 | 0 |  | Electric Utility | N | RE | 2002 | Retired in 2002
EXCLUDE | CA | Magnolia | 375 | M5 | NG | GT | 23.1 | 21.7 | 0 | 0 |  |  | 0 | 0 |  | Electric Utility | N | RE | 2003 | Simple Cycle Turbine (PRMVR=GT or OT) unit under 25MW
NGCC | CA | Magnolia Power Project | 56046 | 1 | NG | CC | 198.9 | 161 | 2370 | 574397.1316 |  |  | 574397.1316 | 221934.8553 |  | Electric Utility | N | OP
NGCC | CA | Magnolia Power Project | 56046 | 2 | NG | CC | 188.7 | 140 | 2370 | 544940.8684 |  |  | 544940.8684 | 210553.5807 |  | Electric Utility | N | OP
NGCC | CA | Malburg | 56041 | M1 | NG | CC | 50 | 45 | 594 | 202725.4408 |  |  | 202725.4408 | 93888.7702 |  | Electric Utility/IPP Non-CHP | N | OP
NGCC | CA | Malburg | 56041 | M2 | NG | CC | 50 | 45 | 594 | 202725.4408 |  |  | 202725.4408 | 93888.7702 |  | Electric Utility/IPP Non-CHP | N | OP
NGCC | CA | Malburg | 56041 | M3 | NG | CC | 58.8 | 53 | 594 | 238405.1184 |  |  | 238405.1184 | 110413.1937 |  | Electric Utility/IPP Non-CHP | N | OP
EXCLUDE | CA | Mammoth Pacific I | 10480 | GEN1 | GEO | BT | 5 | 3.2 | 0 | 17035.5 |  |  | 17035.5 | 0 |  | IPP Non-CHP | N | OP |  | Non Combustion (NUC, WAT, WND, GEO, or SUN)
EXCLUDE | CA | Mammoth Pacific I | 10480 | GEN2 | GEO | BT | 5 | 2.6 | 0 | 17035.5 |  |  | 17035.5 | 0 |  | IPP Non-CHP | N | OP |  | Non Combustion (NUC, WAT, WND, GEO, or SUN)
EXCLUDE | CA | Mammoth Pacific II | 10481 | 1 | GEO | BT | 5 | 3 | 0 | 14756.3333 |  |  | 14756.3333 | 0 |  | IPP Non-CHP | N | OP |  | Non Combustion (NUC, WAT, WND, GEO, or SUN)
EXCLUDE | CA | Mammoth Pacific II | 10481 | 2 | GEO | BT | 5 | 3 | 0 | 14756.3333 |  |  | 14756.3333 | 0 |  | IPP Non-CHP | N | OP |  | Non Combustion (NUC, WAT, WND, GEO, or SUN)
EXCLUDE | CA | Mammoth Pacific II | 10481 | 3 | GEO | BT | 5 | 3 | 0 | 14756.3333 |  |  | 14756.3333 | 0 |  | IPP Non-CHP | N | OP |  | Non Combustion (NUC, WAT, WND, GEO, or SUN)
EXCLUDE | CA | Mammoth Pacific II | 10481 | T101 | GEO | BT | 5 | 3.8 | 0 | 14756.3333 |  |  | 14756.3333 | 0 |  | IPP Non-CHP | N | OP |  | Non Combustion (NUC, WAT, WND, GEO, or SUN)
EXCLUDE | CA | Mammoth Pacific II | 10481 | T102 | GEO | BT | 5 | 4.6 | 0 | 14756.3333 |  |  | 14756.3333 | 0 |  | IPP Non-CHP | N | OP |  | Non Combustion (NUC, WAT, WND, GEO, or SUN)
EXCLUDE | CA | Mammoth Pacific II | 10481 | T103 | GEO | BT | 5 | 4.2 | 0 | 14756.3333 |  |  | 14756.3333 | 0 |  | IPP Non-CHP | N | OP |  | Non Combustion (NUC, WAT, WND, GEO, or SUN)
EXCLUDE | CA | Mammoth Pool | 344 | 1 | WAT | HY | 95 | 89 | 0 | 376931.5 |  |  | 376931.5 | 0 |  | Electric Utility | N | OP |  | Non Combustion (NUC, WAT, WND, GEO, or SUN)
EXCLUDE | CA | Mammoth Pool | 344 | 2 | WAT | HY | 95 | 89 | 0 | 376931.5 |  |  | 376931.5 | 0 |  | Electric Utility | N | OP |  | Non Combustion (NUC, WAT, WND, GEO, or SUN)
OGST | CA | Mandalay | 345 | 1 | NG | ST | 218 | 215 | 2250 | 26050 |  |  | 26050 | 21037.252 |  | Electric Utility/IPP Non-CHP | N | OP
OGST | CA | Mandalay | 345 | 2 | NG | ST | 218 | 215 | 2250 | 41641 |  |  | 41641 | 31940.115 |  | Electric Utility/IPP Non-CHP | N | OP
SSTLOGN | CA | Mandalay | 345 | 3 | NG | GT | 138 | 130 | 0 | 1242 |  |  | 1242 | 1835.549 |  | IPP Non-CHP | N | OP
EXCLUDE | CA | Manzana Wind LLC | 57484 | GEN1 | WND | WT | 189 | 189 | 0 | 0 |  |  | 0 | 0 |  | IPP Non-CHP | N | U |  | Non Combustion (NUC, WAT, WND, GEO, or SUN)
EXCLUDE | CA | Margarita Energy Center | 56676 | CTG1 | NG | GT | 48.2 | 46.5 | 0 | 0 |  |  | 0 | 0 |  | IPP Non-CHP | N | IP |  | Status of operation (IP,L,P,T,or U)
EXCLUDE | CA | Mariani Packing Vacaville Solar | 57005 | 1 | SUN | PV | 1 | 0.9 | 0 | 1986 |  |  | 1986 | 0 |  | IPP Non-CHP | N | OP |  | Non Combustion (NUC, WAT, WND, GEO, or SUN)
EXCLUDE | CA | Marina Landfill Gas | 10748 | G4 | LFG | IC | 0.9 | 0.9 | 0 | 0 |  |  | 0 | 0 |  | Commercial Non-CHP | N | RE | 2008 | Internal Combustion (PRMVR=IC)
EXCLUDE | CA | Marina Landfill Gas | 10748 | LL1 | LFG | IC | 0.8 | 0.7 | 0 | 0 |  |  | 0 | 0 |  | Commercial Non-CHP | N | RE | 2006 | Internal Combustion (PRMVR=IC)
EXCLUDE | CA | Marina Landfill Gas | 10748 | U1C06 | LFG | IC | 1.6 | 1.6 | 0 | 0 |  |  | 0 | 0 |  | Commercial Non-CHP | N | OP |  | Internal Combustion (PRMVR=IC)
EXCLUDE | CA | Marina Landfill Gas | 10748 | U2J02 | LFG | IC | 1 | 1 | 0 | 0 |  |  | 0 | 0 |  | Commercial Non-CHP | N | OP |  | Internal Combustion (PRMVR=IC)
EXCLUDE | CA | Marina Landfill Gas | 10748 | U3J98 | LFG | IC | 1 | 1 | 0 | 0 |  |  | 0 | 0 |  | Commercial Non-CHP | N | OP |  | Internal Combustion (PRMVR=IC)
EXCLUDE | CA | Marina Landfill Gas | 10748 | U4J08 | LFG | IC | 1.4 | 1.4 | 0 | 0 |  |  | 0 | 0 |  | Commercial Non-CHP | N | OP |  | Internal Combustion (PRMVR=IC)
EXCLUDE | CA | Mariposa Energy Project | 57483 | CTG1 | NG | GT | 49.9 | 49.9 | 0 | 0 |  |  | 0 | 0 |  | Electric Utility/IPP Non-CHP | N | U |  | Status of operation (IP,L,P,T,or U)
EXCLUDE | CA | Mariposa Energy Project | 57483 | CTG2 | NG | GT | 49.9 | 49.9 | 0 | 0 |  |  | 0 | 0 |  | Electric Utility/IPP Non-CHP | N | U |  | Status of operation (IP,L,P,T,or U)
EXCLUDE | CA | Mariposa Energy Project | 57483 | CTG3 | NG | GT | 49.9 | 49.9 | 0 | 0 |  |  | 0 | 0 |  | Electric Utility/IPP Non-CHP | N | U |  | Status of operation (IP,L,P,T,or U)
EXCLUDE | CA | Mariposa Energy Project | 57483 | CTG4 | NG | GT | 49.9 | 49.9 | 0 | 0 |  |  | 0 | 0 |  | Electric Utility/IPP Non-CHP | N | U |  | Status of operation (IP,L,P,T,or U)
EXCLUDE | CA | Marsh Landing Generating Station | 57267 | 1 | NG | GT | 207 | 197 | 0 | 0 |  |  | 0 | 0 |  | IPP Non-CHP | N | U |  | Status of operation (IP,L,P,T,or U)
EXCLUDE | CA | Marsh Landing Generating Station | 57267 | 2 | NG | GT | 207 | 197 | 0 | 0 |  |  | 0 | 0 |  | IPP Non-CHP | N | U |  | Status of operation (IP,L,P,T,or U)
EXCLUDE | CA | Marsh Landing Generating Station | 57267 | 3 | NG | GT | 207 | 197 | 0 | 0 |  |  | 0 | 0 |  | IPP Non-CHP | N | U |  | Status of operation (IP,L,P,T,or U)
EXCLUDE | CA | Marsh Landing Generating Station | 57267 | 4 | NG | GT | 207 | 197 | 0 | 0 |  |  | 0 | 0 |  | IPP Non-CHP | N | U |  | Status of operation (IP,L,P,T,or U)
EXCLUDE | CA | Martinez Refining | 54912 | GTG1 | NG | CC | 40 | 36 | 0 | 314436.8 | 0.56605 | 1096631.5108 | 555490.0336 | 182695.7284 |  | Industrial CHP | Y | OP |  | Commercial/Industrial Unit
EXCLUDE | CA | Martinez Refining | 54912 | GTG2 | NG | CC | 40 | 36 | 0 | 314436.8 | 0.56605 | 1096631.5108 | 555490.0336 | 182695.7284 |  | Industrial CHP | Y | OP |  | Commercial/Industrial Unit
EXCLUDE | CA | Martinez Refining | 54912 | STG1 | NG | CC | 20 | 18 | 0 | 157218.4 | 0.56605 | 548315.7554 | 277745.0168 | 91347.8642 |  | Industrial CHP | Y | OP |  | Combined Cycle (PRMVR=CC) unit under 25MW
EXCLUDE | CA | Martinez Sulfuric Acid Regeneration Plt | 52063 | GEN1 | OTH | ST | 4 | 4 | 0 | 627 | 0.12915 | 19232.9073 | 4854.632 | 0 |  | Industrial CHP | Y | OP |  | Non Fossil fuel type
SSTLOGN | CA | McClellan | 535 | 1 | NG | GT | 77 | 77 | 0 | 1990 |  |  | 1990 | 1714.9792 |  | Electric Utility | N | OP
SSTLOGN | CA | McClure | 151 | 1 | DFO | GT | 71.2 | 56 | 0 | 1620 |  |  | 1620 | 2372.955 |  | Electric Utility | N | OP
SSTLOGN | CA | McClure | 151 | 2 | DFO | GT | 71.2 | 56 | 0 | 1620 |  |  | 1620 | 2372.955 |  | Electric Utility | N | OP
EXCLUDE | CA | McGrath Peaker Generating Station | 56471 | 1 | NG | GT | 49.8 | 45.7 | 0 | 0 |  |  | 0 | 0 |  | Electric Utility | N | T |  | Status of operation (IP,L,P,T,or U)
SST | CA | McKittrick Cogen | 50612 | GEN1 | NG | GT | 46 | 46 | 0 | 345298 | 0.81831 | 348778.0509 | 421963.7498 | 182893.7833 |  | IPP CHP | Y | OP
EXCLUDE | CA | McKittrick Cogen | 52076 | GEN1 | NG | GT | 3.2 | 3 | 0 | 22173.6667 | 0.44609 | 125256.489 | 49706.5995 | 34845.1573 |  | Industrial CHP | Y | OP |  | Simple Cycle Turbine (PRMVR=GT or OT) unit under 25MW
EXCLUDE | CA | McKittrick Cogen | 52076 | GEN2 | NG | GT | 3.2 | 3 | 0 | 22173.6667 | 0.44609 | 125256.489 | 49706.5995 | 34845.1573 |  | Industrial CHP | Y | OP |  | Simple Cycle Turbine (PRMVR=GT or OT) unit under 25MW
EXCLUDE | CA | McKittrick Cogen | 52076 | GEN3 | NG | GT | 3.2 | 3 | 0 | 22173.6667 | 0.44609 | 125256.489 | 49706.5995 | 34845.1573 |  | Industrial CHP | Y | OP |  | Simple Cycle Turbine (PRMVR=GT or OT) unit under 25MW
EXCLUDE | CA | McSwain | 410 | 1 | WAT | HY | 9 | 9 | 0 | 54800 |  |  | 54800 | 0 |  | IPP Non-CHP | N | OP |  | Non Combustion (NUC, WAT, WND, GEO, or SUN)
EXCLUDE | CA | Merced Falls | 258 | 1 | WAT | HY | 3.4 | 3.5 | 0 | 16720 |  |  | 16720 | 0 |  | Electric Utility | N | OP |  | Non Combustion (NUC, WAT, WND, GEO, or SUN)
EXCLUDE | CA | Meridian Vineyards | 57982 | PV-1 | SUN | PV | 0.5 | 0.5 | 0 | 928.1818 |  |  | 928.1818 | 0 |  | IPP Non-CHP | N | OP |  | Non Combustion (NUC, WAT, WND, GEO, or SUN)
EXCLUDE | CA | Meridian Vineyards | 57982 | PV-2 | SUN | PV | 0.6 | 0.6 | 0 | 1113.8182 |  |  | 1113.8182 | 0 |  | IPP Non-CHP | N | OP |  | Non Combustion (NUC, WAT, WND, GEO, or SUN)
EXCLUDE | CA | Mesa Wind Power Corp | 50535 | WGNS | WND | WT | 29.9 | 29.9 | 0 | 52921 |  |  | 52921 | 0 |  | IPP Non-CHP | N | OP |  | Non Combustion (NUC, WAT, WND, GEO, or SUN)
EXCLUDE | CA | Mesquite Resource Recovery Project | 50363 | L313 | WDS | ST | 21 | 15.5 | 0 | 0 |  |  | 0 | 0 |  | IPP Non-CHP | N | OS |  | Non Fossil fuel type
NGCC | CA | Metcalf Energy Center | 55393 | CTG1 | NG | CC | 200 | 172 | 2124 | 503426.1417 |  |  | 503426.1417 | 218266.062 |  | Electric Utility/IPP Non-CHP | N | OP
NGCC | CA | Metcalf Energy Center | 55393 | CTG2 | NG | CC | 200 | 172 | 2124 | 503426.1417 |  |  | 503426.1417 | 218266.062 |  | Electric Utility/IPP Non-CHP | N | OP
NGCC | CA | Metcalf Energy Center | 55393 | STG1 | NG | CC | 235 | 202.1 | 2124 | 591525.7165 |  |  | 591525.7165 | 256462.6229 |  | Electric Utility/IPP Non-CHP | N | OP
EXCLUDE | CA | Metro Support Services Center Solar | 57313 | 1 | SUN | PV | 1.2 | 1.2 | 0 | 1471 |  |  | 1471 | 0 |  | Commercial Non-CHP | N | OP |  | Non Combustion (NUC, WAT, WND, GEO, or SUN)
EXCLUDE | CA | Mid Valley Plant | 56170 | UNT1 | LFG | IC | 1.3 | 1.3 | 0 | 0 |  |  | 0 | 0 |  | IPP Non-CHP | N | OP |  | Internal Combustion (PRMVR=IC)
EXCLUDE | CA | Mid Valley Plant | 56170 | UNT2 | LFG | IC | 1.3 | 1.3 | 0 | 0 |  |  | 0 | 0 |  | IPP Non-CHP | N | OP |  | Internal Combustion (PRMVR=IC)
EXCLUDE | CA | Middle Fork | 425 | 1 | WAT | HY | 61.2 | 61 | 0 | 411563.938 |  |  | 411563.938 | 0 |  | Electric Utility | N | OP |  | Non Combustion (NUC, WAT, WND, GEO, or SUN)
EXCLUDE | CA | Middle Fork | 425 | 2 | WAT | HY | 54.9 | 61 | 0 | 369197.062 |  |  | 369197.062 | 0 |  | Electric Utility | N | OP |  | Non Combustion (NUC, WAT, WND, GEO, or SUN)
EXCLUDE | CA | Middle Gorge | 401 | 1 | WAT | HY | 37.5 | 37.5 | 0 | 99134 |  |  | 99134 | 0 |  | Electric Utility | N | OP |  | Non Combustion (NUC, WAT, WND, GEO, or SUN)
SST | CA | Mid-Set Cogeneration | 10501 | K100 | NG | GT | 39.1 | 36 | 0 | 298666 | 0.37563 | 2258455.8164 | 795102.6537 | 237835.0667 |  | IPP CHP | Y | OP
EXCLUDE | CA | Midway Sunset Cogen | 52169 | A | NG | GT | 78 | 73 | 0 | 461516.3333 | 0.40561 | 3076750.4385 | 1137824.3137 | 314641.068 |  | Industrial CHP | Y | OP |  | Commercial/Industrial Unit
EXCLUDE | CA | Midway Sunset Cogen | 52169 | B | NG | GT | 78 | 73 | 0 | 461516.3333 | 0.40561 | 3076750.4385 | 1137824.3137 | 314641.068 |  | Industrial CHP | Y | OP |  | Commercial/Industrial Unit
EXCLUDE | CA | Midway Sunset Cogen | 52169 | C | NG | GT | 78 | 73 | 0 | 461516.3333 | 0.40561 | 3076750.4385 | 1137824.3137 | 314641.068 |  | Industrial CHP | Y | OP |  | Commercial/Industrial Unit
EXCLUDE | CA | Mill Creek 3 | 7147 | 3 | WAT | HY | 1 | 0.8 | 0 | 4202 |  |  | 4202 | 0 |  | Electric Utility | N | OP |  | Non Combustion (NUC, WAT, WND, GEO, or SUN)
EXCLUDE | CA | Mill Creek 3 | 7147 | 4 | WAT | HY | 1 | 0.8 | 0 | 4202 |  |  | 4202 | 0 |  | Electric Utility | N | OP |  | Non Combustion (NUC, WAT, WND, GEO, or SUN)
EXCLUDE | CA | Mill Creek 3 | 7147 | 5 | WAT | HY | 1 | 0.8 | 0 | 4202 |  |  | 4202 | 0 |  | Electric Utility | N | OP |  | Non Combustion (NUC, WAT, WND, GEO, or SUN)
EXCLUDE | CA | Milliken Plant | 56171 | UNT1 | LFG | IC | 1.1 | 1.1 | 0 | 0 |  |  | 0 | 0 |  | IPP Non-CHP | N | OP |  | Internal Combustion (PRMVR=IC)
EXCLUDE | CA | Milliken Plant | 56171 | UNT2 | LFG | IC | 1.1 | 1.1 | 0 | 0 |  |  | 0 | 0 |  | IPP Non-CHP | N | OP |  | Internal Combustion (PRMVR=IC)
SSTLOGN | CA | Mira Loma Peaker Generating Station | 56473 | 1 | NG | GT | 49.8 | 49 | 511.5 | 4970 |  |  | 4970 | 3564.759 |  | Electric Utility | N | OP
SSTLOGN | CA | Miramar | 56232 | 1 | NG | GT | 53 | 47 | 500 | 70574.5 |  |  | 70574.5 | 42947.498 |  | Electric Utility | N | OP
SSTLOGN | CA | Miramar | 56232 | 2 | NG | GT | 53 | 47 | 490 | 70574.5 |  |  | 70574.5 | 39531.022 |  | Electric Utility | N | OP
SSTLOGN | CA | Miramar | 305 | MRGT | NG | GT | 38 | 36 | 0 | 2228 |  |  | 2228 | 2424.664 |  | IPP Non-CHP | N | SB
EXCLUDE | CA | MM Lopez Energy | 55161 | UNT1 | LFG | IC | 3 | 2.7 | 0 | 0 |  |  | 0 | 0 |  | IPP Non-CHP | N | OP |  | Internal Combustion (PRMVR=IC)
EXCLUDE | CA | MM Lopez Energy | 55161 | UNT2 | LFG | IC | 3 | 2.7 | 0 | 0 |  |  | 0 | 0 |  | IPP Non-CHP | N | OP |  | Internal Combustion (PRMVR=IC)
EXCLUDE | CA | MM San Diego-Miramar | 55094 | UNT1 | LFG | IC | 1.6 | 1.6 | 0 | 0 | 1 | 0 | 0 | 0 |  | IPP CHP | Y | OP |  | Internal Combustion (PRMVR=IC)
EXCLUDE | CA | MM San Diego-Miramar | 55094 | UNT2 | LFG | IC | 1.6 | 1.6 | 0 | 0 | 1 | 0 | 0 | 0 |  | IPP CHP | Y | OP |  | Internal Combustion (PRMVR=IC)
EXCLUDE | CA | MM San Diego-Miramar | 55094 | UNT3 | LFG | IC | 1.6 | 1.6 | 0 | 0 | 1 | 0 | 0 | 0 |  | IPP CHP | Y | OP |  | Internal Combustion (PRMVR=IC)
EXCLUDE | CA | MM San Diego-Miramar | 55094 | UNT4 | LFG | IC | 1.6 | 1.6 | 0 | 0 | 1 | 0 | 0 | 0 |  | IPP CHP | Y | OP |  | Internal Combustion (PRMVR=IC)
EXCLUDE | CA | MM San Diego-North City | 55602 | UNT1 | LFG | IC | 0.9 | 0.9 | 0 | 0 |  |  | 0 | 0 |  | IPP Non-CHP | N | OP |  | Internal Combustion (PRMVR=IC)
EXCLUDE | CA | MM San Diego-North City | 55602 | UNT2 | LFG | IC | 0.9 | 0.9 | 0 | 0 |  |  | 0 | 0 |  | IPP Non-CHP | N | OP |  | Internal Combustion (PRMVR=IC)
EXCLUDE | CA | MM San Diego-North City | 55602 | UNT3 | LFG | IC | 0.9 | 0.9 | 0 | 0 |  |  | 0 | 0 |  | IPP Non-CHP | N | OP |  | Internal Combustion (PRMVR=IC)
EXCLUDE | CA | MM San Diego-North City | 55602 | UNT4 | LFG | IC | 0.9 | 0.9 | 0 | 0 |  |  | 0 | 0 |  | IPP Non-CHP | N | OP |  | Internal Combustion (PRMVR=IC)
EXCLUDE | CA | MM Tulare Energy | 55160 | UNT1 | LFG | IC | 0.9 | 0.8 | 0 | 0 |  |  | 0 | 0 |  | IPP Non-CHP | N | RE | 2010 | Internal Combustion (PRMVR=IC)
EXCLUDE | CA | MM Tulare Energy | 55160 | UNT2 | LFG | IC | 0.9 | 0.8 | 0 | 0 |  |  | 0 | 0 |  | IPP Non-CHP | N | RE | 2010 | Internal Combustion (PRMVR=IC)
EXCLUDE | CA | MM West Covina | 54015 | GEN2 | LFG | ST | 6.8 | 4.4 | 0 | 44946 |  |  | 44946 | 46807.6779 |  | IPP Non-CHP | N | OP |  | Non Fossil fuel type
EXCLUDE | CA | MM West Covina | 54015 | GEN3 | LFG | GT | 4.9 | 4.4 | 0 | 1007 |  |  | 1007 | 695.1451 |  | IPP Non-CHP | N | OS |  | Non Fossil fuel type
EXCLUDE | CA | MM Yolo Power | 54567 | 1 | LFG | IC | 0.6 | 0.5 | 0 | 0 |  |  | 0 | 0 |  | IPP Non-CHP | N | OP |  | Internal Combustion (PRMVR=IC)
EXCLUDE | CA | MM Yolo Power | 54567 | 2 | LFG | IC | 0.6 | 0.5 | 0 | 0 |  |  | 0 | 0 |  | IPP Non-CHP | N | OP |  | Internal Combustion (PRMVR=IC)
EXCLUDE | CA | MM Yolo Power | 54567 | 3 | LFG | IC | 0.6 | 0.5 | 0 | 0 |  |  | 0 | 0 |  | IPP Non-CHP | N | OP |  | Internal Combustion (PRMVR=IC)
EXCLUDE | CA | MM Yolo Power | 54567 | 4 | LFG | IC | 0.6 | 0.6 | 0 | 0 |  |  | 0 | 0 |  | IPP Non-CHP | N | OP |  | Internal Combustion (PRMVR=IC)
EXCLUDE | CA | MM Yolo Power | 54567 | 5 | LFG | IC | 0.4 | 0.4 | 0 | 0 |  |  | 0 | 0 |  | IPP Non-CHP | N | OS |  | Internal Combustion (PRMVR=IC)
EXCLUDE | CA | MMA RC Power LP | 56574 | DERS1 | SUN | PV | 0.9 | 1 | 0 | 0 |  |  | 0 | 0 |  | IPP Non-CHP | N | OA |  | Non Combustion (NUC, WAT, WND, GEO, or SUN)
EXCLUDE | CA | Mobile GT | 6212 | 1 | DFO | GT | 13.3 | 15 | 0 | 0 |  |  | 0 | 0 |  | Electric Utility | N | RE | 2007 | Simple Cycle Turbine (PRMVR=GT or OT) unit under 25MW
EXCLUDE | CA | Mobile GT | 6212 | 2 | DFO | GT | 13.3 | 15 | 0 | 0 |  |  | 0 | 0 |  | Electric Utility | N | RE | 2010 | Simple Cycle Turbine (PRMVR=GT or OT) unit under 25MW
EXCLUDE | CA | Mobile GT | 6212 | 3 | DFO | GT | 13.3 | 15 | 0 | 0 |  |  | 0 | 0 |  | Electric Utility | N | RE | 2010 | Simple Cycle Turbine (PRMVR=GT or OT) unit under 25MW
EXCLUDE | CA | Moccasin | 381 | 1 | WAT | HY | 50 | 50 | 0 | 192372 |  |  | 192372 | 0 |  | Electric Utility | N | OP |  | Non Combustion (NUC, WAT, WND, GEO, or SUN)
EXCLUDE | CA | Moccasin | 381 | 2 | WAT | HY | 50 | 50 | 0 | 192372 |  |  | 192372 | 0 |  | Electric Utility | N | OP |  | Non Combustion (NUC, WAT, WND, GEO, or SUN)
EXCLUDE | CA | Moccasin Low Head Hydro Project | 751 | 1 | WAT | HY | 2.9 | 2.9 | 0 | 10858 |  |  | 10858 | 0 |  | Electric Utility | N | OP |  | Non Combustion (NUC, WAT, WND, GEO, or SUN)
EXCLUDE | CA | Mojave 16 | 50821 | GEN1 | WND | WT | 30 | 30 | 0 | 41300 |  |  | 41300 | 0 |  | IPP Non-CHP | N | OP |  | Non Combustion (NUC, WAT, WND, GEO, or SUN)
EXCLUDE | CA | Mojave 17 | 50822 | GEN1 | WND | WT | 25 | 25 | 0 | 36221 |  |  | 36221 | 0 |  | IPP Non-CHP | N | OP |  | Non Combustion (NUC, WAT, WND, GEO, or SUN)
EXCLUDE | CA | Mojave 18 | 50823 | GEN1 | WND | WT | 30 | 30 | 0 | 57755 |  |  | 57755 | 0 |  | IPP Non-CHP | N | OP |  | Non Combustion (NUC, WAT, WND, GEO, or SUN)
EXCLUDE | CA | Mojave 3 | 52143 | GEN1 | WND | WT | 23.5 | 23.5 | 0 | 65699 |  |  | 65699 | 0 |  | IPP Non-CHP | N | OP |  | Non Combustion (NUC, WAT, WND, GEO, or SUN)
EXCLUDE | CA | Mojave 4 | 52142 | GEN1 | WND | WT | 29 | 29 | 0 | 79664 |  |  | 79664 | 0 |  | IPP Non-CHP | N | OP |  | Non Combustion (NUC, WAT, WND, GEO, or SUN)
EXCLUDE | CA | Mojave 5 | 52144 | GEN1 | WND | WT | 22.5 | 22.5 | 0 | 65318 |  |  | 65318 | 0 |  | IPP Non-CHP | N | OP |  | Non Combustion (NUC, WAT, WND, GEO, or SUN)
NGCC | CA | Mojave Cogen | 10850 | GEN1 | NG | CC | 41.1 | 41 | 0 | 254980.5131 | 0.39808 | 1753981.3756 | 640527.4158 | 146202.1183 |  | IPP CHP | Y | OP
NGCC | CA | Mojave Cogen | 10850 | GEN2 | NG | CC | 16 | 15.3 | 0 | 99262.4869 | 0.39808 | 682815.1341 | 249353.7385 | 56915.6665 | 1 | IPP CHP | Y | OP
EXCLUDE | CA | Mojave Siphon | 7072 | 1 | WAT | HY | 10.9 | 10.8 | 0 | 28335.6667 |  |  | 28335.6667 | 0 |  | Electric Utility | N | OP |  | Non Combustion (NUC, WAT, WND, GEO, or SUN)
EXCLUDE | CA | Mojave Siphon | 7072 | 2 | WAT | HY | 10.9 | 10.8 | 0 | 28335.6667 |  |  | 28335.6667 | 0 |  | Electric Utility | N | OP |  | Non Combustion (NUC, WAT, WND, GEO, or SUN)
EXCLUDE | CA | Mojave Siphon | 7072 | 3 | WAT | HY | 10.9 | 10.8 | 0 | 28335.6667 |  |  | 28335.6667 | 0 |  | Electric Utility | N | OP |  | Non Combustion (NUC, WAT, WND, GEO, or SUN)
EXCLUDE | CA | Mojave Solar Project | 57331 | MSP1 | SUN | ST | 140 | 125 | 0 | 0 |  |  | 0 | 0 |  | IPP Non-CHP | N | L |  | Non Combustion (NUC, WAT, WND, GEO, or SUN)
EXCLUDE | CA | Mojave Solar Project | 57331 | MSP2 | SUN | ST | 140 | 125 | 0 | 0 |  |  | 0 | 0 |  | IPP Non-CHP | N | L |  | Non Combustion (NUC, WAT, WND, GEO, or SUN)
EXCLUDE | CA | Monterey Regional Water Cogen Facility | 54951 | EG1 | OBG | IC | 0.5 | 0.5 | 0 | 0 | 0.92456 | 0 | 0 | 0 |  | Commercial CHP | Y | OP |  | Internal Combustion (PRMVR=IC)
EXCLUDE | CA | Monterey Regional Water Cogen Facility | 54951 | EG2 | OBG | IC | 0.5 | 0.5 | 0 | 0 | 0.92456 | 0 | 0 | 0 |  | Commercial CHP | Y | OP |  | Internal Combustion (PRMVR=IC)
EXCLUDE | CA | Monterey Regional Water Cogen Facility | 54951 | EG3 | OBG | IC | 0.5 | 0.5 | 0 | 0 | 0.92456 | 0 | 0 | 0 |  | Commercial CHP | Y | OP |  | Internal Combustion (PRMVR=IC)
EXCLUDE | CA | Montezuma Wind II | 57701 | 1 | WND | WT | 78.2 | 78.2 | 0 | 0 |  |  | 0 | 0 |  | IPP Non-CHP | N | V |  | Non Combustion (NUC, WAT, WND, GEO, or SUN)
EXCLUDE | CA | Montgomery Creek Hydro | 55009 | GEN1 | WAT | HY | 2.6 | 2.6 | 0 | 11425 |  |  | 11425 | 0 |  | IPP Non-CHP | N | OP |  | Non Combustion (NUC, WAT, WND, GEO, or SUN)
EXCLUDE | CA | Monticello | 7646 | 1 | WAT | HY | 5 | 5 | 0 | 11670.4348 |  |  | 11670.4348 | 0 |  | Electric Utility | N | OP |  | Non Combustion (NUC, WAT, WND, GEO, or SUN)
EXCLUDE | CA | Monticello | 7646 | 2 | WAT | HY | 5 | 5 | 0 | 11670.4348 |  |  | 11670.4348 | 0 |  | Electric Utility | N | OP |  | Non Combustion (NUC, WAT, WND, GEO, or SUN)
EXCLUDE | CA | Monticello | 7646 | 3 | WAT | HY | 1.5 | 1.5 | 0 | 3501.1304 |  |  | 3501.1304 | 0 |  | Electric Utility | N | OP |  | Non Combustion (NUC, WAT, WND, GEO, or SUN)
EXCLUDE | CA | Mountain View I&2 | 55719 | GEN2 | WND | WT | 22.2 | 22.2 | 0 | 74732.3333 |  |  | 74732.3333 | 0 |  | IPP Non-CHP | N | OP |  | Non Combustion (NUC, WAT, WND, GEO, or SUN)
EXCLUDE | CA | Mountain View I&2 | 55719 | GENI | WND | WT | 44.4 | 44.4 | 0 | 149464.6667 |  |  | 149464.6667 | 0 |  | IPP Non-CHP | N | OP |  | Non Combustion (NUC, WAT, WND, GEO, or SUN)
EXCLUDE | CA | Mountain View III | 56112 | V47 | WND | WT | 22.4 | 22.4 | 0 | 73994 |  |  | 73994 | 0 |  | IPP Non-CHP | N | OP |  | Non Combustion (NUC, WAT, WND, GEO, or SUN)
EXCLUDE | CA | Mountain View IV | 57459 | 1 | WND | WT | 49 | 49 | 0 | 0 |  |  | 0 | 0 |  | IPP Non-CHP | N | V |  | Non Combustion (NUC, WAT, WND, GEO, or SUN)
EXCLUDE | CA | Mountainview Generating Station | 358 | 1 | NG | ST | 65.3 | 60 | 0 | 0 |  |  | 0 | 0 |  | Electric Utility | N | RE | 2002 | Retired in 2002
EXCLUDE | CA | Mountainview Generating Station | 358 | 2 | NG | ST | 65.3 | 60 | 0 | 0 |  |  | 0 | 0 |  | Electric Utility | N | RE | 2002 | Retired in 2002
NGCC | CA | Mountainview Generating Station | 358 | MV3A | NG | CC | 164.6 | 160 | 2113 | 735283.1867 |  |  | 735283.1867 | 314962.4905 |  | Electric Utility | N | OP
NGCC | CA | Mountainview Generating Station | 358 | MV3B | NG | CC | 164.6 | 160 | 2113 | 735283.1867 |  |  | 735283.1867 | 314962.4905 |  | Electric Utility | N | OP
NGCC | CA | Mountainview Generating Station | 358 | MV3C | NG | CC | 189.2 | 202 | 2113 | 845173.6265 |  |  | 845173.6265 | 362034.6489 |  | Electric Utility | N | OP
NGCC | CA | Mountainview Generating Station | 358 | MV4A | NG | CC | 164.6 | 160 | 2113 | 735283.1867 |  |  | 735283.1867 | 314962.4905 |  | Electric Utility | N | OP
NGCC | CA | Mountainview Generating Station | 358 | MV4B | NG | CC | 164.6 | 160 | 2113 | 735283.1867 |  |  | 735283.1867 | 314962.4905 |  | Electric Utility | N | OP
NGCC | CA | Mountainview Generating Station | 358 | MV4C | NG | CC | 189.2 | 202 | 2113 | 845173.6265 |  |  | 845173.6265 | 362034.6489 |  | Electric Utility | N | OP
EXCLUDE | CA | Mt Lassen Power | 54468 | GEN1 | WDS | ST | 11.4 | 10.5 | 0 | 32861 |  |  | 32861 | 69795.8488 |  | IPP Non-CHP | N | OP |  | Non Fossil fuel type
COALST | CA | Mt Poso Cogeneration | 54626 | TG01 | BIT | ST | 62 | 52 | 0 | 143900 | 0.68974 | 294480.842 | 208630.5485 | 202040.0662 |  | IPP CHP | Y | OP
EXCLUDE | CA | Muck Valley Hydroelectric | 10458 | GEN1 | WAT | HY | 29.9 | 29.9 | 0 | 104991 |  |  | 104991 | 0 |  | IPP Non-CHP | N | OP |  | Non Combustion (NUC, WAT, WND, GEO, or SUN)
EXCLUDE | CA | Municipal Cogen Plant | 50674 | GEN1 | NG | IC | 0.6 | 0.6 | 0 | 0 | 0.000133 | 0 | 0 | 0 |  | Commercial CHP | Y | OP |  | Internal Combustion (PRMVR=IC)
EXCLUDE | CA | Municipal Cogen Plant | 50674 | GEN2 | NG | IC | 0.6 | 0.6 | 0 | 0 | 0.000133 | 0 | 0 | 0 |  | Commercial CHP | Y | OP |  | Internal Combustion (PRMVR=IC)
EXCLUDE | CA | Murphys | 261 | 1 | WAT | HY | 4.5 | 3 | 0 | 17873 |  |  | 17873 | 0 |  | Electric Utility | N | OP |  | Non Combustion (NUC, WAT, WND, GEO, or SUN)
EXCLUDE | CA | MVHS PV System | 57825 | MVHS | SUN | PV | 0.7 | 0.7 | 0 | 0 |  |  | 0 | 0 |  | Commercial Non-CHP | N | OP |  | Non Combustion (NUC, WAT, WND, GEO, or SUN)
EXCLUDE | CA | Nacimiento Hydro Project | 50352 | 1 | WAT | HY | 3.9 | 3.7 | 0 | 16422.7143 |  |  | 16422.7143 | 0 |  | IPP Non-CHP | N | OP |  | Non Combustion (NUC, WAT, WND, GEO, or SUN)
EXCLUDE | CA | Nacimiento Hydro Project | 50352 | 2 | WAT | HY | 0.3 | 0.3 | 0 | 1263.2857 |  |  | 1263.2857 | 0 |  | IPP Non-CHP | N | OP |  | Non Combustion (NUC, WAT, WND, GEO, or SUN)
EXCLUDE | CA | Narrows | 262 | 1 | WAT | HY | 10.2 | 10.8 | 0 | 71594 |  |  | 71594 | 0 |  | Electric Utility | N | OP |  | Non Combustion (NUC, WAT, WND, GEO, or SUN)
EXCLUDE | CA | Narrows 2 | 455 | 1 | WAT | HY | 46.7 | 46.7 | 0 | 294424 |  |  | 294424 | 0 |  | Electric Utility | N | OP |  | Non Combustion (NUC, WAT, WND, GEO, or SUN)
EXCLUDE | CA | Naval Air Weapons Station China Lake | 57764 | 1 | SUN | PV | 11.1 | 11.1 | 0 | 0 |  |  | 0 | 0 |  | Commercial Non-CHP | N | P |  | Non Combustion (NUC, WAT, WND, GEO, or SUN)
EXCLUDE | CA | Naval Hospital Medical Center | 50963 | 1TG | NG | GT | 0.8 | 0.7 | 0 | 0 | 0.62109 | 0 | 0 | 0 |  | Commercial CHP | Y | RE | 2003 | Simple Cycle Turbine (PRMVR=GT or OT) unit under 25MW
EXCLUDE | CA | Naval Hospital Medical Center | 50963 | 2TG | NG | GT | 0.8 | 0.7 | 0 | 0 | 0.62109 | 0 | 0 | 0 |  | Commercial CHP | Y | RE | 2003 | Simple Cycle Turbine (PRMVR=GT or OT) unit under 25MW
EXCLUDE | CA | Naval Hospital Medical Center | 50963 | 3TG | NG | GT | 0.8 | 0.7 | 0 | 0 | 0.62109 | 0 | 0 | 0 |  | Commercial CHP | Y | RE | 2003 | Simple Cycle Turbine (PRMVR=GT or OT) unit under 25MW
EXCLUDE | CA | Naval Hospital Medical Center | 50963 | 4TG | NG | GT | 5.3 | 4.4 | 0 | 33249.44 | 0.62109 | 92279.7146 | 53533.668 | 27060.4821 |  | Commercial CHP | Y | OP |  | Simple Cycle Turbine (PRMVR=GT or OT) unit under 25MW
EXCLUDE | CA | Naval Station | 306 | NSGT | NG | GT | 26 | 20 | 0 | 0 |  |  | 0 | 0 |  | IPP Non-CHP | N | RE | 2002 | Retired in 2002
NGCC | CA | Naval Station Energy Facility | 10811 | GEN1 | NG | CC | 38.3 | 36.7 | 0 | 213633.0834 | 0.73218 | 355492.4145 | 291774.7337 | 133277.6099 |  | IPP CHP | Y | OP
NGCC | CA | Naval Station Energy Facility | 10811 | GEN2 | NG | CC | 11.6 | 9.8 | 0 | 64703.4926 | 0.73218 | 107668.7208 | 88370.4154 | 40366.0646 | 1 | IPP CHP | Y | OP
NGCC | CA | Naval Station Energy Facility | 10811 | GEN3 | NG | CC | 5.2 | 4.8 | 0 | 29005.0139 | 0.73218 | 48265.2887 | 39614.3242 | 18095.1324 | 1 | IPP CHP | Y | OP
EXCLUDE | CA | Naval Training Center | 6707 | NTCG | NG | GT | 16 | 13 | 0 | 0 |  |  | 0 | 0 |  | IPP Non-CHP | N | RE | 2002 | Simple Cycle Turbine (PRMVR=GT or OT) unit under 25MW
EXCLUDE | CA | Nelson Creek | 50223 | 1296 | WAT | HY | 1.2 | 1 | 0 | 4014 |  |  | 4014 | 0 |  | IPP Non-CHP | N | OP |  | Non Combustion (NUC, WAT, WND, GEO, or SUN)
EXCLUDE | CA | New Hogan Power Plant | 50755 | GEN1 | WAT | HY | 1.9 | 1.9 | 0 | 9282.1786 |  |  | 9282.1786 | 0 |  | Electric Utility | N | OP |  | Non Combustion (NUC, WAT, WND, GEO, or SUN)
EXCLUDE | CA | New Hogan Power Plant | 50755 | GEN2 | WAT | HY | 0.9 | 0.9 | 0 | 4396.8214 |  |  | 4396.8214 | 0 |  | Electric Utility | N | OP |  | Non Combustion (NUC, WAT, WND, GEO, or SUN)
EXCLUDE | CA | New Melones | 6158 | 1 | WAT | HY | 150 | 191 | 0 | 352713 |  |  | 352713 | 0 |  | Electric Utility | N | OP |  | Non Combustion (NUC, WAT, WND, GEO, or SUN)
EXCLUDE | CA | New Melones | 6158 | 2 | WAT | HY | 150 | 191 | 0 | 352713 |  |  | 352713 | 0 |  | Electric Utility | N | OP |  | Non Combustion (NUC, WAT, WND, GEO, or SUN)
EXCLUDE | CA | Newcastle | 632 | 1 | WAT | HY | 12.7 | 14.1 | 0 | 19398 |  |  | 19398 | 0 |  | Electric Utility | N | OP |  | Non Combustion (NUC, WAT, WND, GEO, or SUN)
EXCLUDE | CA | Nichols Road Power Plant | 10371 | GEN1 | PC | ST | 20.5 | 17.8 | 0 | 147528 |  |  | 147528 | 200480.1275 |  | IPP Non-CHP | N | OP | 2012 | Steam unit (PRMVR=ST) under 25MW/250 MMBtu/hr
SSTLOGN | CA | Niland Gas Turbine Plant | 56569 | 1 | NG | GT | 60.5 | 47.5 | 460 | 19284.5 |  |  | 19284.5 | 12590.242 |  | Electric Utility | N | OP
SSTLOGN | CA | Niland Gas Turbine Plant | 56569 | 2 | NG | GT | 60.5 | 47.5 | 460 | 19284.5 |  |  | 19284.5 | 10789.778 |  | Electric Utility | N | OP
EXCLUDE | CA | Nimbus | 444 | 1 | WAT | HY | 6.7 | 8.3 | 0 | 40500 |  |  | 40500 | 0 |  | Electric Utility | N | OP |  | Non Combustion (NUC, WAT, WND, GEO, or SUN)
EXCLUDE | CA | Nimbus | 444 | 2 | WAT | HY | 6.7 | 8.3 | 0 | 40500 |  |  | 40500 | 0 |  | Electric Utility | N | OP |  | Non Combustion (NUC, WAT, WND, GEO, or SUN)
EXCLUDE | CA | North Brawley Geothermal Plant | 56832 | GE1 | GEO | BT | 16 | 16 | 0 | 45781.5 |  |  | 45781.5 | 0 |  | IPP Non-CHP | N | OP |  | Non Combustion (NUC, WAT, WND, GEO, or SUN)
EXCLUDE | CA | North Brawley Geothermal Plant | 56832 | GE2 | GEO | BT | 16 | 16 | 0 | 45781.5 |  |  | 45781.5 | 0 |  | IPP Non-CHP | N | OP |  | Non Combustion (NUC, WAT, WND, GEO, or SUN)
EXCLUDE | CA | North Brawley Geothermal Plant | 56832 | GE3 | GEO | BT | 16 | 16 | 0 | 45781.5 |  |  | 45781.5 | 0 |  | IPP Non-CHP | N | OP |  | Non Combustion (NUC, WAT, WND, GEO, or SUN)
EXCLUDE | CA | North Brawley Geothermal Plant | 56832 | GE4 | GEO | BT | 16 | 16 | 0 | 45781.5 |  |  | 45781.5 | 0 |  | IPP Non-CHP | N | OP |  | Non Combustion (NUC, WAT, WND, GEO, or SUN)
EXCLUDE | CA | North Hollywood | 57854 | 1PT1 | WAT | PS | 1.8 | 1.8 | 0 | 2367.3333 |  |  | 2367.3333 | 0 |  | Electric Utility | N | OP |  | Non Combustion (NUC, WAT, WND, GEO, or SUN)
EXCLUDE | CA | North Hollywood | 57854 | 1PT2 | WAT | PS | 1.8 | 1.8 | 0 | 2367.3333 |  |  | 2367.3333 | 0 |  | Electric Utility | N | OP |  | Non Combustion (NUC, WAT, WND, GEO, or SUN)
EXCLUDE | CA | North Hollywood | 57854 | 1PT3 | WAT | PS | 1.8 | 1.8 | 0 | 2367.3333 |  |  | 2367.3333 | 0 |  | Electric Utility | N | OP |  | Non Combustion (NUC, WAT, WND, GEO, or SUN)
EXCLUDE | CA | North Hollywood | 57854 | 2T1 | WAT | HY | 1.2 | 1.2 | 0 | 0 |  |  | 0 | 0 |  | Electric Utility | N | OP |  | Non Combustion (NUC, WAT, WND, GEO, or SUN)
EXCLUDE | CA | North Hollywood | 57854 | 2T2 | WAT | HY | 1.2 | 1.2 | 0 | 0 |  |  | 0 | 0 |  | Electric Utility | N | OP |  | Non Combustion (NUC, WAT, WND, GEO, or SUN)
EXCLUDE | CA | North Hollywood | 57854 | 2T3 | WAT | HY | 0.5 | 0.5 | 0 | 0 |  |  | 0 | 0 |  | Electric Utility | N | OP |  | Non Combustion (NUC, WAT, WND, GEO, or SUN)
EXCLUDE | CA | North Hollywood | 57854 | 3T1 | WAT | HY | 0.5 | 0.5 | 0 | 0 |  |  | 0 | 0 |  | Electric Utility | N | OP |  | Non Combustion (NUC, WAT, WND, GEO, or SUN)
EXCLUDE | CA | North Hollywood | 57854 | 3T2 | WAT | HY | 0.2 | 0.2 | 0 | 0 |  |  | 0 | 0 |  | Electric Utility | N | OP |  | Non Combustion (NUC, WAT, WND, GEO, or SUN)
EXCLUDE | CA | North Island | 307 | NIG1 | DFO | GT | 19 | 17 | 0 | 0 |  |  | 0 | 0 |  | IPP Non-CHP | N | RE | 2002 | Simple Cycle Turbine (PRMVR=GT or OT) unit under 25MW
EXCLUDE | CA | North Island | 307 | NIG2 | NG | GT | 18 | 17 | 0 | 0 |  |  | 0 | 0 |  | IPP Non-CHP | N | RE | 2002 | Simple Cycle Turbine (PRMVR=GT or OT) unit under 25MW
NGCC | CA | North Island Energy Facility | 10812 | GEN1 | NG | CC | 36.3 | 38 | 456.6 | 277373.4342 | 0.69685 | 548960.5933 | 398041.7944 | 159225.3373 |  | IPP CHP | Y | OP
NGCC | CA | North Island Energy Facility | 10812 | GEN2 | NG | CC | 4 | 3.5 | 456.6 | 30564.5658 | 0.69685 | 60491.5254 | 43861.3548 | 17545.4917 | 1 | IPP CHP | Y | OP
EXCLUDE | CA | North Midway Cogen | 52078 | GEN7 | NG | GT | 3.5 | 3 | 0 | 10005.3333 | 0 |  |  | 9578.8069 |  | Industrial CHP | Y | OP |  | Simple Cycle Turbine (PRMVR=GT or OT) unit under 25MW
EXCLUDE | CA | North Midway Cogen | 52078 | GEN8 | NG | GT | 3.5 | 3 | 0 | 10005.3333 | 0 |  |  | 9578.8069 |  | Industrial CHP | Y | OP |  | Simple Cycle Turbine (PRMVR=GT or OT) unit under 25MW
EXCLUDE | CA | North Midway Cogen | 52078 | GEN9 | NG | GT | 3.5 | 3 | 0 | 10005.3333 | 0 |  |  | 9578.8069 |  | Industrial CHP | Y | OS |  | Simple Cycle Turbine (PRMVR=GT or OT) unit under 25MW
EXCLUDE | CA | North Palm Springs 1A | 57743 | 1 | SUN | PV | 2.5 | 2.4 | 0 | 0 |  |  | 0 | 0 |  | IPP Non-CHP | N | V |  | Non Combustion (NUC, WAT, WND, GEO, or SUN)
EXCLUDE | CA | North Palm Springs 4A | 57722 | 1 | SUN | PV | 4 | 4 | 0 | 0 |  |  | 0 | 0 |  | IPP Non-CHP | N | L |  | Non Combustion (NUC, WAT, WND, GEO, or SUN)
EXCLUDE | CA | Northwind Energy | 10738 | GEN1 | WND | WT | 13 | 12.1 | 0 | 12755 |  |  | 12755 | 0 |  | IPP Non-CHP | N | OP |  | Non Combustion (NUC, WAT, WND, GEO, or SUN)
EXCLUDE | CA | Nove Power Plant | 50831 | GEN1 | LFG | IC | 1 | 1 | 0 | 0 |  |  | 0 | 0 |  | IPP Non-CHP | N | OP |  | Internal Combustion (PRMVR=IC)
EXCLUDE | CA | Nove Power Plant | 50831 | GEN2 | LFG | IC | 1 | 1 | 0 | 0 |  |  | 0 | 0 |  | IPP Non-CHP | N | OP |  | Internal Combustion (PRMVR=IC)
EXCLUDE | CA | Nove Power Plant | 50831 | GEN3 | LFG | IC | 1 | 1 | 0 | 0 |  |  | 0 | 0 |  | IPP Non-CHP | N | OP |  | Internal Combustion (PRMVR=IC)
EXCLUDE | CA | NRG Energy San Diego | 54337 | 1 | NG | IC | 0.8 | 0.8 | 0 | 0 |  |  |  | 0 |  | IPP CHP | Y | OP |  | Internal Combustion (PRMVR=IC)
EXCLUDE | CA | NRG Energy San Diego | 54337 | 2 | NG | IC | 0.8 | 0.8 | 0 | 0 |  |  |  | 0 |  | IPP CHP | Y | OP |  | Internal Combustion (PRMVR=IC)
EXCLUDE | CA | NRG Solar Blythe LLC | 56939 | 1 | SUN | PV | 21 | 21 | 0 | 51275 |  |  | 51275 | 0 |  | IPP Non-CHP | N | OP |  | Non Combustion (NUC, WAT, WND, GEO, or SUN)
EXCLUDE | CA | NRG Solar Borrego I | 57455 | SB1 | SUN | PV | 26 | 26 | 0 | 0 |  |  | 0 | 0 |  | IPP Non-CHP | N | L |  | Non Combustion (NUC, WAT, WND, GEO, or SUN)
EXCLUDE | CA | NRG Solar Desert Center | 57454 | SDC1 | SUN | PV | 49.5 | 49.5 | 0 | 0 |  |  | 0 | 0 |  | IPP Non-CHP | N | L |  | Non Combustion (NUC, WAT, WND, GEO, or SUN)
EXCLUDE | CA | NTC/MCRD Energy Facility | 10810 | GEN1 | NG | CC | 23 | 21.6 | 0 | 132229.3359 | 0.74446 | 206489.3534 | 177618.2618 | 82357.2727 |  | IPP CHP | Y | OP |  | Combined Cycle (PRMVR=CC) unit under 25MW
EXCLUDE | CA | NTC/MCRD Energy Facility | 10810 | GEN2 | NG | CC | 2.6 | 2.2 | 0 | 14947.6641 | 0.74446 | 23342.2747 | 20078.5861 | 9309.9526 |  | IPP CHP | Y | OP |  | Combined Cycle (PRMVR=CC) unit under 25MW
EXCLUDE | CA | Oak Creek Energy Systems I | 50754 | GEN1 | WND | WT | 3.5 | 3.5 | 0 | 6935.1739 |  |  | 6935.1739 | 0 |  | IPP Non-CHP | N | OP |  | Non Combustion (NUC, WAT, WND, GEO, or SUN)
EXCLUDE | CA | Oak Creek Energy Systems I | 50754 | GEN2 | WND | WT | 4.2 | 4.2 | 0 | 8322.2087 |  |  | 8322.2087 | 0 |  | IPP Non-CHP | N | OP |  | Non Combustion (NUC, WAT, WND, GEO, or SUN)
EXCLUDE | CA | Oak Creek Energy Systems I | 50754 | GEN3 | WND | WT | 23.1 | 23.1 | 0 | 45772.1478 |  |  | 45772.1478 | 0 |  | IPP Non-CHP | N | OP |  | Non Combustion (NUC, WAT, WND, GEO, or SUN)
EXCLUDE | CA | Oak Creek Energy Systems I | 50754 | GEN4 | WND | WT | 3.7 | 3.7 | 0 | 7331.4696 |  |  | 7331.4696 | 0 |  | IPP Non-CHP | N | OP |  | Non Combustion (NUC, WAT, WND, GEO, or SUN)
EXCLUDE | CA | Oak Flat | 626 | 1 | WAT | HY | 1.4 | 1.3 | 0 | 6682 |  |  | 6682 | 0 |  | Electric Utility | N | OP |  | Non Combustion (NUC, WAT, WND, GEO, or SUN)
EXCLUDE | CA | Oakley Generating Station | 57552 | CT1 | NG | CC | 222.3 | 197.3 | 0 | 0 |  |  | 0 | 0 |  | IPP Non-CHP | N | L |  | Status of operation (IP,L,P,T,or U)
EXCLUDE | CA | Oakley Generating Station | 57552 | CT2 | NG | CC | 222.3 | 197.3 | 0 | 0 |  |  | 0 | 0 |  | IPP Non-CHP | N | L |  | Status of operation (IP,L,P,T,or U)
EXCLUDE | CA | Oakley Generating Station | 57552 | ST | NG | CC | 227.7 | 191.3 | 0 | 0 |  |  | 0 | 0 |  | IPP Non-CHP | N | L |  | Status of operation (IP,L,P,T,or U)
EXCLUDE | CA | Oasis Wind | 56302 | 1 | WND | WT | 60 | 60 | 0 | 114848 |  |  | 114848 | 0 |  | IPP Non-CHP | N | OP |  | Non Combustion (NUC, WAT, WND, GEO, or SUN)
EXCLUDE | CA | Occidental College Solar Project | 57311 | 1 | SUN | PV | 0.9 | 0.9 | 0 | 0 |  |  | 0 | 0 |  | Commercial Non-CHP | N | P |  | Non Combustion (NUC, WAT, WND, GEO, or SUN)
EXCLUDE | CA | Ocotillo Express LLC | 57514 | WTG | WND | WT | 315 | 315 | 0 | 0 |  |  | 0 | 0 |  | IPP Non-CHP | N | L |  | Non Combustion (NUC, WAT, WND, GEO, or SUN)
SST | CA | Oildale Energy LLC | 54371 | ODC1 | NG | GT | 42.2 | 39 | 0 | 338897 | 0.8419 | 289534.2165 | 402540.2187 | 191019.1867 |  | IPP CHP | Y | OP
EXCLUDE | CA | Olinda Landfill Gas Recovery Plant | 10648 | GEN1 | LFG | IC | 1.8 | 1.7 | 0 | 0 |  |  | 0 | 0 |  | IPP Non-CHP | N | OP |  | Internal Combustion (PRMVR=IC)
EXCLUDE | CA | Olinda Landfill Gas Recovery Plant | 10648 | GEN2 | LFG | IC | 1.8 | 1.7 | 0 | 0 |  |  | 0 | 0 |  | IPP Non-CHP | N | OP |  | Internal Combustion (PRMVR=IC)
EXCLUDE | CA | Olinda Landfill Gas Recovery Plant | 10648 | GEN3 | LFG | IC | 1.8 | 1.7 | 0 | 0 |  |  | 0 | 0 |  | IPP Non-CHP | N | OP |  | Internal Combustion (PRMVR=IC)
OGST | CA | Olive | 6013 | O1 | NG | ST | 50 | 44 | 552 | 4603 |  |  | 4603 | 3749.9 |  | Electric Utility | N | SB
OGST | CA | Olive | 6013 | O2 | NG | ST | 59.7 | 55 | 605 | 2595 |  |  | 2595 | 2054.069 |  | Electric Utility | N | SB
EXCLUDE | CA | Olive | 6013 | O3 | NG | GT | 24.4 | 23.5 | 0 | 0 |  |  | 0 | 0 |  | Electric Utility | N | RE | 2003 | Simple Cycle Turbine (PRMVR=GT or OT) unit under 25MW
EXCLUDE | CA | Olive | 6013 | O4 | NG | GT | 37.8 | 32 | 0 | 0 |  |  | 0 | 0 |  | Electric Utility | N | RE | 2003 | Retired in 2003
EXCLUDE | CA | Olive View Medical Center | 10884 | CTC1 | NG | CC | 2.8 | 2.7 | 0 | 1777.5 | 0.25593 | 23509.7324 | 6945.2313 | 7416.1569 |  | Commercial CHP | Y | OP |  | Combined Cycle (PRMVR=CC) unit under 25MW
EXCLUDE | CA | Olive View Medical Center | 10884 | CTC2 | NG | CC | 2.8 | 2.7 | 0 | 1777.5 | 0.25593 | 23509.7324 | 6945.2313 | 7416.1569 |  | Commercial CHP | Y | OP |  | Combined Cycle (PRMVR=CC) unit under 25MW
EXCLUDE | CA | OLS Energy Camarillo | 50851 | GEN1 | NG | CC | 23.5 | 21.5 | 0 | 169111.5916 | 0.88588 | 99110.779 | 190897.3725 | 88239.6525 |  | IPP CHP | Y | OP |  | Combined Cycle (PRMVR=CC) unit under 25MW
EXCLUDE | CA | OLS Energy Camarillo | 50851 | GEN2 | NG | CC | 7.6 | 6.8 | 0 | 54691.4084 | 0.88588 | 32052.8477 | 61737.0226 | 28537.0791 |  | IPP CHP | Y | OP |  | Combined Cycle (PRMVR=CC) unit under 25MW
EXCLUDE | CA | OLS Energy Chino | 50850 | GEN1 | NG | CC | 23.5 | 22.5 | 0 | 175083.3929 | 0.78727 | 215230.0652 | 222393.6358 | 91162.7123 |  | IPP CHP | Y | OP |  | Combined Cycle (PRMVR=CC) unit under 25MW
NGCC | CA | OLS Energy Chino | 50850 | GEN2 | NG | CC | 7.3 | 6.5 | 0 | 54387.6071 | 0.78727 | 66858.7011 | 69083.9805 | 28318.6298 | 1 | IPP CHP | Y | OP
EXCLUDE | CA | Olsen | 50180 | GEN1 | WAT | HY | 5 | 4.8 | 0 | 16017 |  |  | 16017 | 0 |  | IPP Non-CHP | N | OP |  | Non Combustion (NUC, WAT, WND, GEO, or SUN)
EXCLUDE | CA | ONeill | 446 | 1 | WAT | PS | 4.2 | 2.4 | 0 | -1446.1667 |  |  | -1446.1667 | 0 |  | Electric Utility | N | OP |  | Non Combustion (NUC, WAT, WND, GEO, or SUN)
EXCLUDE | CA | ONeill | 446 | 2 | WAT | PS | 4.2 | 2.4 | 0 | -1446.1667 |  |  | -1446.1667 | 0 |  | Electric Utility | N | OP |  | Non Combustion (NUC, WAT, WND, GEO, or SUN)
EXCLUDE | CA | ONeill | 446 | 3 | WAT | PS | 4.2 | 2.4 | 0 | -1446.1667 |  |  | -1446.1667 | 0 |  | Electric Utility | N | OP |  | Non Combustion (NUC, WAT, WND, GEO, or SUN)
EXCLUDE | CA | ONeill | 446 | 4 | WAT | PS | 4.2 | 2.4 | 0 | -1446.1667 |  |  | -1446.1667 | 0 |  | Electric Utility | N | OP |  | Non Combustion (NUC, WAT, WND, GEO, or SUN)
EXCLUDE | CA | ONeill | 446 | 5 | WAT | PS | 4.2 | 2.4 | 0 | -1446.1667 |  |  | -1446.1667 | 0 |  | Electric Utility | N | OP |  | Non Combustion (NUC, WAT, WND, GEO, or SUN)
EXCLUDE | CA | ONeill | 446 | 6 | WAT | PS | 4.2 | 2.4 | 0 | -1446.1667 |  |  | -1446.1667 | 0 |  | Electric Utility | N | OP |  | Non Combustion (NUC, WAT, WND, GEO, or SUN)
SSTLOGN | CA | Orange Grove Peaking Facility | 56914 | CTG1 | NG | GT | 59 | 49.6 | 530 | 19487.5 |  |  | 19487.5 | 12409.575 |  | Electric Utility/IPP Non-CHP | N | OP
SSTLOGN | CA | Orange Grove Peaking Facility | 56914 | CTG2 | NG | GT | 59 | 49.6 | 530 | 19487.5 |  |  | 19487.5 | 12812.314 |  | Electric Utility/IPP Non-CHP | N | OP
EXCLUDE | CA | Ormesa I | 50766 | OE1 | GEO | ST | 1.2 | 0.7 | 0 | 3637.5769 | 0 |  |  | 0 |  | IPP Non-CHP | Y | OP |  | Non Combustion (NUC, WAT, WND, GEO, or SUN)
EXCLUDE | CA | Ormesa I | 50766 | OE10 | GEO | ST | 1.2 | 0.7 | 0 | 3637.5769 | 0 |  |  | 0 |  | IPP Non-CHP | Y | OP |  | Non Combustion (NUC, WAT, WND, GEO, or SUN)
EXCLUDE | CA | Ormesa I | 50766 | OE11 | GEO | ST | 1.2 | 0.7 | 0 | 3637.5769 | 0 |  |  | 0 |  | IPP Non-CHP | Y | OP |  | Non Combustion (NUC, WAT, WND, GEO, or SUN)
EXCLUDE | CA | Ormesa I | 50766 | OE12 | GEO | ST | 1.2 | 0.7 | 0 | 3637.5769 | 0 |  |  | 0 |  | IPP Non-CHP | Y | OP |  | Non Combustion (NUC, WAT, WND, GEO, or SUN)
EXCLUDE | CA | Ormesa I | 50766 | OE13 | GEO | ST | 1.2 | 0.7 | 0 | 3637.5769 | 0 |  |  | 0 |  | IPP Non-CHP | Y | OP |  | Non Combustion (NUC, WAT, WND, GEO, or SUN)
EXCLUDE | CA | Ormesa I | 50766 | OE14 | GEO | ST | 1.2 | 0.7 | 0 | 3637.5769 | 0 |  |  | 0 |  | IPP Non-CHP | Y | OP |  | Non Combustion (NUC, WAT, WND, GEO, or SUN)
EXCLUDE | CA | Ormesa I | 50766 | OE15 | GEO | ST | 1.2 | 0.7 | 0 | 3637.5769 | 0 |  |  | 0 |  | IPP Non-CHP | Y | OP |  | Non Combustion (NUC, WAT, WND, GEO, or SUN)
EXCLUDE | CA | Ormesa I | 50766 | OE16 | GEO | ST | 1.2 | 0.7 | 0 | 3637.5769 | 0 |  |  | 0 |  | IPP Non-CHP | Y | OP |  | Non Combustion (NUC, WAT, WND, GEO, or SUN)
EXCLUDE | CA | Ormesa I | 50766 | OE2 | GEO | ST | 1.2 | 0.7 | 0 | 3637.5769 | 0 |  |  | 0 |  | IPP Non-CHP | Y | OP |  | Non Combustion (NUC, WAT, WND, GEO, or SUN)
EXCLUDE | CA | Ormesa I | 50766 | OE21 | GEO | ST | 1.2 | 0.9 | 0 | 3637.5769 | 0 |  |  | 0 |  | IPP Non-CHP | Y | OP |  | Non Combustion (NUC, WAT, WND, GEO, or SUN)
EXCLUDE | CA | Ormesa I | 50766 | OE22 | GEO | ST | 1.2 | 0.9 | 0 | 3637.5769 | 0 |  |  | 0 |  | IPP Non-CHP | Y | OP |  | Non Combustion (NUC, WAT, WND, GEO, or SUN)
EXCLUDE | CA | Ormesa I | 50766 | OE23 | GEO | ST | 1.2 | 0.9 | 0 | 3637.5769 | 0 |  |  | 0 |  | IPP Non-CHP | Y | OP |  | Non Combustion (NUC, WAT, WND, GEO, or SUN)
EXCLUDE | CA | Ormesa I | 50766 | OE24 | GEO | ST | 1.2 | 0.9 | 0 | 3637.5769 | 0 |  |  | 0 |  | IPP Non-CHP | Y | OP |  | Non Combustion (NUC, WAT, WND, GEO, or SUN)
EXCLUDE | CA | Ormesa I | 50766 | OE25 | GEO | ST | 1.2 | 0.9 | 0 | 3637.5769 | 0 |  |  | 0 |  | IPP Non-CHP | Y | OP |  | Non Combustion (NUC, WAT, WND, GEO, or SUN)
EXCLUDE | CA | Ormesa I | 50766 | OE26 | GEO | ST | 1.2 | 0.9 | 0 | 3637.5769 | 0 |  |  | 0 |  | IPP Non-CHP | Y | OP |  | Non Combustion (NUC, WAT, WND, GEO, or SUN)
EXCLUDE | CA | Ormesa I | 50766 | OE27 | GEO | ST | 1.2 | 0.9 | 0 | 3637.5769 | 0 |  |  | 0 |  | IPP Non-CHP | Y | OP |  | Non Combustion (NUC, WAT, WND, GEO, or SUN)
EXCLUDE | CA | Ormesa I | 50766 | OE28 | GEO | ST | 1.2 | 0.9 | 0 | 3637.5769 | 0 |  |  | 0 |  | IPP Non-CHP | Y | OP |  | Non Combustion (NUC, WAT, WND, GEO, or SUN)
EXCLUDE | CA | Ormesa I | 50766 | OE3 | GEO | ST | 1.2 | 0.9 | 0 | 3637.5769 | 0 |  |  | 0 |  | IPP Non-CHP | Y | OP |  | Non Combustion (NUC, WAT, WND, GEO, or SUN)
EXCLUDE | CA | Ormesa I | 50766 | OE31 | GEO | ST | 1.2 | 0.9 | 0 | 3637.5769 | 0 |  |  | 0 |  | IPP Non-CHP | Y | OP |  | Non Combustion (NUC, WAT, WND, GEO, or SUN)
EXCLUDE | CA | Ormesa I | 50766 | OE32 | GEO | ST | 1.2 | 0.9 | 0 | 3637.5769 | 0 |  |  | 0 |  | IPP Non-CHP | Y | OP |  | Non Combustion (NUC, WAT, WND, GEO, or SUN)
EXCLUDE | CA | Ormesa I | 50766 | OE4 | GEO | ST | 1.2 | 0.7 | 0 | 3637.5769 | 0 |  |  | 0 |  | IPP Non-CHP | Y | OP |  | Non Combustion (NUC, WAT, WND, GEO, or SUN)
EXCLUDE | CA | Ormesa I | 50766 | OE5 | GEO | ST | 1.2 | 1.1 | 0 | 3637.5769 | 0 |  |  | 0 |  | IPP Non-CHP | Y | OP |  | Non Combustion (NUC, WAT, WND, GEO, or SUN)
EXCLUDE | CA | Ormesa I | 50766 | OE6 | GEO | ST | 1.2 | 1.1 | 0 | 3637.5769 | 0 |  |  | 0 |  | IPP Non-CHP | Y | OP |  | Non Combustion (NUC, WAT, WND, GEO, or SUN)
EXCLUDE | CA | Ormesa I | 50766 | OE7 | GEO | ST | 1.2 | 0.7 | 0 | 3637.5769 | 0 |  |  | 0 |  | IPP Non-CHP | Y | OP |  | Non Combustion (NUC, WAT, WND, GEO, or SUN)
EXCLUDE | CA | Ormesa I | 50766 | OE8 | GEO | ST | 1.2 | 0.7 | 0 | 3637.5769 | 0 |  |  | 0 |  | IPP Non-CHP | Y | OP |  | Non Combustion (NUC, WAT, WND, GEO, or SUN)
EXCLUDE | CA | Ormesa I | 50766 | OE9 | GEO | ST | 1.2 | 0.7 | 0 | 3637.5769 | 0 |  |  | 0 |  | IPP Non-CHP | Y | OP |  | Non Combustion (NUC, WAT, WND, GEO, or SUN)
EXCLUDE | CA | Ormesa IE | 50764 | OE10 | GEO | ST | 1.2 | 0.6 | 0 | 0 |  |  | 0 | 0 |  | IPP Non-CHP | N | OP |  | Non Combustion (NUC, WAT, WND, GEO, or SUN)
EXCLUDE | CA | Ormesa IE | 50764 | OE11 | GEO | ST | 1.2 | 1 | 0 | 0 |  |  | 0 | 0 |  | IPP Non-CHP | N | OP |  | Non Combustion (NUC, WAT, WND, GEO, or SUN)
EXCLUDE | CA | Ormesa IE | 50764 | OE12 | GEO | ST | 1.2 | 0.6 | 0 | 0 |  |  | 0 | 0 |  | IPP Non-CHP | N | OP |  | Non Combustion (NUC, WAT, WND, GEO, or SUN)
EXCLUDE | CA | Ormesa IE | 50764 | OEC1 | GEO | ST | 1.2 | 1 | 0 | 0 |  |  | 0 | 0 |  | IPP Non-CHP | N | OP |  | Non Combustion (NUC, WAT, WND, GEO, or SUN)
EXCLUDE | CA | Ormesa IE | 50764 | OEC2 | GEO | ST | 1.2 | 0.6 | 0 | 0 |  |  | 0 | 0 |  | IPP Non-CHP | N | OP |  | Non Combustion (NUC, WAT, WND, GEO, or SUN)
EXCLUDE | CA | Ormesa IE | 50764 | OEC3 | GEO | ST | 1.2 | 1 | 0 | 0 |  |  | 0 | 0 |  | IPP Non-CHP | N | OP |  | Non Combustion (NUC, WAT, WND, GEO, or SUN)
EXCLUDE | CA | Ormesa IE | 50764 | OEC4 | GEO | ST | 1.2 | 0.6 | 0 | 0 |  |  | 0 | 0 |  | IPP Non-CHP | N | OP |  | Non Combustion (NUC, WAT, WND, GEO, or SUN)
EXCLUDE | CA | Ormesa IE | 50764 | OEC5 | GEO | ST | 1.2 | 1 | 0 | 0 |  |  | 0 | 0 |  | IPP Non-CHP | N | OP |  | Non Combustion (NUC, WAT, WND, GEO, or SUN)
EXCLUDE | CA | Ormesa IE | 50764 | OEC6 | GEO | ST | 1.2 | 0.6 | 0 | 0 |  |  | 0 | 0 |  | IPP Non-CHP | N | OP |  | Non Combustion (NUC, WAT, WND, GEO, or SUN)
EXCLUDE | CA | Ormesa IE | 50764 | OEC7 | GEO | ST | 1.2 | 1 | 0 | 0 |  |  | 0 | 0 |  | IPP Non-CHP | N | OP |  | Non Combustion (NUC, WAT, WND, GEO, or SUN)
EXCLUDE | CA | Ormesa IE | 50764 | OEC8 | GEO | ST | 1.2 | 0.6 | 0 | 0 |  |  | 0 | 0 |  | IPP Non-CHP | N | OP |  | Non Combustion (NUC, WAT, WND, GEO, or SUN)
EXCLUDE | CA | Ormesa IE | 50764 | OEC9 | GEO | ST | 1.2 | 1 | 0 | 0 |  |  | 0 | 0 |  | IPP Non-CHP | N | OP |  | Non Combustion (NUC, WAT, WND, GEO, or SUN)
EXCLUDE | CA | Ormesa IH | 50762 | OE11 | GEO | ST | 1.2 | 1 | 0 | 3349.5833 |  |  | 3349.5833 | 0 |  | IPP Non-CHP | N | OP |  | Non Combustion (NUC, WAT, WND, GEO, or SUN)
EXCLUDE | CA | Ormesa IH | 50762 | OE12 | GEO | ST | 1.2 | 1 | 0 | 3349.5833 |  |  | 3349.5833 | 0 |  | IPP Non-CHP | N | OP |  | Non Combustion (NUC, WAT, WND, GEO, or SUN)
EXCLUDE | CA | Ormesa IH | 50762 | OE13 | GEO | ST | 1.2 | 1 | 0 | 3349.5833 |  |  | 3349.5833 | 0 |  | IPP Non-CHP | N | OP |  | Non Combustion (NUC, WAT, WND, GEO, or SUN)
EXCLUDE | CA | Ormesa IH | 50762 | OE14 | GEO | ST | 1.2 | 1 | 0 | 3349.5833 |  |  | 3349.5833 | 0 |  | IPP Non-CHP | N | OP |  | Non Combustion (NUC, WAT, WND, GEO, or SUN)
EXCLUDE | CA | Ormesa IH | 50762 | OE15 | GEO | ST | 1.2 | 1 | 0 | 3349.5833 |  |  | 3349.5833 | 0 |  | IPP Non-CHP | N | OP |  | Non Combustion (NUC, WAT, WND, GEO, or SUN)
EXCLUDE | CA | Ormesa IH | 50762 | OE16 | GEO | ST | 1.2 | 1 | 0 | 3349.5833 |  |  | 3349.5833 | 0 |  | IPP Non-CHP | N | OP |  | Non Combustion (NUC, WAT, WND, GEO, or SUN)
EXCLUDE | CA | Ormesa IH | 50762 | OE21 | GEO | ST | 1.2 | 0.6 | 0 | 3349.5833 |  |  | 3349.5833 | 0 |  | IPP Non-CHP | N | OP |  | Non Combustion (NUC, WAT, WND, GEO, or SUN)
EXCLUDE | CA | Ormesa IH | 50762 | OE22 | GEO | ST | 1.2 | 0.6 | 0 | 3349.5833 |  |  | 3349.5833 | 0 |  | IPP Non-CHP | N | OP |  | Non Combustion (NUC, WAT, WND, GEO, or SUN)
EXCLUDE | CA | Ormesa IH | 50762 | OE23 | GEO | ST | 1.2 | 0.6 | 0 | 3349.5833 |  |  | 3349.5833 | 0 |  | IPP Non-CHP | N | OP |  | Non Combustion (NUC, WAT, WND, GEO, or SUN)
EXCLUDE | CA | Ormesa IH | 50762 | OE24 | GEO | ST | 1.2 | 0.6 | 0 | 3349.5833 |  |  | 3349.5833 | 0 |  | IPP Non-CHP | N | OP |  | Non Combustion (NUC, WAT, WND, GEO, or SUN)
EXCLUDE | CA | Ormesa IH | 50762 | OE25 | GEO | ST | 1.2 | 0.6 | 0 | 3349.5833 |  |  | 3349.5833 | 0 |  | IPP Non-CHP | N | OP |  | Non Combustion (NUC, WAT, WND, GEO, or SUN)
EXCLUDE | CA | Ormesa IH | 50762 | OE26 | GEO | ST | 1.2 | 0.6 | 0 | 3349.5833 |  |  | 3349.5833 | 0 |  | IPP Non-CHP | N | OP |  | Non Combustion (NUC, WAT, WND, GEO, or SUN)
EXCLUDE | CA | Ormesa II | 54724 | OE10 | GEO | ST | 1.2 | 0.9 | 0 | 0 | 0 |  |  | 0 |  | IPP Non-CHP | Y | RE | 2007 | Non Combustion (NUC, WAT, WND, GEO, or SUN)
EXCLUDE | CA | Ormesa II | 54724 | OE11 | GEO | ST | 1.2 | 0.9 | 0 | 5226.6316 | 0 |  |  | 0 |  | IPP Non-CHP | Y | OP |  | Non Combustion (NUC, WAT, WND, GEO, or SUN)
EXCLUDE | CA | Ormesa II | 54724 | OE12 | GEO | ST | 1.2 | 0.9 | 0 | 5226.6316 | 0 |  |  | 0 |  | IPP Non-CHP | Y | OP |  | Non Combustion (NUC, WAT, WND, GEO, or SUN)
EXCLUDE | CA | Ormesa II | 54724 | OE13 | GEO | ST | 1.2 | 0.9 | 0 | 5226.6316 | 0 |  |  | 0 |  | IPP Non-CHP | Y | OP |  | Non Combustion (NUC, WAT, WND, GEO, or SUN)
EXCLUDE | CA | Ormesa II | 54724 | OE21 | GEO | ST | 1.2 | 0.9 | 0 | 5226.6316 | 0 |  |  | 0 |  | IPP Non-CHP | Y | OP |  | Non Combustion (NUC, WAT, WND, GEO, or SUN)
EXCLUDE | CA | Ormesa II | 54724 | OE22 | GEO | ST | 1.2 | 0.9 | 0 | 5226.6316 | 0 |  |  | 0 |  | IPP Non-CHP | Y | OP |  | Non Combustion (NUC, WAT, WND, GEO, or SUN)
EXCLUDE | CA | Ormesa II | 54724 | OE23 | GEO | ST | 1.2 | 0.9 | 0 | 5226.6316 | 0 |  |  | 0 |  | IPP Non-CHP | Y | OP |  | Non Combustion (NUC, WAT, WND, GEO, or SUN)
EXCLUDE | CA | Ormesa II | 54724 | OE24 | GEO | ST | 1.2 | 0.9 | 0 | 5226.6316 | 0 |  |  | 0 |  | IPP Non-CHP | Y | OP |  | Non Combustion (NUC, WAT, WND, GEO, or SUN)
EXCLUDE | CA | Ormesa II | 54724 | OE25 | GEO | ST | 1.2 | 0.9 | 0 | 5226.6316 | 0 |  |  | 0 |  | IPP Non-CHP | Y | OP |  | Non Combustion (NUC, WAT, WND, GEO, or SUN)
EXCLUDE | CA | Ormesa II | 54724 | OE26 | GEO | ST | 1.2 | 0.9 | 0 | 5226.6316 | 0 |  |  | 0 |  | IPP Non-CHP | Y | OP |  | Non Combustion (NUC, WAT, WND, GEO, or SUN)
EXCLUDE | CA | Ormesa II | 54724 | OE27 | GEO | ST | 1.2 | 0.9 | 0 | 5226.6316 | 0 |  |  | 0 |  | IPP Non-CHP | Y | OP |  | Non Combustion (NUC, WAT, WND, GEO, or SUN)
EXCLUDE | CA | Ormesa II | 54724 | OEC1 | GEO | ST | 1.2 | 0.9 | 0 | 5226.6316 | 0 |  |  | 0 |  | IPP Non-CHP | Y | OP |  | Non Combustion (NUC, WAT, WND, GEO, or SUN)
EXCLUDE | CA | Ormesa II | 54724 | OEC2 | GEO | ST | 1.2 | 0.9 | 0 | 5226.6316 | 0 |  |  | 0 |  | IPP Non-CHP | Y | OP |  | Non Combustion (NUC, WAT, WND, GEO, or SUN)
EXCLUDE | CA | Ormesa II | 54724 | OEC3 | GEO | ST | 1.2 | 0.9 | 0 | 5226.6316 | 0 |  |  | 0 |  | IPP Non-CHP | Y | OP |  | Non Combustion (NUC, WAT, WND, GEO, or SUN)
EXCLUDE | CA | Ormesa II | 54724 | OEC4 | GEO | ST | 1.2 | 0.9 | 0 | 5226.6316 | 0 |  |  | 0 |  | IPP Non-CHP | Y | OP |  | Non Combustion (NUC, WAT, WND, GEO, or SUN)
EXCLUDE | CA | Ormesa II | 54724 | OEC5 | GEO | ST | 1.2 | 0.9 | 0 | 5226.6316 | 0 |  |  | 0 |  | IPP Non-CHP | Y | OP |  | Non Combustion (NUC, WAT, WND, GEO, or SUN)
EXCLUDE | CA | Ormesa II | 54724 | OEC6 | GEO | ST | 1.2 | 0.9 | 0 | 5226.6316 | 0 |  |  | 0 |  | IPP Non-CHP | Y | OP |  | Non Combustion (NUC, WAT, WND, GEO, or SUN)
EXCLUDE | CA | Ormesa II | 54724 | OEC7 | GEO | ST | 1.2 | 0.9 | 0 | 5226.6316 | 0 |  |  | 0 |  | IPP Non-CHP | Y | OP |  | Non Combustion (NUC, WAT, WND, GEO, or SUN)
EXCLUDE | CA | Ormesa II | 54724 | OEC8 | GEO | ST | 1.2 | 0.9 | 0 | 5226.6316 | 0 |  |  | 0 |  | IPP Non-CHP | Y | OP |  | Non Combustion (NUC, WAT, WND, GEO, or SUN)
EXCLUDE | CA | Ormesa II | 54724 | OEC9 | GEO | ST | 1.2 | 0.9 | 0 | 5226.6316 | 0 |  |  | 0 |  | IPP Non-CHP | Y | OP |  | Non Combustion (NUC, WAT, WND, GEO, or SUN)
OGST | CA | Ormond Beach | 350 | 1 | NG | ST | 806 | 741 | 7500 | 10046.5 |  |  | 10046.5 | 212.54 |  | Electric Utility/IPP Non-CHP | N | OP
OGST | CA | Ormond Beach | 350 | 2 | NG | ST | 806 | 775 | 7500 | 20093 |  |  | 20093 | 14331.414 |  | Electric Utility/IPP Non-CHP | N | OP
EXCLUDE | CA | Oroville Cogeneration LP | 54477 | GEN1 | NG | IC | 1.1 | 1.1 | 0 | 0 | 0.92714 | 0 | 0 | 0 |  | IPP CHP | Y | OP |  | Internal Combustion (PRMVR=IC)
EXCLUDE | CA | Oroville Cogeneration LP | 54477 | GEN2 | NG | IC | 1.1 | 1.1 | 0 | 0 | 0.92714 | 0 | 0 | 0 |  | IPP CHP | Y | OP |  | Internal Combustion (PRMVR=IC)
EXCLUDE | CA | Oroville Cogeneration LP | 54477 | GEN3 | NG | IC | 1.1 | 1.1 | 0 | 0 | 0.92714 | 0 | 0 | 0 |  | IPP CHP | Y | OP |  | Internal Combustion (PRMVR=IC)
EXCLUDE | CA | Oroville Cogeneration LP | 54477 | GEN4 | NG | IC | 1.1 | 1.1 | 0 | 0 | 0.92714 | 0 | 0 | 0 |  | IPP CHP | Y | OP |  | Internal Combustion (PRMVR=IC)
EXCLUDE | CA | Oroville Cogeneration LP | 54477 | GEN5 | NG | IC | 1.1 | 1.1 | 0 | 0 | 0.92714 | 0 | 0 | 0 |  | IPP CHP | Y | OP |  | Internal Combustion (PRMVR=IC)
EXCLUDE | CA | Oroville Cogeneration LP | 54477 | GEN6 | NG | IC | 1.1 | 1.1 | 0 | 0 | 0.92714 | 0 | 0 | 0 |  | IPP CHP | Y | OP |  | Internal Combustion (PRMVR=IC)
EXCLUDE | CA | Oroville Cogeneration LP | 54477 | GEN7 | NG | IC | 1.1 | 1.1 | 0 | 0 | 0.92714 | 0 | 0 | 0 |  | IPP CHP | Y | OP |  | Internal Combustion (PRMVR=IC)
EXCLUDE | CA | Otay | 52204 | OTA1 | LFG | IC | 1.8 | 1.7 | 0 | 0 |  |  | 0 | 0 |  | IPP Non-CHP | N | OP |  | Internal Combustion (PRMVR=IC)
EXCLUDE | CA | Otay | 52204 | OTA2 | LFG | IC | 1.8 | 1.7 | 0 | 0 |  |  | 0 | 0 |  | IPP Non-CHP | N | OP |  | Internal Combustion (PRMVR=IC)
EXCLUDE | CA | Otay | 52204 | OTA3 | LFG | IC | 3.3 | 3.2 | 0 | 0 |  |  | 0 | 0 |  | IPP Non-CHP | N | OP |  | Internal Combustion (PRMVR=IC)
NGCC | CA | Otay Mesa Generating Project | 55345 | 1-01 | NG | CC | 198.9 | 152.8 | 2200 | 595669.8222 |  |  | 595669.8222 | 264418.0673 |  | Electric Utility/IPP Non-CHP | N | OP
NGCC | CA | Otay Mesa Generating Project | 55345 | 1-02 | NG | CC | 198.9 | 152.8 | 2200 | 595669.8222 |  |  | 595669.8222 | 264418.0673 |  | Electric Utility/IPP Non-CHP | N | OP
NGCC | CA | Otay Mesa Generating Project | 55345 | 1-03 | NG | CC | 290.7 | 265.4 | 2200 | 870594.3556 |  |  | 870594.3556 | 386457.1753 |  | Electric Utility/IPP Non-CHP | N | OP
EXCLUDE | CA | Oxbow | 426 | 1 | WAT | HY | 6.1 | 6 | 0 | 36501 |  |  | 36501 | 0 |  | Electric Utility | N | OP |  | Non Combustion (NUC, WAT, WND, GEO, or SUN)
EXCLUDE | CA | Oxford Cogeneration Facility | 52093 | GEN1 | NG | GT | 2.8 | 2.4 | 0 | 0 |  |  |  | 0 |  | Industrial CHP | Y | RE | 2011 | Simple Cycle Turbine (PRMVR=GT or OT) unit under 25MW
EXCLUDE | CA | Oxford Cogeneration Facility | 52093 | GEN2 | NG | GT | 2.8 | 2.4 | 0 | 0 |  |  |  | 0 |  | Industrial CHP | Y | RE | 2011 | Simple Cycle Turbine (PRMVR=GT or OT) unit under 25MW
EXCLUDE | CA | Oxnard | 50464 | GEN1 | NG | GT | 19.2 | 22.5 | 0 | 160470.0786 | 0.4612 | 852881.8088 | 347944.0987 | 92868.8737 |  | Industrial CHP | Y | OP | 2019 | Simple Cycle Turbine (PRMVR=GT or OT) unit under 25MW
EXCLUDE | CA | Oxnard | 50464 | GEN2 | NG | GT | 49.5 | 45 | 0 | 413711.9214 | 0.4612 | 2198835.9133 | 897043.3795 | 239427.565 |  | Industrial CHP | Y | OP | 2019 | Commercial/Industrial Unit
EXCLUDE | CA | Oxnard | 52206 | OXN1 | LFG | IC | 1.8 | 1.7 | 0 | 0 |  |  | 0 | 0 |  | IPP Non-CHP | N | RE | 2009 | Internal Combustion (PRMVR=IC)
EXCLUDE | CA | Oxnard | 52206 | OXN2 | LFG | IC | 1.8 | 1.7 | 0 | 0 |  |  | 0 | 0 |  | IPP Non-CHP | N | RE | 2009 | Internal Combustion (PRMVR=IC)
EXCLUDE | CA | Oxnard | 52206 | OXN3 | LFG | IC | 1.8 | 1.7 | 0 | 0 |  |  | 0 | 0 |  | IPP Non-CHP | N | RE | 2009 | Internal Combustion (PRMVR=IC)
EXCLUDE | CA | Oxnard Wastewater Treatment Plant | 50224 | 7610 | OBG | IC | 0.5 | 0.4 | 0 | 0 | 0.49102 | 0 | 0 | 0 |  | Commercial CHP | Y | OP |  | Internal Combustion (PRMVR=IC)
EXCLUDE | CA | Oxnard Wastewater Treatment Plant | 50224 | 7710 | OBG | IC | 0.5 | 0.4 | 0 | 0 | 0.49102 | 0 | 0 | 0 |  | Commercial CHP | Y | OP |  | Internal Combustion (PRMVR=IC)
EXCLUDE | CA | Oxnard Wastewater Treatment Plant | 50224 | 7810 | OBG | IC | 0.5 | 0.4 | 0 | 0 | 0.49102 | 0 | 0 | 0 |  | Commercial CHP | Y | OP |  | Internal Combustion (PRMVR=IC)
EXCLUDE | CA | Pacific Cruise Ship Terminals Berth 93 | 57309 | 1 | SUN | PV | 1.1 | 1.1 | 0 | 1621 |  |  | 1621 | 0 |  | Commercial Non-CHP | N | OP |  | Non Combustion (NUC, WAT, WND, GEO, or SUN)
EXCLUDE | CA | Pacific Lumber | 50049 | GEN1 | WDS | ST | 12.5 | 13 | 0 | 74496 | 0.67143 | 165844.8437 | 110950.7576 | 327754.2972 |  | Industrial CHP | Y | OP |  | Non Fossil fuel type
EXCLUDE | CA | Pacific Lumber | 50049 | GEN2 | WDS | ST | 12.5 | 13 | 0 | 38971 | 0.67143 | 86758.2072 | 58041.5321 | 200676.9471 |  | Industrial CHP | Y | OP |  | Non Fossil fuel type
EXCLUDE | CA | Pacific Lumber | 50049 | GEN3 | WDS | ST | 7.5 | 7.5 | 0 | 5125 |  |  | 5125 | 22548.0667 |  | Industrial CHP | N | OP |  | Non Fossil fuel type
EXCLUDE | CA | Pacific Oroville Power Inc | 54469 | GEN1 | WDS | ST | 9 | 8.3 | 0 | 59266 |  |  | 59266 | 141084.5225 |  | IPP Non-CHP | N | OP |  | Non Fossil fuel type
EXCLUDE | CA | Pacific Oroville Power Inc | 54469 | GEN2 | WDS | ST | 9 | 8.3 | 0 | 59268 |  |  | 59268 | 141084.5225 |  | IPP Non-CHP | N | OP |  | Non Fossil fuel type
EXCLUDE | CA | Pacific Wind LLC | 57757 | 1 | WND | WT | 140 | 140 | 0 | 0 |  |  | 0 | 0 |  | IPP Non-CHP | N | P |  | Non Combustion (NUC, WAT, WND, GEO, or SUN)
EXCLUDE | CA | Pacific-Ultrapower Chinese Station | 50560 | GEN1 | WDS | ST | 25 | 19.8 | 0 | 136324 |  |  | 136324 | 192319.6737 |  | IPP Non-CHP | N | OP |  | Non Fossil fuel type
EXCLUDE | CA | Painted Hills | 57527 | 1 | WND | WT | 17.5 | 17.5 | 0 | 0 |  |  | 0 | 0 |  | IPP Non-CHP | N | L |  | Non Combustion (NUC, WAT, WND, GEO, or SUN)
EXCLUDE | CA | Painted Hills | 50533 | WGNS | WND | WT | 19 | 19 | 0 | 37867 |  |  | 37867 | 0 |  | IPP Non-CHP | N | OP |  | Non Combustion (NUC, WAT, WND, GEO, or SUN)
EXCLUDE | CA | Painted Hills IV Wind | 56926 | 1 | WND | WT | 19.5 | 19.5 | 0 | 0 |  |  | 0 | 0 |  | IPP Non-CHP | N | T |  | Non Combustion (NUC, WAT, WND, GEO, or SUN)
EXCLUDE | CA | Palen Solar Power Project | 57272 | 1 | SUN | ST | 273.4 | 232 | 0 | 0 |  |  | 0 | 0 |  | IPP Non-CHP | N | P |  | Non Combustion (NUC, WAT, WND, GEO, or SUN)
EXCLUDE | CA | Palen Solar Power Project | 57272 | 2 | SUN | ST | 273.4 | 232 | 0 | 0 |  |  | 0 | 0 |  | IPP Non-CHP | N | P |  | Non Combustion (NUC, WAT, WND, GEO, or SUN)
EXCLUDE | CA | Palo Verde College | 57773 | 1 | SUN | PV | 1.2 | 1.2 | 0 | 2276 |  |  | 2276 | 0 |  | Commercial Non-CHP | N | OP |  | Non Combustion (NUC, WAT, WND, GEO, or SUN)
NGCC | CA | Palomar Energy | 55985 | CTG1 | NG | CC | 165 | 170 | 2032.3 | 635979.9553 |  |  | 635979.9553 | 271610.8419 |  | Electric Utility | N | OP
NGCC | CA | Palomar Energy | 55985 | CTG2 | NG | CC | 165 | 170 | 2032.3 | 635979.9553 |  |  | 635979.9553 | 271610.8419 |  | Electric Utility | N | OP
NGCC | CA | Palomar Energy | 55985 | STG | NG | CC | 229 | 222 | 2032.3 | 882663.0894 |  |  | 882663.0894 | 376962.9261 |  | Electric Utility | N | OP
EXCLUDE | CA | Palos Verdes Gas to Energy | 10473 | GEN1 | LFG | ST | 13 | 2.5 | 0 | 12998 |  |  | 12998 | 16199.2561 |  | Commercial Non-CHP | N | RE | 2011 | Non Fossil fuel type
SSTLOGN | CA | Panoche Energy Center | 56803 | 1 | NG | GT | 108 | 97 | 950 | 76944.5 |  |  | 76944.5 | 43982.614 |  | Electric Utility/IPP Non-CHP | N | OP
SSTLOGN | CA | Panoche Energy Center | 56803 | 2 | NG | GT | 108 | 97 | 950 | 76944.5 |  |  | 76944.5 | 42856.601 |  | Electric Utility/IPP Non-CHP | N | OP
SSTLOGN | CA | Panoche Energy Center | 56803 | 3 | NG | GT | 108 | 97 | 950 | 76944.5 |  |  | 76944.5 | 42608.094 |  | Electric Utility/IPP Non-CHP | N | OP
SSTLOGN | CA | Panoche Energy Center | 56803 | 4 | NG | GT | 108 | 97 | 950 | 76944.5 |  |  | 76944.5 | 51968.999 |  | Electric Utility/IPP Non-CHP | N | OP
SSTLOGN | CA | Panoche Peaker | 55874 | 8 | NG | GT | 49.9 | 40 | 0 | 3851 |  |  | 3851 | 3503.9483 |  | IPP Non-CHP | N | OP
EXCLUDE | CA | Panoche Valley Solar Farm | 57340 | 1 | SUN | PV | 399 | 399 | 0 | 0 |  |  | 0 | 0 |  | IPP Non-CHP | N | L |  | Non Combustion (NUC, WAT, WND, GEO, or SUN)
EXCLUDE | CA | Pardee | 376 | 1 | WAT | HY | 7.5 | 8.9 | 0 | 57476.3771 |  |  | 57476.3771 | 0 |  | Electric Utility | N | OP |  | Non Combustion (NUC, WAT, WND, GEO, or SUN)
EXCLUDE | CA | Pardee | 376 | 2 | WAT | HY | 7.5 | 8.9 | 0 | 57476.3771 |  |  | 57476.3771 | 0 |  | Electric Utility | N | OP |  | Non Combustion (NUC, WAT, WND, GEO, or SUN)
EXCLUDE | CA | Pardee | 376 | 3 | WAT | HY | 8.6 | 9.9 | 0 | 65906.2458 |  |  | 65906.2458 | 0 |  | Electric Utility | N | OP |  | Non Combustion (NUC, WAT, WND, GEO, or SUN)
EXCLUDE | CA | Parker | 428 | 1 | WAT | HY | 2.7 | 2.7 | 0 | 7898 |  |  | 7898 | 0 |  | IPP Non-CHP | N | OP |  | Non Combustion (NUC, WAT, WND, GEO, or SUN)
EXCLUDE | CA | Parker Dam | 447 | 1 | WAT | HY | 30 | 30 | 0 | 115723.75 |  |  | 115723.75 | 0 |  | Electric Utility | N | OP |  | Non Combustion (NUC, WAT, WND, GEO, or SUN)
EXCLUDE | CA | Parker Dam | 447 | 2 | WAT | HY | 30 | 30 | 0 | 115723.75 |  |  | 115723.75 | 0 |  | Electric Utility | N | OP |  | Non Combustion (NUC, WAT, WND, GEO, or SUN)
EXCLUDE | CA | Parker Dam | 447 | 3 | WAT | HY | 30 | 30 | 0 | 115723.75 |  |  | 115723.75 | 0 |  | Electric Utility | N | OP |  | Non Combustion (NUC, WAT, WND, GEO, or SUN)
EXCLUDE | CA | Parker Dam | 447 | 4 | WAT | HY | 30 | 30 | 0 | 115723.75 |  |  | 115723.75 | 0 |  | Electric Utility | N | OP |  | Non Combustion (NUC, WAT, WND, GEO, or SUN)
NGCC | CA | Pastoria Energy Facility, LLC | 55656 | CT01 | NG | CC | 168 | 156 | 1188.5083 | 627613.4942 |  |  | 627613.4942 | 270085.3352 |  | Electric Utility/IPP Non-CHP | N | OP
NGCC | CA | Pastoria Energy Facility, LLC | 55656 | CT02 | NG | CC | 168 | 156 | 1188.5083 | 627613.4942 |  |  | 627613.4942 | 270085.3352 |  | Electric Utility/IPP Non-CHP | N | OP
NGCC | CA | Pastoria Energy Facility, LLC | 55656 | CT04 | NG | CC | 168 | 156 | 1188.5083 | 627613.4942 |  |  | 627613.4942 | 270085.3352 |  | Electric Utility/IPP Non-CHP | N | OP
NGCC | CA | Pastoria Energy Facility, LLC | 55656 | ST03 | NG | CC | 185 | 169 | 1308.7741 | 691122.0026 |  |  | 691122.0026 | 297415.3989 |  | Electric Utility/IPP Non-CHP | N | OP
NGCC | CA | Pastoria Energy Facility, LLC | 55656 | ST05 | NG | CC | 90 | 87 | 636.7009 | 336221.5148 |  |  | 336221.5148 | 144688.5724 |  | Electric Utility/IPP Non-CHP | N | OP
EXCLUDE | CA | Patterson Pass | 56213 | WND1 | WND | WT | 8.1 | 8.1 | 0 | 11483.137 |  |  | 11483.137 | 0 |  | IPP Non-CHP | N | OP |  | Non Combustion (NUC, WAT, WND, GEO, or SUN)
EXCLUDE | CA | Patterson Pass | 56213 | WND2 | WND | WT | 13.8 | 13.8 | 0 | 19563.863 |  |  | 19563.863 | 0 |  | IPP Non-CHP | N | OP |  | Non Combustion (NUC, WAT, WND, GEO, or SUN)
EXCLUDE | CA | PE Berkeley | 50849 | GEN1 | NG | CC | 23 | 21 | 0 | 158490.9825 | 0.41194 | 1029295.3044 | 384742.8811 | 115792.673 |  | Commercial CHP | Y | OP |  | Combined Cycle (PRMVR=CC) unit under 25MW
EXCLUDE | CA | PE Berkeley | 50849 | GEN2 | NG | CC | 5.5 | 2 | 0 | 37900.0175 | 0.41194 | 246135.8337 | 92003.7324 | 27689.5522 |  | Commercial CHP | Y | OP |  | Combined Cycle (PRMVR=CC) unit under 25MW
SSTLOGN | CA | Peaker Power Generating Station | 56475 | 1 | NG | GT | 49.8 | 49 | 505 | 6741 |  |  | 6741 | 4592.305 |  | Electric Utility | N | OP
EXCLUDE | CA | Pebbly Beach | 6704 | 7 | DFO | IC | 1 | 1 | 0 | 0 |  |  | 0 | 0 |  | Electric Utility | N | OP |  | Internal Combustion (PRMVR=IC)
EXCLUDE | CA | Pebbly Beach | 6704 | 8 | DFO | IC | 1.5 | 1.5 | 0 | 0 |  |  | 0 | 0 |  | Electric Utility | N | OP |  | Internal Combustion (PRMVR=IC)
EXCLUDE | CA | Pebbly Beach | 6704 | 10 | DFO | IC | 1.1 | 1.1 | 0 | 0 |  |  | 0 | 0 |  | Electric Utility | N | OP |  | Internal Combustion (PRMVR=IC)
EXCLUDE | CA | Pebbly Beach | 6704 | 12 | DFO | IC | 1.5 | 1.5 | 0 | 0 |  |  | 0 | 0 |  | Electric Utility | N | OP |  | Internal Combustion (PRMVR=IC)
EXCLUDE | CA | Pebbly Beach | 6704 | 14 | DFO | IC | 1.4 | 1.4 | 0 | 0 |  |  | 0 | 0 |  | Electric Utility | N | OP |  | Internal Combustion (PRMVR=IC)
EXCLUDE | CA | Pebbly Beach | 6704 | 15 | DFO | IC | 2.8 | 2.8 | 0 | 0 |  |  | 0 | 0 |  | Electric Utility | N | OP |  | Internal Combustion (PRMVR=IC)
EXCLUDE | CA | Pebbly Beach | 6704 | MT01 | PG | GT | 0.1 | 0.1 | 0 | 0 |  |  | 0 | 0 |  | Electric Utility | N | OP |  | Simple Cycle Turbine (PRMVR=GT or OT) unit under 25MW
EXCLUDE | CA | Pebbly Beach | 6704 | MT02 | PG | GT | 0.1 | 0.1 | 0 | 0 |  |  | 0 | 0 |  | Electric Utility | N | OP |  | Simple Cycle Turbine (PRMVR=GT or OT) unit under 25MW
EXCLUDE | CA | Pebbly Beach | 6704 | MT03 | PG | GT | 0.1 | 0.1 | 0 | 0 |  |  | 0 | 0 |  | Electric Utility | N | OP |  | Simple Cycle Turbine (PRMVR=GT or OT) unit under 25MW
EXCLUDE | CA | Pebbly Beach | 6704 | MT04 | PG | GT | 0.1 | 0.1 | 0 | 0 |  |  | 0 | 0 |  | Electric Utility | N | OP |  | Simple Cycle Turbine (PRMVR=GT or OT) unit under 25MW
EXCLUDE | CA | Pebbly Beach | 6704 | MT05 | PG | GT | 0.1 | 0.1 | 0 | 0 |  |  | 0 | 0 |  | Electric Utility | N | OP |  | Simple Cycle Turbine (PRMVR=GT or OT) unit under 25MW
EXCLUDE | CA | Pebbly Beach | 6704 | MT06 | PG | GT | 0.1 | 0.1 | 0 | 0 |  |  | 0 | 0 |  | Electric Utility | N | OP |  | Simple Cycle Turbine (PRMVR=GT or OT) unit under 25MW
EXCLUDE | CA | Pebbly Beach | 6704 | MT07 | PG | GT | 0.1 | 0.1 | 0 | 0 |  |  | 0 | 0 |  | Electric Utility | N | OP |  | Simple Cycle Turbine (PRMVR=GT or OT) unit under 25MW
EXCLUDE | CA | Pebbly Beach | 6704 | MT08 | PG | GT | 0.1 | 0.1 | 0 | 0 |  |  | 0 | 0 |  | Electric Utility | N | OP |  | Simple Cycle Turbine (PRMVR=GT or OT) unit under 25MW
EXCLUDE | CA | Pebbly Beach | 6704 | MT09 | PG | GT | 0.1 | 0.1 | 0 | 0 |  |  | 0 | 0 |  | Electric Utility | N | OP |  | Simple Cycle Turbine (PRMVR=GT or OT) unit under 25MW
EXCLUDE | CA | Pebbly Beach | 6704 | MT10 | PG | GT | 0.1 | 0.1 | 0 | 0 |  |  | 0 | 0 |  | Electric Utility | N | OP |  | Simple Cycle Turbine (PRMVR=GT or OT) unit under 25MW
EXCLUDE | CA | Pebbly Beach | 6704 | MT11 | PG | GT | 0.1 | 0.1 | 0 | 0 |  |  | 0 | 0 |  | Electric Utility | N | OP |  | Simple Cycle Turbine (PRMVR=GT or OT) unit under 25MW
EXCLUDE | CA | Pebbly Beach | 6704 | MT12 | PG | GT | 0.1 | 0.1 | 0 | 0 |  |  | 0 | 0 |  | Electric Utility | N | OP |  | Simple Cycle Turbine (PRMVR=GT or OT) unit under 25MW
EXCLUDE | CA | Pebbly Beach | 6704 | MT13 | PG | GT | 0.1 | 0.1 | 0 | 0 |  |  | 0 | 0 |  | Electric Utility | N | OP |  | Simple Cycle Turbine (PRMVR=GT or OT) unit under 25MW
EXCLUDE | CA | Pebbly Beach | 6704 | MT14 | PG | GT | 0.1 | 0.1 | 0 | 0 |  |  | 0 | 0 |  | Electric Utility | N | OP |  | Simple Cycle Turbine (PRMVR=GT or OT) unit under 25MW
EXCLUDE | CA | Pebbly Beach | 6704 | MT15 | PG | GT | 0.1 | 0.1 | 0 | 0 |  |  | 0 | 0 |  | Electric Utility | N | OP |  | Simple Cycle Turbine (PRMVR=GT or OT) unit under 25MW
EXCLUDE | CA | Pebbly Beach | 6704 | MT16 | PG | GT | 0.1 | 0.1 | 0 | 0 |  |  | 0 | 0 |  | Electric Utility | N | OP |  | Simple Cycle Turbine (PRMVR=GT or OT) unit under 25MW
EXCLUDE | CA | Pebbly Beach | 6704 | MT17 | PG | GT | 0.1 | 0.1 | 0 | 0 |  |  | 0 | 0 |  | Electric Utility | N | OP |  | Simple Cycle Turbine (PRMVR=GT or OT) unit under 25MW
EXCLUDE | CA | Pebbly Beach | 6704 | MT18 | PG | GT | 0.1 | 0.1 | 0 | 0 |  |  | 0 | 0 |  | Electric Utility | N | OP |  | Simple Cycle Turbine (PRMVR=GT or OT) unit under 25MW
EXCLUDE | CA | Pebbly Beach | 6704 | MT19 | PG | GT | 0.1 | 0.1 | 0 | 0 |  |  | 0 | 0 |  | Electric Utility | N | OP |  | Simple Cycle Turbine (PRMVR=GT or OT) unit under 25MW
EXCLUDE | CA | Pebbly Beach | 6704 | MT20 | PG | GT | 0.1 | 0.1 | 0 | 0 |  |  | 0 | 0 |  | Electric Utility | N | OP |  | Simple Cycle Turbine (PRMVR=GT or OT) unit under 25MW
EXCLUDE | CA | Pebbly Beach | 6704 | MT21 | PG | GT | 0.1 | 0.1 | 0 | 0 |  |  | 0 | 0 |  | Electric Utility | N | OP |  | Simple Cycle Turbine (PRMVR=GT or OT) unit under 25MW
EXCLUDE | CA | Pebbly Beach | 6704 | MT22 | PG | GT | 0.1 | 0.1 | 0 | 0 |  |  | 0 | 0 |  | Electric Utility | N | OP |  | Simple Cycle Turbine (PRMVR=GT or OT) unit under 25MW
EXCLUDE | CA | Pebbly Beach | 6704 | MT23 | PG | GT | 0.1 | 0.1 | 0 | 0 |  |  | 0 | 0 |  | Electric Utility | N | OP |  | Simple Cycle Turbine (PRMVR=GT or OT) unit under 25MW
EXCLUDE | CA | Pebbly Beach | 6704 | MT24 | PG | GT | 0.1 | 0.1 | 0 | 0 |  |  | 0 | 0 |  | Electric Utility | N | OP |  | Simple Cycle Turbine (PRMVR=GT or OT) unit under 25MW
EXCLUDE | CA | Pebbly Beach | 6704 | MT25 | PG | GT | 0.1 | 0.1 | 0 | 0 |  |  | 0 | 0 |  | Electric Utility | N | OP |  | Simple Cycle Turbine (PRMVR=GT or OT) unit under 25MW
EXCLUDE | CA | Perris | 481 | 1 | WAT | HY | 7.9 | 7.9 | 0 | 22977 |  |  | 22977 | 0 |  | Electric Utility | N | OP |  | Non Combustion (NUC, WAT, WND, GEO, or SUN)
EXCLUDE | CA | Phillips 66 Carbon Plant | 50388 | GEN1 | WH | ST | 27.3 | 17 | 0 | 134896 | 0 |  |  | 0 |  | Industrial CHP | Y | OP |  | Non Fossil fuel type
EXCLUDE | CA | Phillips 66 Rodeo Refinery | 50119 | GENA | OG | GT | 18.3 | 14.5 | 0 | 129674.6667 | 0.2774 | 1536695.7852 | 467459.4964 | 142973.042 |  | Industrial CHP | Y | OP |  | Simple Cycle Turbine (PRMVR=GT or OT) unit under 25MW
EXCLUDE | CA | Phillips 66 Rodeo Refinery | 50119 | GENB | OG | GT | 18.3 | 16.2 | 0 | 129674.6667 | 0.2774 | 1536695.7852 | 467459.4964 | 142973.042 |  | Industrial CHP | Y | OP |  | Simple Cycle Turbine (PRMVR=GT or OT) unit under 25MW
EXCLUDE | CA | Phillips 66 Rodeo Refinery | 50119 | GENC | OG | GT | 18.3 | 15.8 | 0 | 129674.6667 | 0.2774 | 1536695.7852 | 467459.4964 | 142973.042 |  | Industrial CHP | Y | OP |  | Simple Cycle Turbine (PRMVR=GT or OT) unit under 25MW
EXCLUDE | CA | Phoenix | 264 | 1 | WAT | HY | 1.6 | 2 | 0 | 11202 |  |  | 11202 | 0 |  | Electric Utility | N | OP |  | Non Combustion (NUC, WAT, WND, GEO, or SUN)
EXCLUDE | CA | Phoenix Wind Power LLC | 55339 | GEN1 | WND | WT | 2.1 | 1.5 | 0 | 0 |  |  | 0 | 0 |  | IPP Non-CHP | N | RE | 2009 | Non Combustion (NUC, WAT, WND, GEO, or SUN)
EXCLUDE | CA | Pilot Knob | 388 | 1 | WAT | HY | 16.5 | 4 | 0 | 11771 |  |  | 11771 | 0 |  | Electric Utility | N | OP |  | Non Combustion (NUC, WAT, WND, GEO, or SUN)
EXCLUDE | CA | Pilot Knob | 388 | 2 | WAT | HY | 16.5 | 3 | 0 | 11771 |  |  | 11771 | 0 |  | Electric Utility | N | OP |  | Non Combustion (NUC, WAT, WND, GEO, or SUN)
EXCLUDE | CA | Pine Flat | 7907 | 1 | WAT | HY | 55 | 55 | 0 | 264446.6667 |  |  | 264446.6667 | 0 |  | Electric Utility | N | OP |  | Non Combustion (NUC, WAT, WND, GEO, or SUN)
EXCLUDE | CA | Pine Flat | 7907 | 2 | WAT | HY | 55 | 55 | 0 | 264446.6667 |  |  | 264446.6667 | 0 |  | Electric Utility | N | OP |  | Non Combustion (NUC, WAT, WND, GEO, or SUN)
EXCLUDE | CA | Pine Flat | 7907 | 3 | WAT | HY | 55 | 55 | 0 | 264446.6667 |  |  | 264446.6667 | 0 |  | Electric Utility | N | OP |  | Non Combustion (NUC, WAT, WND, GEO, or SUN)
EXCLUDE | CA | Pine Tree Solar Project | 57306 | 1 | SUN | PV | 8.5 | 8.5 | 0 | 0 |  |  | 0 | 0 |  | IPP Non-CHP | N | U |  | Non Combustion (NUC, WAT, WND, GEO, or SUN)
EXCLUDE | CA | Pine Tree Wind Power Project | 56433 | 1 | WND | WT | 135 | 135 | 0 | 286120 |  |  | 286120 | 0 |  | Electric Utility | N | OP |  | Non Combustion (NUC, WAT, WND, GEO, or SUN)
EXCLUDE | CA | Pio Pico Energy Center | 57555 | CTG1 | NG | GT | 100 | 101 | 0 | 0 |  |  | 0 | 0 |  | IPP Non-CHP | N | L |  | Status of operation (IP,L,P,T,or U)
EXCLUDE | CA | Pio Pico Energy Center | 57555 | CTG2 | NG | GT | 100 | 101 | 0 | 0 |  |  | 0 | 0 |  | IPP Non-CHP | N | L |  | Status of operation (IP,L,P,T,or U)
EXCLUDE | CA | Pio Pico Energy Center | 57555 | CTG3 | NG | GT | 100 | 101 | 0 | 0 |  |  | 0 | 0 |  | IPP Non-CHP | N | L |  | Status of operation (IP,L,P,T,or U)
EXCLUDE | CA | Pit 1 | 265 | H1 | WAT | HY | 34.6 | 31 | 0 | 121459.5 |  |  | 121459.5 | 0 |  | Electric Utility | N | OP |  | Non Combustion (NUC, WAT, WND, GEO, or SUN)
EXCLUDE | CA | Pit 1 | 265 | H2 | WAT | HY | 34.6 | 31.2 | 0 | 121459.5 |  |  | 121459.5 | 0 |  | Electric Utility | N | OP |  | Non Combustion (NUC, WAT, WND, GEO, or SUN)
EXCLUDE | CA | Pit 3 | 266 | H1 | WAT | HY | 26.7 | 23 | 0 | 111022.3333 |  |  | 111022.3333 | 0 |  | Electric Utility | N | OP |  | Non Combustion (NUC, WAT, WND, GEO, or SUN)
EXCLUDE | CA | Pit 3 | 266 | H2 | WAT | HY | 26.7 | 23 | 0 | 111022.3333 |  |  | 111022.3333 | 0 |  | Electric Utility | N | OP |  | Non Combustion (NUC, WAT, WND, GEO, or SUN)
EXCLUDE | CA | Pit 3 | 266 | H3 | WAT | HY | 26.7 | 23.7 | 0 | 111022.3333 |  |  | 111022.3333 | 0 |  | Electric Utility | N | OP |  | Non Combustion (NUC, WAT, WND, GEO, or SUN)
EXCLUDE | CA | Pit 4 | 267 | 1 | WAT | HY | 51.7 | 46 | 0 | 232038.5 |  |  | 232038.5 | 0 |  | Electric Utility | N | OP |  | Non Combustion (NUC, WAT, WND, GEO, or SUN)
EXCLUDE | CA | Pit 4 | 267 | 2 | WAT | HY | 51.7 | 47 | 0 | 232038.5 |  |  | 232038.5 | 0 |  | Electric Utility | N | OP |  | Non Combustion (NUC, WAT, WND, GEO, or SUN)
EXCLUDE | CA | Pit 5 | 268 | H1 | WAT | HY | 38.2 | 40 | 0 | 213428.7415 |  |  | 213428.7415 | 0 |  | Electric Utility | N | OP |  | Non Combustion (NUC, WAT, WND, GEO, or SUN)
EXCLUDE | CA | Pit 5 | 268 | H2 | WAT | HY | 38.2 | 40 | 0 | 213428.7415 |  |  | 213428.7415 | 0 |  | Electric Utility | N | OP |  | Non Combustion (NUC, WAT, WND, GEO, or SUN)
EXCLUDE | CA | Pit 5 | 268 | H3 | WAT | HY | 33.2 | 40 | 0 | 185493.0424 |  |  | 185493.0424 | 0 |  | Electric Utility | N | OP |  | Non Combustion (NUC, WAT, WND, GEO, or SUN)
EXCLUDE | CA | Pit 5 | 268 | H4 | WAT | HY | 32 | 40 | 0 | 178788.4746 |  |  | 178788.4746 | 0 |  | Electric Utility | N | OP |  | Non Combustion (NUC, WAT, WND, GEO, or SUN)
EXCLUDE | CA | Pit 6 | 269 | H1 | WAT | HY | 39.6 | 36.5 | 0 | 190752 |  |  | 190752 | 0 |  | Electric Utility | N | OP |  | Non Combustion (NUC, WAT, WND, GEO, or SUN)
EXCLUDE | CA | Pit 6 | 269 | H2 | WAT | HY | 39.6 | 36.3 | 0 | 190752 |  |  | 190752 | 0 |  | Electric Utility | N | OP |  | Non Combustion (NUC, WAT, WND, GEO, or SUN)
EXCLUDE | CA | Pit 7 | 270 | H1 | WAT | HY | 57.6 | 56 | 0 | 277292.0656 |  |  | 277292.0656 | 0 |  | Electric Utility | N | OP |  | Non Combustion (NUC, WAT, WND, GEO, or SUN)
EXCLUDE | CA | Pit 7 | 270 | H2 | WAT | HY | 52.2 | 57 | 0 | 251295.9344 |  |  | 251295.9344 | 0 |  | Electric Utility | N | OP |  | Non Combustion (NUC, WAT, WND, GEO, or SUN)
EXCLUDE | CA | Pitchess Cogen Station | 10478 | GEN1 | NG | CC | 20.9 | 21.5 | 0 | 148974.9046 | 0.72766 | 253655.2211 | 204731.4743 | 82875.631 |  | Commercial CHP | Y | OP |  | Combined Cycle (PRMVR=CC) unit under 25MW
EXCLUDE | CA | Pitchess Cogen Station | 10478 | GEN2 | NG | CC | 7.4 | 5.7 | 0 | 52747.0954 | 0.72766 | 89810.9395 | 72488.656 | 29343.5248 |  | Commercial CHP | Y | OP |  | Combined Cycle (PRMVR=CC) unit under 25MW
EXCLUDE | CA | Pittsburg Power | 271 | 1 | NG | ST | 213.4 | 150 | 0 | 0 |  |  | 0 | 0 |  | IPP Non-CHP | N | RE | 2003 | Retired in 2003
EXCLUDE | CA | Pittsburg Power | 271 | 2 | NG | ST | 213.4 | 150 | 0 | 0 |  |  | 0 | 0 |  | IPP Non-CHP | N | RE | 2003 | Retired in 2003
EXCLUDE | CA | Pittsburg Power | 271 | 3 | NG | ST | 213.4 | 150 | 0 | 0 |  |  | 0 | 0 |  | IPP Non-CHP | N | RE | 2003 | Retired in 2003
EXCLUDE | CA | Pittsburg Power | 271 | 4 | NG | ST | 213.4 | 145 | 0 | 0 |  |  | 0 | 0 |  | IPP Non-CHP | N | RE | 2003 | Retired in 2003
OGST | CA | Pittsburg Power | 271 | 5 | NG | ST | 326.4 | 312 | 3319 | 21981 |  |  | 21981 | 16707.35 |  | Electric Utility/IPP Non-CHP | N | OP
OGST | CA | Pittsburg Power | 271 | 6 | NG | ST | 326.4 | 317 | 3300 | 11083 |  |  | 11083 | 9023.85 |  | Electric Utility/IPP Non-CHP | N | OP
OGST | CA | Pittsburg Power | 271 | 7 | NG | ST | 751.1 | 682 | 6870 | 2183.8386 |  |  | 2183.8386 | 1976.35 |  | Electric Utility/IPP Non-CHP | N | OP
EXCLUDE | CA | Plant No 1 | 50696 | GEN1 | OBG | IC | 2.5 | 2.4 | 0 | 0 | 0.74064 | 0 | 0 | 0 |  | Commercial CHP | Y | OP |  | Internal Combustion (PRMVR=IC)
EXCLUDE | CA | Plant No 1 | 50696 | GEN2 | OBG | IC | 2.5 | 2.4 | 0 | 0 | 0.74064 | 0 | 0 | 0 |  | Commercial CHP | Y | OP |  | Internal Combustion (PRMVR=IC)
EXCLUDE | CA | Plant No 1 | 50696 | GEN3 | OBG | IC | 2.5 | 2.4 | 0 | 0 | 0.74064 | 0 | 0 | 0 |  | Commercial CHP | Y | OP |  | Internal Combustion (PRMVR=IC)
EXCLUDE | CA | Plant No 2 | 52099 | GEN1 | OBG | IC | 3 | 2.7 | 0 | 0 | 0.7698 | 0 | 0 | 0 |  | Commercial CHP | Y | OP |  | Internal Combustion (PRMVR=IC)
EXCLUDE | CA | Plant No 2 | 52099 | GEN2 | OBG | IC | 3 | 2.7 | 0 | 0 | 0.7698 | 0 | 0 | 0 |  | Commercial CHP | Y | OP |  | Internal Combustion (PRMVR=IC)
EXCLUDE | CA | Plant No 2 | 52099 | GEN3 | OBG | IC | 3 | 2.7 | 0 | 0 | 0.7698 | 0 | 0 | 0 |  | Commercial CHP | Y | OP |  | Internal Combustion (PRMVR=IC)
EXCLUDE | CA | Plant No 2 | 52099 | GEN4 | OBG | IC | 3 | 2.7 | 0 | 0 | 0.7698 | 0 | 0 | 0 |  | Commercial CHP | Y | OP |  | Internal Combustion (PRMVR=IC)
EXCLUDE | CA | Plant No 2 | 52099 | GEN5 | OBG | IC | 3 | 2.7 | 0 | 0 | 0.7698 | 0 | 0 | 0 |  | Commercial CHP | Y | OP |  | Internal Combustion (PRMVR=IC)
EXCLUDE | CA | Plant No 2 | 52099 | GEN6 | OBG | ST | 1 | 0.9 | 0 | 1097 | 0 |  |  | 0 |  | Commercial CHP | Y | OP |  | Non Fossil fuel type
EXCLUDE | CA | Pleasant Valley | 402 | 1 | WAT | HY | 3.2 | 2.7 | 0 | 6928 |  |  | 6928 | 0 |  | Electric Utility | N | OP |  | Non Combustion (NUC, WAT, WND, GEO, or SUN)
EXCLUDE | CA | Ples I | 10479 | T101 | GEO | BT | 5 | 4.5 | 0 | 35817 |  |  | 35817 | 0 |  | IPP Non-CHP | N | OP |  | Non Combustion (NUC, WAT, WND, GEO, or SUN)
EXCLUDE | CA | Ples I | 10479 | T102 | GEO | BT | 5 | 5.5 | 0 | 35817 |  |  | 35817 | 0 |  | IPP Non-CHP | N | OP |  | Non Combustion (NUC, WAT, WND, GEO, or SUN)
EXCLUDE | CA | Ples I | 10479 | T103 | GEO | BT | 5 | 5.5 | 0 | 35817 |  |  | 35817 | 0 |  | IPP Non-CHP | N | OP |  | Non Combustion (NUC, WAT, WND, GEO, or SUN)
EXCLUDE | CA | Poe | 272 | 1 | WAT | HY | 71.4 | 61.5 | 0 | 342946 |  |  | 342946 | 0 |  | Electric Utility | N | OP |  | Non Combustion (NUC, WAT, WND, GEO, or SUN)
EXCLUDE | CA | Poe | 272 | 2 | WAT | HY | 71.4 | 61.7 | 0 | 342946 |  |  | 342946 | 0 |  | Electric Utility | N | OP |  | Non Combustion (NUC, WAT, WND, GEO, or SUN)
EXCLUDE | CA | Ponderosa Bailey Creek | 10709 | GEN1 | WAT | HY | 1.1 | 1.1 | 0 | 3708 |  |  | 3708 | 0 |  | IPP Non-CHP | N | OP |  | Non Combustion (NUC, WAT, WND, GEO, or SUN)
EXCLUDE | CA | Poole | 353 | 1 | WAT | HY | 11.2 | 10.8 | 0 | 37310 |  |  | 37310 | 0 |  | Electric Utility | N | OP |  | Non Combustion (NUC, WAT, WND, GEO, or SUN)
COALST | CA | Port of Stockton Energy Facility | 54238 | STG | BIT | ST | 54 | 44 | 0 | 0 | 0 |  |  | 0 |  | IPP CHP | Y | OS
EXCLUDE | CA | Portal | 354 | 1 | WAT | HY | 10.8 | 10.5 | 0 | 8782 |  |  | 8782 | 0 |  | Electric Utility | N | OP |  | Non Combustion (NUC, WAT, WND, GEO, or SUN)
EXCLUDE | CA | Portola | 6524 | 1 | DFO | IC | 2 | 2 | 0 | 0 |  |  | 0 | 0 |  | Electric Utility | N | RE | 2007 | Internal Combustion (PRMVR=IC)
EXCLUDE | CA | Portola | 6524 | 2 | DFO | IC | 2 | 2 | 0 | 0 |  |  | 0 | 0 |  | Electric Utility | N | RE | 2007 | Internal Combustion (PRMVR=IC)
EXCLUDE | CA | Portola | 6524 | 3 | DFO | IC | 2 | 2 | 0 | 0 |  |  | 0 | 0 |  | Electric Utility | N | RE | 2007 | Internal Combustion (PRMVR=IC)
OGST | CA | Potrero Power | 273 | 3 | NG | ST | 226 | 206 | 0 | 0 |  |  | 0 | 0 |  | IPP Non-CHP | N | RE | 2011
SSTLOGN | CA | Potrero Power | 273 | 4 | DFO | GT | 52 | 52 | 0 | -116.6667 |  |  | -116.6667 | 0 |  | IPP Non-CHP | N | RE | 2011
SSTLOGN | CA | Potrero Power | 273 | 5 | DFO | GT | 52 | 52 | 0 | -116.6667 |  |  | -116.6667 | 0 |  | IPP Non-CHP | N | RE | 2011
SSTLOGN | CA | Potrero Power | 273 | 6 | DFO | GT | 52 | 52 | 0 | -116.6667 |  |  | -116.6667 | 0 |  | IPP Non-CHP | N | RE | 2011
EXCLUDE | CA | Potter Valley | 274 | 1 | WAT | HY | 4.4 | 4.5 | 0 | 15410.2979 |  |  | 15410.2979 | 0 |  | Electric Utility | N | OP |  | Non Combustion (NUC, WAT, WND, GEO, or SUN)
EXCLUDE | CA | Potter Valley | 274 | 2 | WAT | HY | 2 | 2 | 0 | 7004.6809 |  |  | 7004.6809 | 0 |  | Electric Utility | N | OP |  | Non Combustion (NUC, WAT, WND, GEO, or SUN)
EXCLUDE | CA | Potter Valley | 274 | 3 | WAT | HY | 3 | 2.7 | 0 | 10507.0213 |  |  | 10507.0213 | 0 |  | Electric Utility | N | OP |  | Non Combustion (NUC, WAT, WND, GEO, or SUN)
EXCLUDE | CA | Power Generation Station (PGS) 2 | 57696 | 1 | OBG | GT | 4.6 | 3.8 | 0 | 3215 | 0.73206 | 5353.2162 | 4391.7034 | 2537.8649 |  | Electric Utility | Y | OP |  | Non Fossil fuel type
EXCLUDE | CA | Prima Plant | 55601 | UNT1 | LFG | IC | 3 | 2.7 | 0 | 0 |  |  | 0 | 0 |  | IPP Non-CHP | N | OP |  | Internal Combustion (PRMVR=IC)
EXCLUDE | CA | Prima Plant | 55601 | UNT2 | LFG | IC | 3 | 2.7 | 0 | 0 |  |  | 0 | 0 |  | IPP Non-CHP | N | OP |  | Internal Combustion (PRMVR=IC)
EXCLUDE | CA | Puente Hills Energy Recovery | 10472 | GEN1 | LFG | ST | 50 | 45 | 0 | 394730 |  |  | 394730 | 261066.8604 |  | Commercial Non-CHP | N | OP |  | Non Fossil fuel type
EXCLUDE | CA | Puente Hills Energy Recovery | 10472 | GEN2 | LFG | GT | 2.8 | 1.1 | 0 | 12012 |  |  | 12012 | 13501.9532 |  | Commercial Non-CHP | N | OP |  | Non Fossil fuel type
EXCLUDE | CA | Puente Hills Energy Recovery | 10472 | GEN3 | LFG | IC | 3.3 | 2.7 | 0 | 0 |  |  | 0 | 0 |  | Commercial Non-CHP | N | OP |  | Internal Combustion (PRMVR=IC)
EXCLUDE | CA | Puente Hills Energy Recovery | 10472 | GEN4 | LFG | IC | 3.3 | 2.7 | 0 | 0 |  |  | 0 | 0 |  | Commercial Non-CHP | N | OP |  | Internal Combustion (PRMVR=IC)
EXCLUDE | CA | Puente Hills Energy Recovery | 10472 | GEN5 | LFG | IC | 3.3 | 2.7 | 0 | 0 |  |  | 0 | 0 |  | Commercial Non-CHP | N | OP |  | Internal Combustion (PRMVR=IC)
EXCLUDE | CA | Pulp Mill Power House | 10074 | GEN1 | BLQ | ST | 20 | 20 | 0 | 0 | 0 |  |  | 0 |  | Industrial CHP | Y | OS |  | Steam unit (PRMVR=ST) under 25MW/250 MMBtu/hr
EXCLUDE | CA | R C Kirkwood | 382 | 1 | WAT | HY | 39.5 | 39.5 | 0 | 230203.6061 |  |  | 230203.6061 | 0 |  | Electric Utility | N | OP |  | Non Combustion (NUC, WAT, WND, GEO, or SUN)
EXCLUDE | CA | R C Kirkwood | 382 | 2 | WAT | HY | 39.5 | 39.5 | 0 | 230203.6061 |  |  | 230203.6061 | 0 |  | Electric Utility | N | OP |  | Non Combustion (NUC, WAT, WND, GEO, or SUN)
EXCLUDE | CA | R C Kirkwood | 382 | 3 | WAT | HY | 36.5 | 36.5 | 0 | 212719.7879 |  |  | 212719.7879 | 0 |  | Electric Utility | N | OP |  | Non Combustion (NUC, WAT, WND, GEO, or SUN)
EXCLUDE | CA | R E Badger Filtration Plant | 50147 | 1 | WAT | HY | 1.4 | 1 | 0 | 339.57 |  |  | 339.57 | 0 |  | IPP Non-CHP | N | OP |  | Non Combustion (NUC, WAT, WND, GEO, or SUN)
EXCLUDE | CA | Ralston | 427 | 1 | WAT | HY | 79.2 | 86.3 | 0 | 479895 |  |  | 479895 | 0 |  | Electric Utility | N | OP |  | Non Combustion (NUC, WAT, WND, GEO, or SUN)
EXCLUDE | CA | Rancho Penasquitos | 56615 | G100 | WAT | HY | 4.6 | 4.4 | 0 | 15029 |  |  | 15029 | 0 |  | IPP Non-CHP | N | OP |  | Non Combustion (NUC, WAT, WND, GEO, or SUN)
EXCLUDE | CA | RCWMD Badlands Landfill Gas Project | 55820 | GEN1 | LFG | IC | 1.3 | 1 | 0 | 0 |  |  | 0 | 0 |  | Commercial Non-CHP | N | OP |  | Internal Combustion (PRMVR=IC)
EXCLUDE | CA | RCWMD Badlands Landfill Gas Project | 55820 | GEN2 | LFG | IC | 1.2 | 1 | 0 | 0 |  |  | 0 | 0 |  | Commercial Non-CHP | N | IP |  | Internal Combustion (PRMVR=IC)
EXCLUDE | CA | RE Bruceville 1 | 57783 | BRU1 | SUN | PV | 5 | 5 | 0 | 0 |  |  | 0 | 0 |  | IPP Non-CHP | N | V |  | Non Combustion (NUC, WAT, WND, GEO, or SUN)
EXCLUDE | CA | RE Bruceville 2 | 57784 | BRU2 | SUN | PV | 5 | 5 | 0 | 0 |  |  | 0 | 0 |  | IPP Non-CHP | N | V |  | Non Combustion (NUC, WAT, WND, GEO, or SUN)
EXCLUDE | CA | RE Bruceville 3 | 57785 | BRU3 | SUN | PV | 5 | 5 | 0 | 0 |  |  | 0 | 0 |  | IPP Non-CHP | N | V |  | Non Combustion (NUC, WAT, WND, GEO, or SUN)
EXCLUDE | CA | RE Dillard 1 | 57777 | DL1 | SUN | PV | 3 | 3 | 0 | 0 |  |  | 0 | 0 |  | IPP Non-CHP | N | V |  | Non Combustion (NUC, WAT, WND, GEO, or SUN)
EXCLUDE | CA | RE Dillard 2 | 57779 | DIL2 | SUN | PV | 3 | 3 | 0 | 0 |  |  | 0 | 0 |  | IPP Non-CHP | N | V |  | Non Combustion (NUC, WAT, WND, GEO, or SUN)
EXCLUDE | CA | RE Dillard 3 | 57781 | DIL3 | SUN | PV | 3 | 3 | 0 | 0 |  |  | 0 | 0 |  | IPP Non-CHP | N | V |  | Non Combustion (NUC, WAT, WND, GEO, or SUN)
EXCLUDE | CA | RE Dillard 4 | 57806 | DIL4 | SUN | PV | 0.4 | 0.4 | 0 | 0 |  |  | 0 | 0 |  | IPP Non-CHP | N | V |  | Non Combustion (NUC, WAT, WND, GEO, or SUN)
EXCLUDE | CA | RE Kammerer 1 | 57778 | KAM1 | SUN | PV | 5 | 5 | 0 | 0 |  |  | 0 | 0 |  | IPP Non-CHP | N | V |  | Non Combustion (NUC, WAT, WND, GEO, or SUN)
EXCLUDE | CA | RE Kammerer 2 | 57780 | KAM2 | SUN | PV | 5 | 5 | 0 | 0 |  |  | 0 | 0 |  | IPP Non-CHP | N | V |  | Non Combustion (NUC, WAT, WND, GEO, or SUN)
EXCLUDE | CA | RE Kammerer 3 | 57782 | KAM3 | SUN | PV | 5 | 5 | 0 | 0 |  |  | 0 | 0 |  | IPP Non-CHP | N | V |  | Non Combustion (NUC, WAT, WND, GEO, or SUN)
EXCLUDE | CA | RE McKenzie 1 | 57816 | MCK1 | SUN | PV | 5 | 5 | 0 | 0 |  |  | 0 | 0 |  | IPP Non-CHP | N | T |  | Non Combustion (NUC, WAT, WND, GEO, or SUN)
EXCLUDE | CA | RE McKenzie 2 | 57817 | MCK2 | SUN | PV | 5 | 5 | 0 | 0 |  |  | 0 | 0 |  | IPP Non-CHP | N | T |  | Non Combustion (NUC, WAT, WND, GEO, or SUN)
EXCLUDE | CA | RE McKenzie 3 | 57818 | MCK3 | SUN | PV | 5 | 5 | 0 | 0 |  |  | 0 | 0 |  | IPP Non-CHP | N | T |  | Non Combustion (NUC, WAT, WND, GEO, or SUN)
EXCLUDE | CA | RE McKenzie 4 | 57819 | MCK4 | SUN | PV | 5 | 5 | 0 | 0 |  |  | 0 | 0 |  | IPP Non-CHP | N | T |  | Non Combustion (NUC, WAT, WND, GEO, or SUN)
EXCLUDE | CA | RE McKenzie 5 | 57820 | MCK5 | SUN | PV | 5 | 5 | 0 | 0 |  |  | 0 | 0 |  | IPP Non-CHP | N | T |  | Non Combustion (NUC, WAT, WND, GEO, or SUN)
EXCLUDE | CA | RE McKenzie 6 | 57821 | MCK6 | SUN | PV | 5 | 5 | 0 | 0 |  |  | 0 | 0 |  | IPP Non-CHP | N | T |  | Non Combustion (NUC, WAT, WND, GEO, or SUN)
EXCLUDE | CA | Red Bluff | 56184 | IC1 | NG | IC | 2.9 | 2.8 | 0 | 0 |  |  | 0 | 0 |  | IPP Non-CHP | N | OP |  | Internal Combustion (PRMVR=IC)
EXCLUDE | CA | Red Bluff | 56184 | IC10 | NG | IC | 2.9 | 2.8 | 0 | 0 |  |  | 0 | 0 |  | IPP Non-CHP | N | OP |  | Internal Combustion (PRMVR=IC)
EXCLUDE | CA | Red Bluff | 56184 | IC11 | NG | IC | 2.9 | 2.8 | 0 | 0 |  |  | 0 | 0 |  | IPP Non-CHP | N | OP |  | Internal Combustion (PRMVR=IC)
EXCLUDE | CA | Red Bluff | 56184 | IC12 | NG | IC | 2.9 | 2.8 | 0 | 0 |  |  | 0 | 0 |  | IPP Non-CHP | N | OP |  | Internal Combustion (PRMVR=IC)
EXCLUDE | CA | Red Bluff | 56184 | IC13 | NG | IC | 2.9 | 2.8 | 0 | 0 |  |  | 0 | 0 |  | IPP Non-CHP | N | OP |  | Internal Combustion (PRMVR=IC)
EXCLUDE | CA | Red Bluff | 56184 | IC14 | NG | IC | 2.9 | 2.8 | 0 | 0 |  |  | 0 | 0 |  | IPP Non-CHP | N | OP |  | Internal Combustion (PRMVR=IC)
EXCLUDE | CA | Red Bluff | 56184 | IC15 | NG | IC | 2.9 | 2.8 | 0 | 0 |  |  | 0 | 0 |  | IPP Non-CHP | N | OP |  | Internal Combustion (PRMVR=IC)
EXCLUDE | CA | Red Bluff | 56184 | IC16 | NG | IC | 2.9 | 2.8 | 0 | 0 |  |  | 0 | 0 |  | IPP Non-CHP | N | OP |  | Internal Combustion (PRMVR=IC)
EXCLUDE | CA | Red Bluff | 56184 | IC2 | NG | IC | 2.9 | 2.8 | 0 | 0 |  |  | 0 | 0 |  | IPP Non-CHP | N | OP |  | Internal Combustion (PRMVR=IC)
EXCLUDE | CA | Red Bluff | 56184 | IC3 | NG | IC | 2.9 | 2.8 | 0 | 0 |  |  | 0 | 0 |  | IPP Non-CHP | N | OP |  | Internal Combustion (PRMVR=IC)
EXCLUDE | CA | Red Bluff | 56184 | IC4 | NG | IC | 2.9 | 2.8 | 0 | 0 |  |  | 0 | 0 |  | IPP Non-CHP | N | OP |  | Internal Combustion (PRMVR=IC)
EXCLUDE | CA | Red Bluff | 56184 | IC5 | NG | IC | 2.9 | 2.8 | 0 | 0 |  |  | 0 | 0 |  | IPP Non-CHP | N | OP |  | Internal Combustion (PRMVR=IC)
EXCLUDE | CA | Red Bluff | 56184 | IC6 | NG | IC | 2.9 | 2.8 | 0 | 0 |  |  | 0 | 0 |  | IPP Non-CHP | N | OP |  | Internal Combustion (PRMVR=IC)
EXCLUDE | CA | Red Bluff | 56184 | IC7 | NG | IC | 2.9 | 2.8 | 0 | 0 |  |  | 0 | 0 |  | IPP Non-CHP | N | OP |  | Internal Combustion (PRMVR=IC)
EXCLUDE | CA | Red Bluff | 56184 | IC8 | NG | IC | 2.9 | 2.8 | 0 | 0 |  |  | 0 | 0 |  | IPP Non-CHP | N | OP |  | Internal Combustion (PRMVR=IC)
EXCLUDE | CA | Red Bluff | 56184 | IC9 | NG | IC | 2.9 | 2.8 | 0 | 0 |  |  | 0 | 0 |  | IPP Non-CHP | N | OP |  | Internal Combustion (PRMVR=IC)
EXCLUDE | CA | Red Mountain | 484 | 1 | WAT | HY | 5.9 | 5.9 | 0 | 32851 |  |  | 32851 | 0 |  | Electric Utility | N | OP |  | Non Combustion (NUC, WAT, WND, GEO, or SUN)
EXCLUDE | CA | Redding Power | 7307 | 1 | NG | GT | 18 | 15 | 123.9024 | 6106.4121 |  |  | 6106.4121 | 3858.0968 |  | Electric Utility | N | OP |  | Simple Cycle Turbine (PRMVR=GT or OT) unit under 25MW
SSTLOGN | CA | Redding Power | 7307 | 2 | NG | GT | 27.9 | 23 | 192.0488 | 9464.9387 |  |  | 9464.9387 | 5980.0501 |  | Electric Utility | N | OP
SSTLOGN | CA | Redding Power | 7307 | 3 | NG | GT | 27.9 | 23 | 192.0488 | 9464.9387 |  |  | 9464.9387 | 5980.0501 |  | Electric Utility | N | OP
NGCC | CA | Redding Power | 7307 | 4 | NG | CC | 26.8 | 28 | 508.5 | 11741.9799 |  |  | 11741.9799 | 2596.7923 |  | Electric Utility | N | OP
NGCC | CA | Redding Power | 7307 | 5 | NG | CC | 40 | 39 | 508.5 | 13849.4571 |  |  | 13849.4571 | 3875.8093 |  | Electric Utility | N | OP
NGCC | CA | Redding Power | 7307 | 6 | NG | CC | 42.5 | 39 | 508.5 | 13849.4571 |  |  | 13849.4571 | 4118.0474 |  | Electric Utility | N | OP
EXCLUDE | CA | Regional Wastewater Control Facility | 56134 | 101 | OBG | IC | 1 | 1 | 0 | 0 |  |  |  | 0 |  | Commercial CHP | Y | OP |  | Internal Combustion (PRMVR=IC)
EXCLUDE | CA | Regional Wastewater Control Facility | 56134 | 301 | OBG | IC | 1 | 1 | 0 | 0 |  |  |  | 0 |  | Commercial CHP | Y | OP |  | Internal Combustion (PRMVR=IC)
EXCLUDE | CA | Regional Wastewater Control Facility | 56134 | 401 | OBG | IC | 1 | 1 | 0 | 0 |  |  |  | 0 |  | Commercial CHP | Y | OP |  | Internal Combustion (PRMVR=IC)
EXCLUDE | CA | Regional Wastewater Control Facility | 56134 | 501 | DFO | IC | 1.8 | 1 | 0 | 0 |  |  |  | 0 |  | Commercial CHP | Y | SB |  | Internal Combustion (PRMVR=IC)
EXCLUDE | CA | Rhodia Dominguez Plant | 52064 | GEN1 | NG | ST | 5 | 3.5 | 0 | 6988 | 0.098355 | 291433.7143 | 71048.752 | 61874.7225 |  | Industrial CHP | Y | OP |  | Steam unit (PRMVR=ST) under 25MW/250 MMBtu/hr
EXCLUDE | CA | Rice Solar Energy | 57276 | RSE1 | SUN | OT | 170 | 150 | 0 | 0 |  |  | 0 | 0 |  | Commercial Non-CHP | N | L |  | Non Combustion (NUC, WAT, WND, GEO, or SUN)
EXCLUDE | CA | Richard J Donovan Correctional Facility | 54936 | 3 | NG | GT | 2.6 | 2.2 | 0 | 22783.04 | 0.054478 | 1798907.6414 | 418205.2941 | 207753.3248 |  | Commercial CHP | Y | OP |  | Simple Cycle Turbine (PRMVR=GT or OT) unit under 25MW
EXCLUDE | CA | Richmond Cogen | 52109 | GEN1 | NG | GT | 62.6 | 50 | 0 | 395730.0015 | 0.94773 | 99293.8183 | 417556.0167 | 256966.7801 |  | Industrial CHP | Y | OP |  | Commercial/Industrial Unit
EXCLUDE | CA | Richmond Cogen | 52109 | GEN2 | NG | GT | 62.6 | 50 | 0 | 395730.0015 | 0.94773 | 99293.8183 | 417556.0167 | 256966.7801 |  | Industrial CHP | Y | OP |  | Commercial/Industrial Unit
EXCLUDE | CA | Richmond Cogen | 52109 | GEN3 | NG | GT | 43 | 43 | 0 | 0 | 1 | 0 | 0 | 0 |  | Industrial CHP | Y | IP |  | Status of operation (IP,L,P,T,or U)
EXCLUDE | CA | Richmond Refinery TG800 | 52105 | GEN1 | OG | ST | 4 | 3.7 | 0 | 0 | 0.11196 | 0 | 0 | 0 |  | Industrial CHP | Y | RE | 2005 | Steam unit (PRMVR=ST) under 25MW/250 MMBtu/hr
EXCLUDE | CA | Richmond Refinery TG800 | 52105 | GEN2 | OG | ST | 4 | 3.7 | 0 | 0 | 0.11196 | 0 | 0 | 0 |  | Industrial CHP | Y | RE | 2005 | Steam unit (PRMVR=ST) under 25MW/250 MMBtu/hr
EXCLUDE | CA | Richmond Refinery TG800 | 52105 | GEN3 | OG | ST | 4 | 3.7 | 0 | 0 | 0.11196 | 0 | 0 | 0 |  | Industrial CHP | Y | RE | 2006 | Steam unit (PRMVR=ST) under 25MW/250 MMBtu/hr
EXCLUDE | CA | Richmond Refinery TG800 | 52105 | GEN4 | OG | ST | 9 | 8.4 | 0 | 0 | 0.11196 | 0 | 0 | 0 |  | Industrial CHP | Y | RE | 2005 | Steam unit (PRMVR=ST) under 25MW/250 MMBtu/hr
EXCLUDE | CA | Richmond Refinery TG800 | 52105 | GEN5 | OG | ST | 30.4 | 30.4 | 0 | 105051.97 |  |  | 105051.97 | 275225.2825 |  | Industrial CHP | N | OP |  | Commercial/Industrial Unit
EXCLUDE | CA | Ridgetop | 54931 | WGN1 | WND | WT | 46.8 | 46.9 | 0 | 145151 |  |  | 145151 | 0 |  | IPP Non-CHP | N | OP |  | Non Combustion (NUC, WAT, WND, GEO, or SUN)
EXCLUDE | CA | Ridgetop Energy LLC | 10597 | WGN1 | WND | WT | 29 | 29 | 0 | 66011 |  |  | 66011 | 0 |  | IPP Non-CHP | N | OP |  | Non Combustion (NUC, WAT, WND, GEO, or SUN)
EXCLUDE | CA | Ridgewood/Byron Power Partners | 52199 | GEN1 | NG | IC | 1.3 | 1.1 | 0 | 0 |  |  |  | 0 |  | IPP CHP | Y | RE | 2008 | Internal Combustion (PRMVR=IC)
EXCLUDE | CA | Ridgewood/Byron Power Partners | 52199 | GEN2 | NG | IC | 1.3 | 1.1 | 0 | 0 |  |  |  | 0 |  | IPP CHP | Y | RE | 2008 | Internal Combustion (PRMVR=IC)
EXCLUDE | CA | Ridgewood/Byron Power Partners | 52199 | GEN3 | NG | IC | 1.3 | 1.1 | 0 | 0 |  |  |  | 0 |  | IPP CHP | Y | RE | 2008 | Internal Combustion (PRMVR=IC)
EXCLUDE | CA | Ridgewood/Byron Power Partners | 52199 | GEN4 | NG | IC | 1.3 | 1.1 | 0 | 0 |  |  |  | 0 |  | IPP CHP | Y | RE | 2008 | Internal Combustion (PRMVR=IC)
EXCLUDE | CA | Ridgewood/Byron Power Partners | 52199 | GEN5 | NG | IC | 1.3 | 1.1 | 0 | 0 |  |  |  | 0 |  | IPP CHP | Y | RE | 2008 | Internal Combustion (PRMVR=IC)
EXCLUDE | CA | Rio Bravo Fresno | 10767 | GEN1 | WDS | ST | 28 | 24.3 | 0 | 195597 |  |  | 195597 | 288888.1532 |  | IPP Non-CHP | N | OP |  | Non Fossil fuel type
EXCLUDE | CA | Rio Bravo Hydro Project | 50037 | UNT1 | WAT | HY | 7 | 6.7 | 0 | 25534.5 |  |  | 25534.5 | 0 |  | IPP Non-CHP | N | SB |  | Non Combustion (NUC, WAT, WND, GEO, or SUN)
EXCLUDE | CA | Rio Bravo Hydro Project | 50037 | UNT2 | WAT | HY | 7 | 6.7 | 0 | 25534.5 |  |  | 25534.5 | 0 |  | IPP Non-CHP | N | OP |  | Non Combustion (NUC, WAT, WND, GEO, or SUN)
COALST | CA | Rio Bravo Jasmin | 10768 | UP9 | SUB | ST | 38.2 | 33 | 0 | 290994 | 0.95849 | 57334.8619 | 303596.9151 | 359909.8579 |  | IPP CHP | Y | OP
COALST | CA | Rio Bravo Poso | 10769 | UP8 | BIT | ST | 38.2 | 33 | 0 | 225651 | 0.98569 | 14898.081 | 228925.7833 | 283234.8609 |  | IPP CHP | Y | OP
EXCLUDE | CA | Rio Bravo Rocklin | 10772 | GEN1 | WDS | ST | 27.9 | 24.4 | 0 | 185226 |  |  | 185226 | 317510.9192 |  | IPP Non-CHP | N | OP |  | Non Fossil fuel type
EXCLUDE | CA | Rio Hondo | 482 | 1 | WAT | HY | 1.9 | 1.9 | 0 | 1951 |  |  | 1951 | 0 |  | Electric Utility | N | OP |  | Non Combustion (NUC, WAT, WND, GEO, or SUN)
SSTLOGN | CA | Ripon Generation Station | 56135 | 1 | NG | GT | 60.5 | 48 | 505 | 18169 |  |  | 18169 | 11857.817 |  | Electric Utility | N | OP
SSTLOGN | CA | Ripon Generation Station | 56135 | 2 | NG | GT | 60.5 | 48 | 500 | 18169 |  |  | 18169 | 13847.607 |  | Electric Utility | N | OP
SSTLOGN | CA | Ripon Mill | 50299 | GEN1 | NG | GT | 49.5 | 46.5 | 0 | 118564 | 0.85937 | 88269.1959 | 137966.6662 | 67055.3108 |  | IPP CHP | Y | OP
SSTLOGN | CA | Riverside Energy Resource Center | 56143 | 1 | NG | GT | 50 | 50 | 525 | 12646.9388 |  |  | 12646.9388 | 6635.125 |  | Electric Utility | N | OP
SSTLOGN | CA | Riverside Energy Resource Center | 56143 | 2 | NG | GT | 50 | 50 | 525 | 12646.9388 |  |  | 12646.9388 | 5783.325 |  | Electric Utility | N | OP
SSTLOGN | CA | Riverside Energy Resource Center | 56143 | 3 | NG | GT | 48 | 48 | 525 | 12141.0612 |  |  | 12141.0612 | 7949.775 |  | Electric Utility | N | OP
SSTLOGN | CA | Riverside Energy Resource Center | 56143 | 4 | NG | GT | 48 | 48 | 525 | 12141.0612 |  |  | 12141.0612 | 7168.075 |  | Electric Utility | N | OP
SSTLOGN | CA | Riverview Energy Center | 55963 | CTG1 | NG | GT | 47 | 46.1 | 500 | 11276 |  |  | 11276 | 7847.676 |  | Electric Utility/IPP Non-CHP | N | OP
EXCLUDE | CA | Roaring Creek Water Power | 10881 | GEN1 | WAT | HY | 2 | 2 | 0 | 8614 |  |  | 8614 | 0 |  | IPP Non-CHP | N | OP |  | Non Combustion (NUC, WAT, WND, GEO, or SUN)
EXCLUDE | CA | Robbs Peak | 433 | 1 | WAT | HY | 25.5 | 25.5 | 0 | 76733 |  |  | 76733 | 0 |  | Electric Utility | N | OP |  | Non Combustion (NUC, WAT, WND, GEO, or SUN)
EXCLUDE | CA | Robert O Schulz Solar Farm | 57579 | 1 | SUN | PV | 0.9 | 0.9 | 0 | 2016 |  |  | 2016 | 0 |  | Electric Utility | N | OP |  | Non Combustion (NUC, WAT, WND, GEO, or SUN)
EXCLUDE | CA | Robert O Schulz Solar Farm | 57579 | 2 | SUN | PV | 0.4 | 0.4 | 0 | 896 |  |  | 896 | 0 |  | Electric Utility | N | OP |  | Non Combustion (NUC, WAT, WND, GEO, or SUN)
EXCLUDE | CA | Rock Creek | 275 | H1 | WAT | HY | 62.3 | 58 | 0 | 226756.5 |  |  | 226756.5 | 0 |  | Electric Utility | N | OP |  | Non Combustion (NUC, WAT, WND, GEO, or SUN)
EXCLUDE | CA | Rock Creek | 275 | H2 | WAT | HY | 62.3 | 54 | 0 | 226756.5 |  |  | 226756.5 | 0 |  | Electric Utility | N | OP |  | Non Combustion (NUC, WAT, WND, GEO, or SUN)
EXCLUDE | CA | Rock Creek Dam | 56822 | 1 | WAT | HY | 3.6 | 3.6 | 0 | 0 |  |  | 0 | 0 |  | Electric Utility | N | IP |  | Non Combustion (NUC, WAT, WND, GEO, or SUN)
EXCLUDE | CA | Rock Creek LP | 50892 | GEN1 | WAT | HY | 1.5 | 1.5 | 0 | 2938 |  |  | 2938 | 0 |  | IPP Non-CHP | N | OP |  | Non Combustion (NUC, WAT, WND, GEO, or SUN)
EXCLUDE | CA | Rock Creek LP | 50892 | GEN2 | WAT | HY | 1.5 | 1.5 | 0 | 2938 |  |  | 2938 | 0 |  | IPP Non-CHP | N | OP |  | Non Combustion (NUC, WAT, WND, GEO, or SUN)
EXCLUDE | CA | Rockwood | 7824 | 1 | NG | GT | 24.9 | 24.1 | 0 | 1473.5 |  |  | 1473.5 | 827.7708 |  | Electric Utility | N | OP |  | Simple Cycle Turbine (PRMVR=GT or OT) unit under 25MW
EXCLUDE | CA | Rockwood | 7824 | 2 | DFO | GT | 24.9 | 23 | 0 | 1473.5 |  |  | 1473.5 | 1154.643 |  | Electric Utility | N | OP |  | Simple Cycle Turbine (PRMVR=GT or OT) unit under 25MW
EXCLUDE | CA | Rollins | 34 | 1P | WAT | HY | 12.1 | 12.1 | 0 | 76258 |  |  | 76258 | 0 |  | IPP Non-CHP | N | OP |  | Non Combustion (NUC, WAT, WND, GEO, or SUN)
EXCLUDE | CA | Roseburg Forest Products Biomass | 56469 | 1 | WDS | ST | 13.4 | 9 | 0 | 47971.787 | 0.49093 | 226303.6654 | 97716.1449 | 126259.1442 |  | Industrial CHP | Y | OP |  | Non Fossil fuel type
SSTLOGN | CA | Roseville | 7452 | 1 | NG | GT | 27.4 | 21.2 | 0 | 458 |  |  | 458 | 425.0336 |  | Electric Utility | N | SB
SSTLOGN | CA | Roseville | 7452 | 2 | NG | GT | 27.4 | 21.2 | 0 | 458 |  |  | 458 | 425.0336 |  | Electric Utility | N | SB
NGCC | CA | Roseville Energy Park | 56298 | 1 | NG | CC | 42 | 141 | 0 | 34070.9634 |  |  | 34070.9634 | 15438.4494 |  | Electric Utility | N | OP
NGCC | CA | Roseville Energy Park | 56298 | 2 | NG | CC | 42 |  | 0 | 34070.9634 |  |  | 34070.9634 | 15438.4494 |  | Electric Utility | N | OP
NGCC | CA | Roseville Energy Park | 56298 | 3 | NG | CC | 80 |  | 0 | 64897.0732 |  |  | 64897.0732 | 29406.5703 |  | Electric Utility | N | OP
EXCLUDE | CA | RPI Fuel Cell LLC | 57419 | 1 | OBG | FC | 3 | 2.8 | 0 | 0 |  |  |  | 0 |  | IPP CHP | Y | V |  | Fuel Cell (PRMVR=FC)
EXCLUDE | CA | Rugged Solar LLC | 57960 | 1 | SUN | CP | 80 | 80 | 0 | 0 |  |  | 0 | 0 |  | IPP Non-CHP | N | L |  | Non Combustion (NUC, WAT, WND, GEO, or SUN)
EXCLUDE | CA | Rush Creek | 357 | 1 | WAT | HY | 5.8 | 6 | 0 | 21586.7077 |  |  | 21586.7077 | 0 |  | Electric Utility | N | OP |  | Non Combustion (NUC, WAT, WND, GEO, or SUN)
EXCLUDE | CA | Rush Creek | 357 | 2 | WAT | HY | 7.2 | 5.5 | 0 | 26797.2923 |  |  | 26797.2923 | 0 |  | Electric Utility | N | OP |  | Non Combustion (NUC, WAT, WND, GEO, or SUN)
EXCLUDE | CA | Russell City Energy Center | 56467 | CTG1 | NG | CC | 200 | 185 | 0 | 0 |  |  | 0 | 0 |  | IPP Non-CHP | N | U |  | Status of operation (IP,L,P,T,or U)
EXCLUDE | CA | Russell City Energy Center | 56467 | CTG2 | NG | CC | 200 | 185 | 0 | 0 |  |  | 0 | 0 |  | IPP Non-CHP | N | U |  | Status of operation (IP,L,P,T,or U)
EXCLUDE | CA | Russell City Energy Center | 56467 | STG1 | NG | CC | 255 | 245 | 0 | 0 |  |  | 0 | 0 |  | IPP Non-CHP | N | U |  | Status of operation (IP,L,P,T,or U)
EXCLUDE | CA | Sacramento Soleil LLC | 56875 | TBD | SUN | PV | 1 | 1 | 0 | 1780 |  |  | 1780 | 0 |  | IPP Non-CHP | N | OP |  | Non Combustion (NUC, WAT, WND, GEO, or SUN)
EXCLUDE | CA | Saint Agnes Medical Center | 54800 | 9911 | NG | GT | 3.5 | 2.7 | 0 | 21476.5 | 0.50804 | 94609.438 | 42272.8302 | 13699.8746 |  | Commercial CHP | Y | OP |  | Simple Cycle Turbine (PRMVR=GT or OT) unit under 25MW
EXCLUDE | CA | Saint Agnes Medical Center | 54800 | 9929 | NG | GT | 3.5 | 2.7 | 0 | 21476.5 | 0.50804 | 94609.438 | 42272.8302 | 13699.8746 |  | Commercial CHP | Y | OP |  | Simple Cycle Turbine (PRMVR=GT or OT) unit under 25MW
EXCLUDE | CA | Saint Agnes Medical Center | 54800 | 9930 | NG | IC | 0.7 | 0.7 | 0 | 0 |  |  | 0 | 0 |  | Commercial CHP | N | RE | 2000 | Internal Combustion (PRMVR=IC)
EXCLUDE | CA | Saint Johns Health Center | 50610 | 1 | NG | GT | 1.1 | 1 | 0 | 0 |  |  |  | 7256.4588 |  | Commercial CHP | Y | OP |  | Simple Cycle Turbine (PRMVR=GT or OT) unit under 25MW
EXCLUDE | CA | Salinas | 52205 | SAL1 | LFG | IC | 1.4 | 1.3 | 0 | 0 |  |  | 0 | 0 |  | IPP Non-CHP | N | RE | 2009 | Internal Combustion (PRMVR=IC)
SST | CA | Salinas River Cogeneration | 50865 | K100 | NG | GT | 38.9 | 33 | 525 | 273622 | 0.37755 | 2052234.2 | 724728.5797 | 225465.506 |  | IPP CHP | Y | OP
EXCLUDE | CA | Salt Springs | 279 | 1 | WAT | HY | 12.3 | 8.6 | 0 | 67563.6071 |  |  | 67563.6071 | 0 |  | Electric Utility | N | OP |  | Non Combustion (NUC, WAT, WND, GEO, or SUN)
EXCLUDE | CA | Salt Springs | 279 | 2 | WAT | HY | 29.7 | 33 | 0 | 163141.3929 |  |  | 163141.3929 | 0 |  | Electric Utility | N | OP |  | Non Combustion (NUC, WAT, WND, GEO, or SUN)
EXCLUDE | CA | Salton Sea Unit 1 | 10878 | EE11 | GEO | ST | 10 | 10 | 0 | 74000 |  |  | 74000 | 0 |  | IPP Non-CHP | N | OP |  | Non Combustion (NUC, WAT, WND, GEO, or SUN)
EXCLUDE | CA | Salton Sea Unit 2 | 10879 | GEN1 | GEO | ST | 11.5 | 8.6 | 0 | 74750 |  |  | 74750 | 0 |  | IPP Non-CHP | N | OP |  | Non Combustion (NUC, WAT, WND, GEO, or SUN)
EXCLUDE | CA | Salton Sea Unit 2 | 10879 | GEN2 | GEO | ST | 5 | 4.3 | 0 | 32500 |  |  | 32500 | 0 |  | IPP Non-CHP | N | OP |  | Non Combustion (NUC, WAT, WND, GEO, or SUN)
EXCLUDE | CA | Salton Sea Unit 2 | 10879 | GEN3 | GEO | ST | 3.5 | 2.1 | 0 | 22750 |  |  | 22750 | 0 |  | IPP Non-CHP | N | OP |  | Non Combustion (NUC, WAT, WND, GEO, or SUN)
EXCLUDE | CA | Salton Sea Unit 3 | 10759 | GEN1 | GEO | ST | 53.9 | 47.5 | 0 | 383000 |  |  | 383000 | 0 |  | IPP Non-CHP | N | OP |  | Non Combustion (NUC, WAT, WND, GEO, or SUN)
EXCLUDE | CA | Salton Sea Unit 4 | 54996 | 4100 | GEO | ST | 51 | 34 | 0 | 344000 |  |  | 344000 | 0 |  | IPP Non-CHP | N | OP |  | Non Combustion (NUC, WAT, WND, GEO, or SUN)
EXCLUDE | CA | Salton Sea Unit 5 | 55983 | TG51 | GEO | ST | 49.9 | 49 | 0 | 362000 |  |  | 362000 | 0 |  | IPP Non-CHP | N | OP |  | Non Combustion (NUC, WAT, WND, GEO, or SUN)
EXCLUDE | CA | San Antonio Community Hospital | 50234 | 2074 | NG | IC | 0.9 | 0.1 | 0 | 0 | 0.34617 | 0 | 0 | 0 |  | Commercial CHP | Y | OP |  | Internal Combustion (PRMVR=IC)
EXCLUDE | CA | San Antonio Community Hospital | 50234 | 2075 | NG | IC | 0.9 | 0.1 | 0 | 0 | 0.34617 | 0 | 0 | 0 |  | Commercial CHP | Y | OP |  | Internal Combustion (PRMVR=IC)
EXCLUDE | CA | San Antonio Community Hospital | 50234 | 2076 | NG | IC | 0.9 | 0.1 | 0 | 0 | 0.34617 | 0 | 0 | 0 |  | Commercial CHP | Y | OP |  | Internal Combustion (PRMVR=IC)
EXCLUDE | CA | San Antonio West Solar Rooftop | 57904 | CHNO | SUN | PV | 1.5 | 1.5 | 0 | 0 |  |  | 0 | 0 |  | IPP Non-CHP | N | U |  | Non Combustion (NUC, WAT, WND, GEO, or SUN)
EXCLUDE | CA | San Diego State University | 50061 | GEN1 | NG | CC | 2.5 | 2.9 | 0 | 0 | 0.51079 | 0 | 0 | 0 |  | Commercial CHP | Y | RE | 2002 | Combined Cycle (PRMVR=CC) unit under 25MW
EXCLUDE | CA | San Diego State University | 50061 | GEN2 | NG | CC | 5.1 | 4.6 | 0 | 22697.1399 | 0.51079 | 98893.2429 | 44435.1036 | 23719.818 |  | Commercial CHP | Y | OP |  | Combined Cycle (PRMVR=CC) unit under 25MW
EXCLUDE | CA | San Diego State University | 50061 | GEN3 | NG | CC | 5.1 | 4.6 | 0 | 22697.1399 | 0.51079 | 98893.2429 | 44435.1036 | 23719.818 |  | Commercial CHP | Y | OP |  | Combined Cycle (PRMVR=CC) unit under 25MW
EXCLUDE | CA | San Diego State University | 50061 | GEN4 | NG | CC | 4.1 | 4.1 | 0 | 18246.7203 | 0.51079 | 79502.411 | 35722.3382 | 19068.8733 |  | Commercial CHP | Y | OP |  | Combined Cycle (PRMVR=CC) unit under 25MW
EXCLUDE | CA | San Dimas | 6646 | 1 | WAT | HY | 9.9 | 9.9 | 0 | 53085 |  |  | 53085 | 0 |  | Electric Utility | N | OP |  | Non Combustion (NUC, WAT, WND, GEO, or SUN)
EXCLUDE | CA | San Dimas Wash Generating Station | 50233 | 4011 | WAT | HY | 1 | 1 | 0 | 2278 |  |  | 2278 | 0 |  | IPP Non-CHP | N | SB |  | Non Combustion (NUC, WAT, WND, GEO, or SUN)
EXCLUDE | CA | San Fernando | 403 | 1 | WAT | HY | 2.8 | 3.2 | 0 | 11815.5 |  |  | 11815.5 | 0 |  | Electric Utility | N | OP |  | Non Combustion (NUC, WAT, WND, GEO, or SUN)
EXCLUDE | CA | San Fernando | 403 | 2 | WAT | HY | 2.8 | 2.9 | 0 | 11815.5 |  |  | 11815.5 | 0 |  | Electric Utility | N | OP |  | Non Combustion (NUC, WAT, WND, GEO, or SUN)
EXCLUDE | CA | San Francisco Electric Reliability Proj. | 56305 | 1 | NG | GT | 50.5 | 48.3 | 0 | 0 |  |  | 0 | 0 |  | Electric Utility | N | IP |  | Status of operation (IP,L,P,T,or U)
EXCLUDE | CA | San Francisco Electric Reliability Proj. | 56305 | 2 | NG | GT | 50.5 | 48.3 | 0 | 0 |  |  | 0 | 0 |  | Electric Utility | N | IP |  | Status of operation (IP,L,P,T,or U)
EXCLUDE | CA | San Francisco Electric Reliability Proj. | 56305 | 3 | NG | GT | 50.5 | 48.3 | 0 | 0 |  |  | 0 | 0 |  | Electric Utility | N | IP |  | Status of operation (IP,L,P,T,or U)
EXCLUDE | CA | San Francisco Intl Airport Ct Project | 56306 | 1 | NG | GT | 48 | 48 | 0 | 0 |  |  | 0 | 0 |  | Electric Utility | N | IP |  | Status of operation (IP,L,P,T,or U)
EXCLUDE | CA | San Francisquito 1 | 6479 | 3 | WAT | HY | 9.3 | 10 | 0 | 32283.4805 |  |  | 32283.4805 | 0 |  | Electric Utility | N | OP |  | Non Combustion (NUC, WAT, WND, GEO, or SUN)
EXCLUDE | CA | San Francisquito 1 | 6479 | 4 | WAT | HY | 10 | 12 | 0 | 34713.4199 |  |  | 34713.4199 | 0 |  | Electric Utility | N | OP |  | Non Combustion (NUC, WAT, WND, GEO, or SUN)
EXCLUDE | CA | San Francisquito 1 | 6479 | 6 | WAT | HY | 25 | 27 | 0 | 86783.5498 |  |  | 86783.5498 | 0 |  | Electric Utility | N | OP |  | Non Combustion (NUC, WAT, WND, GEO, or SUN)
EXCLUDE | CA | San Francisquito 1 | 6479 | 1A | WAT | HY | 25 | 27 | 0 | 86783.5498 |  |  | 86783.5498 | 0 |  | Electric Utility | N | OP |  | Non Combustion (NUC, WAT, WND, GEO, or SUN)
EXCLUDE | CA | San Francisquito 2 | 6480 | 1 | WAT | HY | 14 | 14.5 | 0 | 89078.3333 |  |  | 89078.3333 | 0 |  | Electric Utility | N | OS |  | Non Combustion (NUC, WAT, WND, GEO, or SUN)
EXCLUDE | CA | San Francisquito 2 | 6480 | 2 | WAT | HY | 14 | 14 | 0 | 89078.3333 |  |  | 89078.3333 | 0 |  | Electric Utility | N | OP |  | Non Combustion (NUC, WAT, WND, GEO, or SUN)
EXCLUDE | CA | San Francisquito 2 | 6480 | 3 | WAT | HY | 14 | 18 | 0 | 89078.3333 |  |  | 89078.3333 | 0 |  | Electric Utility | N | OP |  | Non Combustion (NUC, WAT, WND, GEO, or SUN)
SSTLOGN | CA | San Gabriel Facility | 50300 | GEN1 | NG | GT | 46 | 39 | 0 | 120401 | 0.81494 | 124387.3727 | 147742.8902 | 68737.0938 |  | IPP CHP | Y | OP
EXCLUDE | CA | San Gabriel Hydro Project | 54017 | U1 | WAT | HY | 3.9 | 3.7 | 0 | 17422.86 |  |  | 17422.86 | 0 |  | IPP Non-CHP | N | OP |  | Non Combustion (NUC, WAT, WND, GEO, or SUN)
EXCLUDE | CA | San Gabriel Hydro Project | 54017 | U2 | WAT | HY | 1.1 | 1.1 | 0 | 4914.14 |  |  | 4914.14 | 0 |  | IPP Non-CHP | N | OP |  | Non Combustion (NUC, WAT, WND, GEO, or SUN)
EXCLUDE | CA | San Gorgonio 1 | 7148 | 1 | WAT | HY | 1.5 | 1.5 | 0 | 0 |  |  | 0 | 0 |  | Electric Utility | N | OS |  | Non Combustion (NUC, WAT, WND, GEO, or SUN)
EXCLUDE | CA | San Gorgonio Farms Wind Energy | 50281 | WGEN | WND | WT | 27.6 | 31 | 0 | 74801 |  |  | 74801 | 0 |  | IPP Non-CHP | N | OP |  | Non Combustion (NUC, WAT, WND, GEO, or SUN)
EXCLUDE | CA | San Gorgonio Westwinds II LLC | 50690 | GEN1 | WND | WT | 43.4 | 43.4 | 0 | 130964 |  |  | 130964 | 0 |  | IPP Non-CHP | N | OP |  | Non Combustion (NUC, WAT, WND, GEO, or SUN)
EXCLUDE | CA | San Gorgonio Windplant WPP1993 | 54454 | GEN11 | WND | WT | 49.5 | 49.5 | 0 | 13344.9643 |  |  | 13344.9643 | 0 |  | IPP Non-CHP | N | OP |  | Non Combustion (NUC, WAT, WND, GEO, or SUN)
EXCLUDE | CA | San Gorgonio Windplant WPP1993 | 54454 | GEN3 | WND | WT | 34.5 | 34.5 | 0 | 9301.0357 |  |  | 9301.0357 | 0 |  | IPP Non-CHP | N | OP |  | Non Combustion (NUC, WAT, WND, GEO, or SUN)
EXCLUDE | CA | San Joaquin 2 | 276 | 1 | WAT | HY | 2.8 | 3.2 | 0 | 15359 |  |  | 15359 | 0 |  | Electric Utility | N | OP |  | Non Combustion (NUC, WAT, WND, GEO, or SUN)
EXCLUDE | CA | San Joaquin 3 | 277 | 3 | WAT | HY | 4 | 4.2 | 0 | 16144 |  |  | 16144 | 0 |  | Electric Utility | N | OP |  | Non Combustion (NUC, WAT, WND, GEO, or SUN)
SSTLOGN | CA | San Joaquin Cogen | 50062 | GEN1 | NG | GT | 46 | 48 | 0 | 6165 |  |  | 6165 | 3448.6019 |  | IPP Non-CHP | N | OP
EXCLUDE | CA | San Jose Cogeneration | 10548 | GEN1 | NG | GT | 6 | 5.6 | 0 | 33694 | 0.44426 | 191748.9595 | 75842.8041 | 30762.8476 |  | Commercial CHP | Y | OP |  | Simple Cycle Turbine (PRMVR=GT or OT) unit under 25MW
EXCLUDE | CA | San Marcos Energy | 10386 | 1 | LFG | GT | 0.9 | 0.7 | 0 | 0 |  |  | 0 | 0 |  | IPP Non-CHP | N | RE | 2010 | Non Fossil fuel type
EXCLUDE | CA | San Marcos Energy | 10386 | 2 | LFG | GT | 0.9 | 0.7 | 0 | 0 |  |  | 0 | 0 |  | IPP Non-CHP | N | RE | 2010 | Non Fossil fuel type
EXCLUDE | CA | San Onofre Nuclear Generating Station | 360 | 2 | NUC | ST | 1127 | 1070 | 0 | 9048586.5 |  |  | 9048586.5 | 0 |  | Electric Utility | N | OP |  | Non Combustion (NUC, WAT, WND, GEO, or SUN)
EXCLUDE | CA | San Onofre Nuclear Generating Station | 360 | 3 | NUC | ST | 1127 | 1080 | 0 | 9048586.5 |  |  | 9048586.5 | 0 |  | Electric Utility | N | OP |  | Non Combustion (NUC, WAT, WND, GEO, or SUN)
EXCLUDE | CA | Sand Bar Power Plant | 50400 | GEN1 | WAT | HY | 16.2 | 15 | 0 | 120657 |  |  | 120657 | 0 |  | IPP Non-CHP | N | OP |  | Non Combustion (NUC, WAT, WND, GEO, or SUN)
EXCLUDE | CA | Sand Drag LLC | 57361 | 1 | SUN | PV | 19 | 19 | 0 | 17917 |  |  | 17917 | 0 |  | IPP Non-CHP | N | OP |  | Non Combustion (NUC, WAT, WND, GEO, or SUN)
EXCLUDE | CA | Santa Ana 1 | 361 | 1 | WAT | HY | 0.8 | 1 | 0 | 865.5 |  |  | 865.5 | 0 |  | Electric Utility | N | OP |  | Non Combustion (NUC, WAT, WND, GEO, or SUN)
EXCLUDE | CA | Santa Ana 1 | 361 | 2 | WAT | HY | 0.8 | 1 | 0 | 865.5 |  |  | 865.5 | 0 |  | Electric Utility | N | OP |  | Non Combustion (NUC, WAT, WND, GEO, or SUN)
EXCLUDE | CA | Santa Ana 1 | 361 | 3 | WAT | HY | 0.8 | 0.9 | 0 | 865.5 |  |  | 865.5 | 0 |  | Electric Utility | N | OP |  | Non Combustion (NUC, WAT, WND, GEO, or SUN)
EXCLUDE | CA | Santa Ana 1 | 361 | 4 | WAT | HY | 0.8 | 0.9 | 0 | 865.5 |  |  | 865.5 | 0 |  | Electric Utility | N | OP |  | Non Combustion (NUC, WAT, WND, GEO, or SUN)
EXCLUDE | CA | Santa Ana 3 | 363 | 1 | WAT | HY | 3.1 | 3.1 | 0 | 7168 |  |  | 7168 | 0 |  | Electric Utility | N | OP |  | Non Combustion (NUC, WAT, WND, GEO, or SUN)
EXCLUDE | CA | Santa Clara | 52207 | SCLA | LFG | IC | 1.4 | 1.3 | 0 | 0 |  |  | 0 | 0 |  | IPP Non-CHP | N | RE | 2005 | Internal Combustion (PRMVR=IC)
EXCLUDE | CA | Santa Clara (85C) | 50534 | WGNS | WND | WT | 18 | 18 | 0 | 24219 |  |  | 24219 | 0 |  | IPP Non-CHP | N | OP |  | Non Combustion (NUC, WAT, WND, GEO, or SUN)
EXCLUDE | CA | Santa Clara Cogen | 7232 | 1 | NG | GT | 3.9 | 3.9 | 0 | 22439 |  |  | 22439 | 21472.5103 |  | Electric Utility | N | OP |  | Simple Cycle Turbine (PRMVR=GT or OT) unit under 25MW
EXCLUDE | CA | Santa Clara Cogen | 7232 | 2 | NG | GT | 3.9 | 3.9 | 0 | 22439 |  |  | 22439 | 21472.5103 |  | Electric Utility | N | OP |  | Simple Cycle Turbine (PRMVR=GT or OT) unit under 25MW
EXCLUDE | CA | Santa Cruz Energy | 57876 | UNT1 | LFG | IC | 1.6 | 1.5 | 0 | 0 |  |  | 0 | 0 |  | IPP Non-CHP | N | OP |  | Internal Combustion (PRMVR=IC)
EXCLUDE | CA | Santa Felicia Dam | 50076 | UNT1 | WAT | HY | 0.2 | 0.2 | 0 | 0 |  |  | 0 | 0 |  | IPP Non-CHP | N | OS |  | Non Combustion (NUC, WAT, WND, GEO, or SUN)
EXCLUDE | CA | Santa Felicia Dam | 50076 | UNT2 | WAT | HY | 1.1 | 1.1 | 0 | 0 |  |  | 0 | 0 |  | IPP Non-CHP | N | OS |  | Non Combustion (NUC, WAT, WND, GEO, or SUN)
EXCLUDE | CA | Santa Maria Cogen Plant | 10733 | GEN1 | NG | GT | 9 | 7 | 0 | 0 | 0 |  |  | 0 |  | IPP CHP | Y | OP |  | Simple Cycle Turbine (PRMVR=GT or OT) unit under 25MW
EXCLUDE | CA | Santa Maria EPG | 56284 | EPG | OG | ST | 5.8 | 5.5 | 0 | 21551 |  |  | 21551 | 16191.7199 |  | Industrial Non-CHP | N | OP |  | Steam unit (PRMVR=ST) under 25MW/250 MMBtu/hr
EXCLUDE | CA | Santa Maria LFG Power Plant | 57100 | EN01 | LFG | IC | 1.1 | 1 | 0 | 0 | 1 | 0 | 0 | 0 |  | IPP CHP | Y | OP |  | Internal Combustion (PRMVR=IC)
SST | CA | Sargent Canyon Cogeneration | 50864 | K100 | NG | GT | 38.2 | 30 | 550 | 277550 | 0.35975 | 2247218.5826 | 771516.57 | 225687.547 |  | IPP CHP | Y | OP
NGCC | CA | SCA Cogen 2 | 7551 | CCST | NG | CC | 49.8 | 37.6 | 583 | 110309 | 0.32925 | 1022351.557 | 335034.5767 | 108367.8817 |  | Electric Utility/Cogeneration | Y | OP
NGCC | CA | SCA Cogen 2 | 7551 | CT1A | NG | CC | 49.8 | 47.6 | 583 | 110309 | 0.32925 | 1022351.557 | 335034.5767 | 108367.8817 |  | Electric Utility/Cogeneration | Y | OP
NGCC | CA | SCA Cogen 2 | 7551 | CT1B | NG | CC | 49.8 | 47.6 | 583 | 110309 | 0.35751 | 901859.0928 | 308548.8358 | 108367.8817 |  | Electric Utility/Cogeneration | Y | OP
SSTLOGN | CA | SCA Cogen 2 | 7551 | CT1C | NG | GT | 44 | 43.8 | 500 | 30177.0895 | 1 | 0 | 30177.0895 | 18669.247 |  | Electric Utility/Cogeneration | Y | OP
OGST | CA | Scattergood | 404 | 1 | NG | ST | 163.2 | 174 | 1750 | 104530 |  |  | 104530 | 85784.511 |  | Electric Utility | N | OP
OGST | CA | Scattergood | 404 | 2 | NG | ST | 163.2 | 177 | 1750 | 338793 |  |  | 338793 | 325831.773 |  | Electric Utility | N | OP
OGST | CA | Scattergood | 404 | 3 | NG | ST | 496.8 | 445 | 4600 | 447049 |  |  | 447049 | 308504.643 |  | Electric Utility | N | OP
EXCLUDE | CA | Sconza Candy Company | 50602 | GEN1 | NG | GT | 6.2 | 5 | 0 | 12 |  |  | 12 | 12.8577 |  | Industrial Non-CHP | N | RE | 2011 | Simple Cycle Turbine (PRMVR=GT or OT) unit under 25MW
EXCLUDE | CA | Scott Flat | 839 | 7P | WAT | HY | 1 | 0.9 | 0 | 4827 |  |  | 4827 | 0 |  | IPP Non-CHP | N | OP |  | Non Combustion (NUC, WAT, WND, GEO, or SUN)
EXCLUDE | CA | Second Imperial Geothermal | 54111 | GE10 | GEO | BT | 4.5 | 5 | 0 | 17705.3906 |  |  | 17705.3906 | 0 |  | IPP Non-CHP | N | OP |  | Non Combustion (NUC, WAT, WND, GEO, or SUN)
EXCLUDE | CA | Second Imperial Geothermal | 54111 | GE11 | GEO | BT | 4.5 | 5 | 0 | 17705.3906 |  |  | 17705.3906 | 0 |  | IPP Non-CHP | N | OP |  | Non Combustion (NUC, WAT, WND, GEO, or SUN)
EXCLUDE | CA | Second Imperial Geothermal | 54111 | GE12 | GEO | BT | 4.5 | 5 | 0 | 17705.3906 |  |  | 17705.3906 | 0 |  | IPP Non-CHP | N | OP |  | Non Combustion (NUC, WAT, WND, GEO, or SUN)
EXCLUDE | CA | Second Imperial Geothermal | 54111 | GE13 | GEO | BT | 16 | 16 | 0 | 62952.5 |  |  | 62952.5 | 0 |  | IPP Non-CHP | N | OP |  | Non Combustion (NUC, WAT, WND, GEO, or SUN)
EXCLUDE | CA | Second Imperial Geothermal | 54111 | GEN1 | GEO | BT | 3.5 | 3.7 | 0 | 13770.8594 |  |  | 13770.8594 | 0 |  | IPP Non-CHP | N | OP |  | Non Combustion (NUC, WAT, WND, GEO, or SUN)
EXCLUDE | CA | Second Imperial Geothermal | 54111 | GEN2 | GEO | BT | 3.5 | 3.7 | 0 | 13770.8594 |  |  | 13770.8594 | 0 |  | IPP Non-CHP | N | OP |  | Non Combustion (NUC, WAT, WND, GEO, or SUN)
EXCLUDE | CA | Second Imperial Geothermal | 54111 | GEN3 | GEO | BT | 3.5 | 3.7 | 0 | 13770.8594 |  |  | 13770.8594 | 0 |  | IPP Non-CHP | N | OP |  | Non Combustion (NUC, WAT, WND, GEO, or SUN)
EXCLUDE | CA | Second Imperial Geothermal | 54111 | GEN4 | GEO | BT | 3.5 | 3.7 | 0 | 13770.8594 |  |  | 13770.8594 | 0 |  | IPP Non-CHP | N | OP |  | Non Combustion (NUC, WAT, WND, GEO, or SUN)
EXCLUDE | CA | Second Imperial Geothermal | 54111 | GEN5 | GEO | BT | 3.5 | 3.7 | 0 | 13770.8594 |  |  | 13770.8594 | 0 |  | IPP Non-CHP | N | OP |  | Non Combustion (NUC, WAT, WND, GEO, or SUN)
EXCLUDE | CA | Second Imperial Geothermal | 54111 | GEN6 | GEO | BT | 3.5 | 3.7 | 0 | 13770.8594 |  |  | 13770.8594 | 0 |  | IPP Non-CHP | N | OP |  | Non Combustion (NUC, WAT, WND, GEO, or SUN)
EXCLUDE | CA | Second Imperial Geothermal | 54111 | GEN7 | GEO | BT | 4.5 | 5 | 0 | 17705.3906 |  |  | 17705.3906 | 0 |  | IPP Non-CHP | N | OP |  | Non Combustion (NUC, WAT, WND, GEO, or SUN)
EXCLUDE | CA | Second Imperial Geothermal | 54111 | GEN8 | GEO | BT | 4.5 | 5 | 0 | 17705.3906 |  |  | 17705.3906 | 0 |  | IPP Non-CHP | N | OP |  | Non Combustion (NUC, WAT, WND, GEO, or SUN)
EXCLUDE | CA | Second Imperial Geothermal | 54111 | GEN9 | GEO | BT | 4.5 | 5 | 0 | 17705.3906 |  |  | 17705.3906 | 0 |  | IPP Non-CHP | N | OP |  | Non Combustion (NUC, WAT, WND, GEO, or SUN)
EXCLUDE | CA | SEGS I | 10437 | GEN1 | SUN | CP | 13.8 | 13.8 | 0 | 2894 |  |  | 2894 | 0 |  | IPP Non-CHP | N | OP |  | Non Combustion (NUC, WAT, WND, GEO, or SUN)
OGST | CA | SEGS II | 10438 | GEN1 | NG | ST | 30 | 30 | 0 | 11837 |  |  | 11837 | 25353.9189 |  | IPP Non-CHP | N | OP
OGST | CA | SEGS III | 10439 | GEN1 | NG | ST | 34.2 | 36 | 0 | 20147 |  |  | 20147 | 53881.1687 |  | IPP Non-CHP | N | OP
OGST | CA | SEGS IV | 10440 | GEN1 | NG | ST | 34.2 | 36 | 0 | 16842 |  |  | 16842 | 48434.4267 |  | IPP Non-CHP | N | OP
OGST | CA | SEGS IX | 10446 | GEN1 | NG | ST | 92 | 88 | 0 | 61691 |  |  | 61691 | 139186.0107 |  | IPP Non-CHP | N | OP
OGST | CA | SEGS V | 10441 | GEN1 | NG | ST | 34.2 | 36 | 0 | 18327 |  |  | 18327 | 51484.9669 |  | IPP Non-CHP | N | OP
OGST | CA | SEGS VI | 10442 | GEN1 | NG | ST | 35 | 36 | 0 | 24443 |  |  | 24443 | 52343.6838 |  | IPP Non-CHP | N | OP
OGST | CA | SEGS VII | 10443 | GEN1 | NG | ST | 35 | 36 | 0 | 24330 |  |  | 24330 | 51025.6559 |  | IPP Non-CHP | N | OP
OGST | CA | SEGS VIII | 10444 | GEN1 | NG | ST | 92 | 88 | 0 | 61552 |  |  | 61552 | 136481.108 |  | IPP Non-CHP | N | OP
EXCLUDE | CA | Sepulveda Canyon | 316 | 1 | WAT | HY | 8.5 | 8.5 | 0 | 35748 |  |  | 35748 | 0 |  | Electric Utility | N | OP |  | Non Combustion (NUC, WAT, WND, GEO, or SUN)
EXCLUDE | CA | SF Southeast Cogen Plant | 57971 | COGEN | OBG | IC | 2.1 | 1.9 | 0 | 0 |  |  | 0 | 0 |  | Commercial Non-CHP | N | OP |  | Internal Combustion (PRMVR=IC)
EXCLUDE | CA | SF State University | 57043 | 1 | NG | FC | 0.2 | 0.2 | 0 | 425.125 |  |  | 425.125 | 311.8934 |  | Electric Utility | N | OP |  | Fuel Cell (PRMVR=FC)
EXCLUDE | CA | SF State University | 57043 | 2 | NG | FC | 1.4 | 1.4 | 0 | 2975.875 | 0.81878 | 2996.3509 | 3634.5102 | 2183.254 |  | Electric Utility | Y | OP |  | Fuel Cell (PRMVR=FC)
EXCLUDE | CA | Shasta | 445 | 1 | WAT | HY | 142 | 142 | 0 | 468784.1625 |  |  | 468784.1625 | 0 |  | Electric Utility | N | OP |  | Non Combustion (NUC, WAT, WND, GEO, or SUN)
EXCLUDE | CA | Shasta | 445 | 2 | WAT | HY | 142 | 142 | 0 | 468784.1625 |  |  | 468784.1625 | 0 |  | Electric Utility | N | OP |  | Non Combustion (NUC, WAT, WND, GEO, or SUN)
EXCLUDE | CA | Shasta | 445 | 3 | WAT | HY | 142 | 142 | 0 | 468784.1625 |  |  | 468784.1625 | 0 |  | Electric Utility | N | OP |  | Non Combustion (NUC, WAT, WND, GEO, or SUN)
EXCLUDE | CA | Shasta | 445 | 4 | WAT | HY | 142 | 142 | 0 | 468784.1625 |  |  | 468784.1625 | 0 |  | Electric Utility | N | OP |  | Non Combustion (NUC, WAT, WND, GEO, or SUN)
EXCLUDE | CA | Shasta | 445 | 5 | WAT | HY | 142 | 142 | 0 | 468784.1625 |  |  | 468784.1625 | 0 |  | Electric Utility | N | OP |  | Non Combustion (NUC, WAT, WND, GEO, or SUN)
EXCLUDE | CA | Shasta | 445 | S1 | WAT | HY | 2 | 2 | 0 | 6602.5938 |  |  | 6602.5938 | 0 |  | Electric Utility | N | OP |  | Non Combustion (NUC, WAT, WND, GEO, or SUN)
EXCLUDE | CA | Shasta | 445 | S2 | WAT | HY | 2 | 2 | 0 | 6602.5938 |  |  | 6602.5938 | 0 |  | Electric Utility | N | OP |  | Non Combustion (NUC, WAT, WND, GEO, or SUN)
EXCLUDE | CA | Sheraton SD East Tower | 57592 | 45 | NG | FC | 0.3 | 0.3 | 0 | 720.25 | 1 | 0 | 720.25 | 386.7674 |  | Commercial Non-CHP | Y | OP | 2017 | Fuel Cell (PRMVR=FC)
EXCLUDE | CA | Sheraton SD East Tower | 57592 | 47 | NG | FC | 0.3 | 0.3 | 0 | 720.25 | 1 | 0 | 720.25 | 386.7674 |  | Commercial Non-CHP | Y | OP | 2017 | Fuel Cell (PRMVR=FC)
EXCLUDE | CA | Sheraton SD East Tower | 57592 | 50 | NG | FC | 0.3 | 0.3 | 0 | 720.25 | 1 | 0 | 720.25 | 386.7674 |  | Commercial Non-CHP | Y | OP | 2017 | Fuel Cell (PRMVR=FC)
EXCLUDE | CA | Sheraton SD East Tower | 57592 | 51 | NG | FC | 0.3 | 0.3 | 0 | 720.25 | 1 | 0 | 720.25 | 386.7674 |  | Commercial Non-CHP | Y | OP | 2017 | Fuel Cell (PRMVR=FC)
EXCLUDE | CA | Shiloh I Wind Project | 56362 | 1 | WND | WT | 150 | 150 | 0 | 412841 |  |  | 412841 | 0 |  | IPP Non-CHP | N | OP |  | Non Combustion (NUC, WAT, WND, GEO, or SUN)
EXCLUDE | CA | Shiloh III Wind Project LLC | 57586 | 1 | WND | WT | 102.5 | 102.5 | 0 | 9808 |  |  | 9808 | 0 |  | IPP Non-CHP | N | OP |  | Non Combustion (NUC, WAT, WND, GEO, or SUN)
EXCLUDE | CA | Shiloh IV Wind Project LLC | 57725 | 1 | WND | WT | 101.3 | 101.3 | 0 | 0 |  |  | 0 | 0 |  | IPP Non-CHP | N | T |  | Non Combustion (NUC, WAT, WND, GEO, or SUN)
EXCLUDE | CA | Shiloh Wind Project 2 LLC | 56874 | TBD | WND | WT | 150 | 150 | 0 | 419947 |  |  | 419947 | 0 |  | IPP Non-CHP | N | OP |  | Non Combustion (NUC, WAT, WND, GEO, or SUN)
EXCLUDE | CA | Sierra Pacific Anderson Facility | 55049 | GEN1 | WDS | ST | 4 | 4.7 | 0 | 26506 | 0.18995 | 514235.0312 | 139541.2501 | 128536.7904 |  | Industrial CHP | Y | OP |  | Non Fossil fuel type
EXCLUDE | CA | Sierra Pacific Burney Facility | 50110 | GEN1 | WDS | ST | 20 | 15.8 | 0 | 107367 | 0.24824 | 1479220.8184 | 432518.1178 | 268546.5906 |  | Industrial CHP | Y | OP |  | Non Fossil fuel type
EXCLUDE | CA | Sierra Pacific Lincoln Facility | 10144 | GEN2 | WDS | ST | 11.5 | 10 | 0 | 0 | 0.23094 | 0 | 0 | 0 |  | Industrial CHP | Y | RE | 2004 | Non Fossil fuel type
EXCLUDE | CA | Sierra Pacific Lincoln Facility | 10144 | GEN3 | WDS | ST | 1.5 | 1.2 | 0 | 0 | 0.23094 | 0 | 0 | 0 |  | Industrial CHP | Y | RE | 2004 | Non Fossil fuel type
EXCLUDE | CA | Sierra Pacific Lincoln Facility | 10144 | GEN4 | WDS | ST | 19.2 | 14.8 | 0 | 88863 | 0.23094 | 1346277.7946 | 384791.5891 | 242289.868 |  | Industrial CHP | Y | OP |  | Non Fossil fuel type
EXCLUDE | CA | Sierra Pacific Loyalton Facility | 50111 | GEN1 | WDS | ST | 20 | 11.8 | 0 | 0 |  |  | 0 | 0 |  | IPP Non-CHP | N | OS |  | Non Fossil fuel type
EXCLUDE | CA | Sierra Pacific Quincy Facility | 50112 | GEN1 | WDS | ST | 20 | 23.5 | 0 | 29608.93 | 0.25479 | 393969.1297 | 116208.2404 | 67325.349 |  | Industrial CHP | Y | OP |  | Non Fossil fuel type
EXCLUDE | CA | Sierra Pacific Quincy Facility | 50112 | GEN2 | WDS | ST | 7.5 | 3.2 | 0 | 149574.41 | 0.25479 | 1990200.2581 | 587045.1584 | 340105.1423 |  | Industrial CHP | Y | OP |  | Non Fossil fuel type
EXCLUDE | CA | Sierra Pacific Sonora | 54517 | GEN2 | WDS | ST | 7.5 | 6.3 | 0 | 7817 | 0.12869 | 240783.8688 | 60744.2865 | 38085.1817 |  | Industrial CHP | Y | OP |  | Non Fossil fuel type
EXCLUDE | CA | Sierra Power | 50068 | WEST | WDS | ST | 7.5 | 7 | 0 | 52531 | 0.62031 | 146282.7189 | 84685.7594 | 137127.7454 |  | Industrial CHP | Y | OP |  | Non Fossil fuel type
EXCLUDE | CA | Sierra SunTower Solar Generating Station | 57323 | UNIT1 | SUN | ST | 7.5 | 3.2 | 0 | 270 |  |  | 270 | 0 |  | IPP Non-CHP | N | OP |  | Non Combustion (NUC, WAT, WND, GEO, or SUN)
EXCLUDE | CA | Signal Hill West Unit | 57702 | 1 | OG | GT | 5.7 | 5.7 | 0 | 39498 |  |  | 39498 | 29368.4335 |  | Industrial Non-CHP | N | OP |  | Simple Cycle Turbine (PRMVR=GT or OT) unit under 25MW
EXCLUDE | CA | Silver Gate | 309 | 1 | DFO | ST | 40 | 40 | 0 | 0 |  |  | 0 | 0 |  | Electric Utility | N | RE | 1985 | Retired in 1985
EXCLUDE | CA | Silver Gate | 309 | 2 | DFO | ST | 69 | 62 | 0 | 0 |  |  | 0 | 0 |  | Electric Utility | N | RE | 1985 | Retired in 1985
EXCLUDE | CA | Silver Gate | 309 | 3 | DFO | ST | 69 | 62 | 0 | 0 |  |  | 0 | 0 |  | Electric Utility | N | RE | 1985 | Retired in 1985
EXCLUDE | CA | Silver Gate | 309 | 4 | DFO | ST | 69 | 64 | 0 | 0 |  |  | 0 | 0 |  | Electric Utility | N | RE | 1985 | Retired in 1985
EXCLUDE | CA | Siphon Drop Power Plant | 57364 | 1 | WAT | HY | 2.2 | 2.2 | 0 | 6382.5 |  |  | 6382.5 | 0 |  | IPP Non-CHP | N | OP |  | Non Combustion (NUC, WAT, WND, GEO, or SUN)
EXCLUDE | CA | Siphon Drop Power Plant | 57364 | 2 | WAT | HY | 2.2 | 2.2 | 0 | 6382.5 |  |  | 6382.5 | 0 |  | IPP Non-CHP | N | OP |  | Non Combustion (NUC, WAT, WND, GEO, or SUN)
EXCLUDE | CA | Site 980 65 | 50322 | GEN1 | WAT | HY | 2.1 | 2.1 | 0 | 4354 |  |  | 4354 | 0 |  | IPP Non-CHP | N | OP |  | Non Combustion (NUC, WAT, WND, GEO, or SUN)
EXCLUDE | CA | SJ/SC WPCP | 56080 | E1 | OBG | IC | 0.8 | 0.8 | 0 | 0 | 0.53302 | 0 | 0 | 0 |  | Commercial CHP | Y | RE | 2008 | Internal Combustion (PRMVR=IC)
EXCLUDE | CA | SJ/SC WPCP | 56080 | E2 | OBG | IC | 0.8 | 0.8 | 0 | 0 | 0.53302 | 0 | 0 | 0 |  | Commercial CHP | Y | OP |  | Internal Combustion (PRMVR=IC)
EXCLUDE | CA | SJ/SC WPCP | 56080 | E3 | OBG | IC | 0.8 | 0.8 | 0 | 0 | 0.53302 | 0 | 0 | 0 |  | Commercial CHP | Y | OP |  | Internal Combustion (PRMVR=IC)
EXCLUDE | CA | SJ/SC WPCP | 56080 | E5 | OBG | IC | 1.8 | 1.8 | 0 | 0 | 0.53302 | 0 | 0 | 0 |  | Commercial CHP | Y | OP |  | Internal Combustion (PRMVR=IC)
EXCLUDE | CA | SJ/SC WPCP | 56080 | E6 | OBG | IC | 1.8 | 1.8 | 0 | 0 | 0.53302 | 0 | 0 | 0 |  | Commercial CHP | Y | RE | 2008 | Internal Combustion (PRMVR=IC)
EXCLUDE | CA | SJ/SC WPCP | 56080 | EG1 | NG | IC | 2.8 | 2.8 | 0 | 0 | 0.53302 | 0 | 0 | 0 |  | Commercial CHP | Y | OP |  | Internal Combustion (PRMVR=IC)
EXCLUDE | CA | SJ/SC WPCP | 56080 | EG2 | NG | IC | 2.8 | 2.8 | 0 | 0 | 0.53302 | 0 | 0 | 0 |  | Commercial CHP | Y | OP |  | Internal Combustion (PRMVR=IC)
EXCLUDE | CA | SJ/SC WPCP | 56080 | EG3 | NG | IC | 2.8 | 2.8 | 0 | 0 | 0.53302 | 0 | 0 | 0 |  | Commercial CHP | Y | OP |  | Internal Combustion (PRMVR=IC)
EXCLUDE | CA | Sky River LLC | 50536 | WGNS | WND | WT | 76.9 | 76.9 | 0 | 170379 |  |  | 170379 | 0 |  | IPP Non-CHP | N | OP |  | Non Combustion (NUC, WAT, WND, GEO, or SUN)
EXCLUDE | CA | Slate Creek | 50961 | GEN1 | WAT | HY | 4.2 | 4 | 0 | 14808 |  |  | 14808 | 0 |  | IPP Non-CHP | N | OP |  | Non Combustion (NUC, WAT, WND, GEO, or SUN)
EXCLUDE | CA | Sly Creek | 776 | 1 | WAT | HY | 12.1 | 9 | 0 | 53532 |  |  | 53532 | 0 |  | Electric Utility | N | OP |  | Non Combustion (NUC, WAT, WND, GEO, or SUN)
EXCLUDE | CA | SMUD at Fleshman | 57671 | PV1 | SUN | PV | 2.9 | 2.9 | 0 | 356 |  |  | 356 | 0 |  | IPP Non-CHP | N | OP |  | Non Combustion (NUC, WAT, WND, GEO, or SUN)
EXCLUDE | CA | SMUD at Grundman | 57669 | PV1 | SUN | PV | 17 | 17 | 0 | 148 |  |  | 148 | 0 |  | IPP Non-CHP | N | OP |  | Non Combustion (NUC, WAT, WND, GEO, or SUN)
EXCLUDE | CA | SMUD at Lawrence | 57753 | PV1 | SUN | PV | 1 | 1 | 0 | 3 |  |  | 3 | 0 |  | IPP Non-CHP | N | OP |  | Non Combustion (NUC, WAT, WND, GEO, or SUN)
EXCLUDE | CA | SMUD at Van Conett | 57670 | PV1 | SUN | PV | 2.9 | 2.9 | 0 | 147 |  |  | 147 | 0 |  | IPP Non-CHP | N | OP |  | Non Combustion (NUC, WAT, WND, GEO, or SUN)
EXCLUDE | CA | Solano County Cogen Plant | 50985 | 3163 | NG | IC | 1 | 1 | 0 | 0 | 0.99126 | 0 | 0 | 0 |  | Commercial CHP | Y | OP |  | Internal Combustion (PRMVR=IC)
EXCLUDE | CA | Solano County Cogen Plant | 50985 | 3164 | NG | IC | 0.4 | 0.4 | 0 | 0 | 0.99126 | 0 | 0 | 0 |  | Commercial CHP | Y | OP |  | Internal Combustion (PRMVR=IC)
EXCLUDE | CA | Solano County Cogen Plant | 50985 | 3165 | NG | IC | 1.4 | 1.4 | 0 | 0 | 0.99126 | 0 | 0 | 0 |  | Commercial CHP | Y | OP |  | Internal Combustion (PRMVR=IC)
EXCLUDE | CA | Solano Wind | 7526 | 1 | WND | WT | 13.2 | 13.1 | 0 | 29122.5988 |  |  | 29122.5988 | 0 |  | Electric Utility | N | OP |  | Non Combustion (NUC, WAT, WND, GEO, or SUN)
EXCLUDE | CA | Solano Wind | 7526 | 2 | WND | WT | 24 | 24 | 0 | 52950.1796 |  |  | 52950.1796 | 0 |  | Electric Utility | N | OP |  | Non Combustion (NUC, WAT, WND, GEO, or SUN)
EXCLUDE | CA | Solano Wind | 7526 | 3 | WND | WT | 128 | 128 | 0 | 0 |  |  | 0 | 0 |  | Electric Utility | N | U |  | Non Combustion (NUC, WAT, WND, GEO, or SUN)
EXCLUDE | CA | Solano Wind | 7526 | 2B | WND | WT | 63 | 63 | 0 | 138994.2216 |  |  | 138994.2216 | 0 |  | Electric Utility | N | OP |  | Non Combustion (NUC, WAT, WND, GEO, or SUN)
EXCLUDE | CA | Solar | 529 | 1 | SUN | PV | 1 | 1 | 0 | 621.5 |  |  | 621.5 | 0 |  | Electric Utility | N | OP |  | Non Combustion (NUC, WAT, WND, GEO, or SUN)
EXCLUDE | CA | Solar | 529 | 2 | SUN | PV | 1 | 1 | 0 | 621.5 |  |  | 621.5 | 0 |  | Electric Utility | N | OP |  | Non Combustion (NUC, WAT, WND, GEO, or SUN)
EXCLUDE | CA | Solar Photovoltaic Project #01 | 56976 | S1A | SUN | PV | 0.5 | 0.5 | 0 | 666.25 |  |  | 666.25 | 0 |  | Electric Utility | N | OP |  | Non Combustion (NUC, WAT, WND, GEO, or SUN)
EXCLUDE | CA | Solar Photovoltaic Project #01 | 56976 | S1B | SUN | PV | 0.5 | 0.5 | 0 | 666.25 |  |  | 666.25 | 0 |  | Electric Utility | N | OP |  | Non Combustion (NUC, WAT, WND, GEO, or SUN)
EXCLUDE | CA | Solar Photovoltaic Project #01 | 56976 | S1C | SUN | PV | 0.5 | 0.5 | 0 | 666.25 |  |  | 666.25 | 0 |  | Electric Utility | N | OP |  | Non Combustion (NUC, WAT, WND, GEO, or SUN)
EXCLUDE | CA | Solar Photovoltaic Project #01 | 56976 | S1D | SUN | PV | 0.5 | 0.5 | 0 | 666.25 |  |  | 666.25 | 0 |  | Electric Utility | N | OP |  | Non Combustion (NUC, WAT, WND, GEO, or SUN)
EXCLUDE | CA | Solar Photovoltaic Project #02 | 56996 | S1A | SUN | PV | 0.5 | 0.5 | 0 | 656 |  |  | 656 | 0 |  | Electric Utility | N | OP |  | Non Combustion (NUC, WAT, WND, GEO, or SUN)
EXCLUDE | CA | Solar Photovoltaic Project #02 | 56996 | S1B | SUN | PV | 0.5 | 0.5 | 0 | 656 |  |  | 656 | 0 |  | Electric Utility | N | OP |  | Non Combustion (NUC, WAT, WND, GEO, or SUN)
EXCLUDE | CA | Solar Photovoltaic Project #03 | 57217 | S003A | SUN | PV | 0.5 | 0.5 | 0 | 646.5 |  |  | 646.5 | 0 |  | Electric Utility | N | OP |  | Non Combustion (NUC, WAT, WND, GEO, or SUN)
EXCLUDE | CA | Solar Photovoltaic Project #03 | 57217 | S003B | SUN | PV | 0.5 | 0.5 | 0 | 646.5 |  |  | 646.5 | 0 |  | Electric Utility | N | OP |  | Non Combustion (NUC, WAT, WND, GEO, or SUN)
EXCLUDE | CA | Solar Photovoltaic Project #04 | 57218 | S004A | SUN | PV | 0.5 | 0.5 | 0 | 0 |  |  | 0 | 0 |  | Electric Utility | N | IP |  | Non Combustion (NUC, WAT, WND, GEO, or SUN)
EXCLUDE | CA | Solar Photovoltaic Project #04 | 57218 | S004B | SUN | PV | 0.5 | 0.5 | 0 | 0 |  |  | 0 | 0 |  | Electric Utility | N | IP |  | Non Combustion (NUC, WAT, WND, GEO, or SUN)
EXCLUDE | CA | Solar Photovoltaic Project #04 | 57218 | S004C | SUN | PV | 0.5 | 0.5 | 0 | 0 |  |  | 0 | 0 |  | Electric Utility | N | IP |  | Non Combustion (NUC, WAT, WND, GEO, or SUN)
EXCLUDE | CA | Solar Photovoltaic Project #05 | 57219 | S005A | SUN | PV | 0.5 | 0.5 | 0 | 0 |  |  | 0 | 0 |  | Electric Utility | N | TS |  | Non Combustion (NUC, WAT, WND, GEO, or SUN)
EXCLUDE | CA | Solar Photovoltaic Project #05 | 57219 | S005B | SUN | PV | 0.5 | 0.5 | 0 | 0 |  |  | 0 | 0 |  | Electric Utility | N | TS |  | Non Combustion (NUC, WAT, WND, GEO, or SUN)
EXCLUDE | CA | Solar Photovoltaic Project #05 | 57219 | S005C | SUN | PV | 0.5 | 0.5 | 0 | 0 |  |  | 0 | 0 |  | Electric Utility | N | TS |  | Non Combustion (NUC, WAT, WND, GEO, or SUN)
EXCLUDE | CA | Solar Photovoltaic Project #05 | 57219 | S005D | SUN | PV | 0.5 | 0.5 | 0 | 0 |  |  | 0 | 0 |  | Electric Utility | N | TS |  | Non Combustion (NUC, WAT, WND, GEO, or SUN)
EXCLUDE | CA | Solar Photovoltaic Project #05 | 57219 | S005E | SUN | PV | 0.5 | 0.5 | 0 | 0 |  |  | 0 | 0 |  | Electric Utility | N | TS |  | Non Combustion (NUC, WAT, WND, GEO, or SUN)
EXCLUDE | CA | Solar Photovoltaic Project #06 | 57220 | S006A | SUN | PV | 0.5 | 0.5 | 0 | 548.25 |  |  | 548.25 | 0 |  | Electric Utility | N | OP |  | Non Combustion (NUC, WAT, WND, GEO, or SUN)
EXCLUDE | CA | Solar Photovoltaic Project #06 | 57220 | S006B | SUN | PV | 0.5 | 0.5 | 0 | 548.25 |  |  | 548.25 | 0 |  | Electric Utility | N | OP |  | Non Combustion (NUC, WAT, WND, GEO, or SUN)
EXCLUDE | CA | Solar Photovoltaic Project #06 | 57220 | S006C | SUN | PV | 0.5 | 0.5 | 0 | 548.25 |  |  | 548.25 | 0 |  | Electric Utility | N | OP |  | Non Combustion (NUC, WAT, WND, GEO, or SUN)
EXCLUDE | CA | Solar Photovoltaic Project #06 | 57220 | S006D | SUN | PV | 0.5 | 0.5 | 0 | 548.25 |  |  | 548.25 | 0 |  | Electric Utility | N | OP |  | Non Combustion (NUC, WAT, WND, GEO, or SUN)
EXCLUDE | CA | Solar Photovoltaic Project #07 | 57221 | S007A | SUN | PV | 0.5 | 0.5 | 0 | 0 |  |  | 0 | 0 |  | Electric Utility | N | TS |  | Non Combustion (NUC, WAT, WND, GEO, or SUN)
EXCLUDE | CA | Solar Photovoltaic Project #07 | 57221 | S007B | SUN | PV | 0.5 | 0.5 | 0 | 0 |  |  | 0 | 0 |  | Electric Utility | N | TS |  | Non Combustion (NUC, WAT, WND, GEO, or SUN)
EXCLUDE | CA | Solar Photovoltaic Project #07 | 57221 | S007C | SUN | PV | 0.5 | 0.5 | 0 | 0 |  |  | 0 | 0 |  | Electric Utility | N | TS |  | Non Combustion (NUC, WAT, WND, GEO, or SUN)
EXCLUDE | CA | Solar Photovoltaic Project #07 | 57221 | S007D | SUN | PV | 0.5 | 0.5 | 0 | 0 |  |  | 0 | 0 |  | Electric Utility | N | TS |  | Non Combustion (NUC, WAT, WND, GEO, or SUN)
EXCLUDE | CA | Solar Photovoltaic Project #07 | 57221 | S007E | SUN | PV | 0.5 | 0.5 | 0 | 0 |  |  | 0 | 0 |  | Electric Utility | N | TS |  | Non Combustion (NUC, WAT, WND, GEO, or SUN)
EXCLUDE | CA | Solar Photovoltaic Project #08 | 57222 | S008A | SUN | PV | 0.5 | 0.5 | 0 | 579.5 |  |  | 579.5 | 0 |  | Electric Utility | N | OP |  | Non Combustion (NUC, WAT, WND, GEO, or SUN)
EXCLUDE | CA | Solar Photovoltaic Project #08 | 57222 | S008B | SUN | PV | 0.5 | 0.5 | 0 | 579.5 |  |  | 579.5 | 0 |  | Electric Utility | N | OP |  | Non Combustion (NUC, WAT, WND, GEO, or SUN)
EXCLUDE | CA | Solar Photovoltaic Project #08 | 57222 | S008C | SUN | PV | 0.5 | 0.5 | 0 | 579.5 |  |  | 579.5 | 0 |  | Electric Utility | N | OP |  | Non Combustion (NUC, WAT, WND, GEO, or SUN)
EXCLUDE | CA | Solar Photovoltaic Project #08 | 57222 | S008D | SUN | PV | 0.5 | 0.5 | 0 | 579.5 |  |  | 579.5 | 0 |  | Electric Utility | N | OP |  | Non Combustion (NUC, WAT, WND, GEO, or SUN)
EXCLUDE | CA | Solar Photovoltaic Project #08 | 57222 | S008E | SUN | PV | 0.5 | 0.5 | 0 | 0 |  |  | 0 | 0 |  | Electric Utility | N | IP |  | Non Combustion (NUC, WAT, WND, GEO, or SUN)
EXCLUDE | CA | Solar Photovoltaic Project #09 | 57223 | S009A | SUN | PV | 0.5 | 0.5 | 0 | 540.5 |  |  | 540.5 | 0 |  | Electric Utility | N | OP |  | Non Combustion (NUC, WAT, WND, GEO, or SUN)
EXCLUDE | CA | Solar Photovoltaic Project #09 | 57223 | S009B | SUN | PV | 0.5 | 0.5 | 0 | 540.5 |  |  | 540.5 | 0 |  | Electric Utility | N | OP |  | Non Combustion (NUC, WAT, WND, GEO, or SUN)
EXCLUDE | CA | Solar Photovoltaic Project #09 | 57223 | S009C | SUN | PV | 0.5 | 0.5 | 0 | 0 |  |  | 0 | 0 |  | Electric Utility | N | IP |  | Non Combustion (NUC, WAT, WND, GEO, or SUN)
EXCLUDE | CA | Solar Photovoltaic Project #10 | 57224 | S010A | SUN | PV | 0.5 | 0.5 | 0 | 0 |  |  | 0 | 0 |  | Electric Utility | N | TS |  | Non Combustion (NUC, WAT, WND, GEO, or SUN)
EXCLUDE | CA | Solar Photovoltaic Project #10 | 57224 | S010B | SUN | PV | 0.5 | 0.5 | 0 | 0 |  |  | 0 | 0 |  | Electric Utility | N | TS |  | Non Combustion (NUC, WAT, WND, GEO, or SUN)
EXCLUDE | CA | Solar Photovoltaic Project #10 | 57224 | S010C | SUN | PV | 0.5 | 0.5 | 0 | 0 |  |  | 0 | 0 |  | Electric Utility | N | TS |  | Non Combustion (NUC, WAT, WND, GEO, or SUN)
EXCLUDE | CA | Solar Photovoltaic Project #10 | 57224 | S010D | SUN | PV | 0.5 | 0.5 | 0 | 0 |  |  | 0 | 0 |  | Electric Utility | N | IP |  | Non Combustion (NUC, WAT, WND, GEO, or SUN)
EXCLUDE | CA | Solar Photovoltaic Project #11 | 57225 | S011A | SUN | PV | 0.5 | 0.5 | 0 | 0 |  |  | 0 | 0 |  | Electric Utility | N | TS |  | Non Combustion (NUC, WAT, WND, GEO, or SUN)
EXCLUDE | CA | Solar Photovoltaic Project #11 | 57225 | S011B | SUN | PV | 0.5 | 0.5 | 0 | 0 |  |  | 0 | 0 |  | Electric Utility | N | TS |  | Non Combustion (NUC, WAT, WND, GEO, or SUN)
EXCLUDE | CA | Solar Photovoltaic Project #11 | 57225 | S011C | SUN | PV | 0.5 | 0.5 | 0 | 0 |  |  | 0 | 0 |  | Electric Utility | N | TS |  | Non Combustion (NUC, WAT, WND, GEO, or SUN)
EXCLUDE | CA | Solar Photovoltaic Project #11 | 57225 | S011D | SUN | PV | 0.5 | 0.5 | 0 | 0 |  |  | 0 | 0 |  | Electric Utility | N | TS |  | Non Combustion (NUC, WAT, WND, GEO, or SUN)
EXCLUDE | CA | Solar Photovoltaic Project #11 | 57225 | S011E | SUN | PV | 0.5 | 0.5 | 0 | 0 |  |  | 0 | 0 |  | Electric Utility | N | TS |  | Non Combustion (NUC, WAT, WND, GEO, or SUN)
EXCLUDE | CA | Solar Photovoltaic Project #11 | 57225 | S011F | SUN | PV | 0.5 | 0.5 | 0 | 0 |  |  | 0 | 0 |  | Electric Utility | N | TS |  | Non Combustion (NUC, WAT, WND, GEO, or SUN)
EXCLUDE | CA | Solar Photovoltaic Project #11 | 57225 | S011G | SUN | PV | 0.5 | 0.5 | 0 | 0 |  |  | 0 | 0 |  | Electric Utility | N | TS |  | Non Combustion (NUC, WAT, WND, GEO, or SUN)
EXCLUDE | CA | Solar Photovoltaic Project #12 | 57226 | S012A | SUN | PV | 0.5 | 0.5 | 0 | 0 |  |  | 0 | 0 |  | Electric Utility | N | OP |  | Non Combustion (NUC, WAT, WND, GEO, or SUN)
EXCLUDE | CA | Solar Photovoltaic Project #12 | 57226 | S012B | SUN | PV | 0.5 | 0.5 | 0 | 0 |  |  | 0 | 0 |  | Electric Utility | N | IP |  | Non Combustion (NUC, WAT, WND, GEO, or SUN)
EXCLUDE | CA | Solar Photovoltaic Project #13 | 57227 | S013A | SUN | PV | 0.5 | 0.5 | 0 | 0 |  |  | 0 | 0 |  | Electric Utility | N | TS |  | Non Combustion (NUC, WAT, WND, GEO, or SUN)
EXCLUDE | CA | Solar Photovoltaic Project #13 | 57227 | S013B | SUN | PV | 0.5 | 0.5 | 0 | 0 |  |  | 0 | 0 |  | Electric Utility | N | TS |  | Non Combustion (NUC, WAT, WND, GEO, or SUN)
EXCLUDE | CA | Solar Photovoltaic Project #13 | 57227 | S013C | SUN | PV | 0.5 | 0.5 | 0 | 0 |  |  | 0 | 0 |  | Electric Utility | N | TS |  | Non Combustion (NUC, WAT, WND, GEO, or SUN)
EXCLUDE | CA | Solar Photovoltaic Project #13 | 57227 | S013D | SUN | PV | 0.5 | 0.5 | 0 | 0 |  |  | 0 | 0 |  | Electric Utility | N | TS |  | Non Combustion (NUC, WAT, WND, GEO, or SUN)
EXCLUDE | CA | Solar Photovoltaic Project #13 | 57227 | S013E | SUN | PV | 0.5 | 0.5 | 0 | 0 |  |  | 0 | 0 |  | Electric Utility | N | TS |  | Non Combustion (NUC, WAT, WND, GEO, or SUN)
EXCLUDE | CA | Solar Photovoltaic Project #13 | 57227 | S013F | SUN | PV | 0.5 | 0.5 | 0 | 0 |  |  | 0 | 0 |  | Electric Utility | N | TS |  | Non Combustion (NUC, WAT, WND, GEO, or SUN)
EXCLUDE | CA | Solar Photovoltaic Project #13 | 57227 | S013G | SUN | PV | 0.5 | 0.5 | 0 | 0 |  |  | 0 | 0 |  | Electric Utility | N | TS |  | Non Combustion (NUC, WAT, WND, GEO, or SUN)
EXCLUDE | CA | Solar Photovoltaic Project #14 | 57228 | S014A | SUN | PV | 0.5 | 0.5 | 0 | 0 |  |  | 0 | 0 |  | Electric Utility | N | IP |  | Non Combustion (NUC, WAT, WND, GEO, or SUN)
EXCLUDE | CA | Solar Photovoltaic Project #14 | 57228 | S014B | SUN | PV | 0.5 | 0.5 | 0 | 0 |  |  | 0 | 0 |  | Electric Utility | N | IP |  | Non Combustion (NUC, WAT, WND, GEO, or SUN)
EXCLUDE | CA | Solar Photovoltaic Project #14 | 57228 | S014C | SUN | PV | 0.5 | 0.5 | 0 | 0 |  |  | 0 | 0 |  | Electric Utility | N | IP |  | Non Combustion (NUC, WAT, WND, GEO, or SUN)
EXCLUDE | CA | Solar Photovoltaic Project #15 | 57229 | S015A | SUN | PV | 0.5 | 0.5 | 0 | 0 |  |  | 0 | 0 |  | Electric Utility | N | TS |  | Non Combustion (NUC, WAT, WND, GEO, or SUN)
EXCLUDE | CA | Solar Photovoltaic Project #15 | 57229 | S015B | SUN | PV | 0.5 | 0.5 | 0 | 0 |  |  | 0 | 0 |  | Electric Utility | N | TS |  | Non Combustion (NUC, WAT, WND, GEO, or SUN)
EXCLUDE | CA | Solar Photovoltaic Project #15 | 57229 | S015C | SUN | PV | 0.5 | 0.5 | 0 | 0 |  |  | 0 | 0 |  | Electric Utility | N | TS |  | Non Combustion (NUC, WAT, WND, GEO, or SUN)
EXCLUDE | CA | Solar Photovoltaic Project #16 | 57230 | S016A | SUN | PV | 0.5 | 0.5 | 0 | 0 |  |  | 0 | 0 |  | Electric Utility | N | TS |  | Non Combustion (NUC, WAT, WND, GEO, or SUN)
EXCLUDE | CA | Solar Photovoltaic Project #16 | 57230 | S016B | SUN | PV | 0.5 | 0.5 | 0 | 0 |  |  | 0 | 0 |  | Electric Utility | N | TS |  | Non Combustion (NUC, WAT, WND, GEO, or SUN)
EXCLUDE | CA | Solar Photovoltaic Project #16 | 57230 | S016C | SUN | PV | 0.5 | 0.5 | 0 | 0 |  |  | 0 | 0 |  | Electric Utility | N | TS |  | Non Combustion (NUC, WAT, WND, GEO, or SUN)
EXCLUDE | CA | Solar Photovoltaic Project #17 | 57231 | S017A | SUN | PV | 0.5 | 0.5 | 0 | 0 |  |  | 0 | 0 |  | Electric Utility | N | TS |  | Non Combustion (NUC, WAT, WND, GEO, or SUN)
EXCLUDE | CA | Solar Photovoltaic Project #17 | 57231 | S017B | SUN | PV | 0.5 | 0.5 | 0 | 0 |  |  | 0 | 0 |  | Electric Utility | N | TS |  | Non Combustion (NUC, WAT, WND, GEO, or SUN)
EXCLUDE | CA | Solar Photovoltaic Project #17 | 57231 | S017C | SUN | PV | 0.5 | 0.5 | 0 | 0 |  |  | 0 | 0 |  | Electric Utility | N | TS |  | Non Combustion (NUC, WAT, WND, GEO, or SUN)
EXCLUDE | CA | Solar Photovoltaic Project #17 | 57231 | S017D | SUN | PV | 0.5 | 0.5 | 0 | 0 |  |  | 0 | 0 |  | Electric Utility | N | TS |  | Non Combustion (NUC, WAT, WND, GEO, or SUN)
EXCLUDE | CA | Solar Photovoltaic Project #17 | 57231 | S017E | SUN | PV | 0.5 | 0.5 | 0 | 0 |  |  | 0 | 0 |  | Electric Utility | N | TS |  | Non Combustion (NUC, WAT, WND, GEO, or SUN)
EXCLUDE | CA | Solar Photovoltaic Project #17 | 57231 | S017F | SUN | PV | 0.5 | 0.5 | 0 | 0 |  |  | 0 | 0 |  | Electric Utility | N | TS |  | Non Combustion (NUC, WAT, WND, GEO, or SUN)
EXCLUDE | CA | Solar Photovoltaic Project #17 | 57231 | S017G | SUN | PV | 0.5 | 0.5 | 0 | 0 |  |  | 0 | 0 |  | Electric Utility | N | TS |  | Non Combustion (NUC, WAT, WND, GEO, or SUN)
EXCLUDE | CA | Solar Photovoltaic Project #17 | 57231 | S017H | SUN | PV | 0.5 | 0.5 | 0 | 0 |  |  | 0 | 0 |  | Electric Utility | N | IP |  | Non Combustion (NUC, WAT, WND, GEO, or SUN)
EXCLUDE | CA | Solar Photovoltaic Project #18 | 57232 | S018A | SUN | PV | 0.5 | 0.5 | 0 | 0 |  |  | 0 | 0 |  | Electric Utility | N | TS |  | Non Combustion (NUC, WAT, WND, GEO, or SUN)
EXCLUDE | CA | Solar Photovoltaic Project #18 | 57232 | S018B | SUN | PV | 0.5 | 0.5 | 0 | 0 |  |  | 0 | 0 |  | Electric Utility | N | TS |  | Non Combustion (NUC, WAT, WND, GEO, or SUN)
EXCLUDE | CA | Solar Photovoltaic Project #18 | 57232 | S018C | SUN | PV | 0.5 | 0.5 | 0 | 0 |  |  | 0 | 0 |  | Electric Utility | N | TS |  | Non Combustion (NUC, WAT, WND, GEO, or SUN)
EXCLUDE | CA | Solar Photovoltaic Project #18 | 57232 | S018D | SUN | PV | 0.5 | 0.5 | 0 | 0 |  |  | 0 | 0 |  | Electric Utility | N | IP |  | Non Combustion (NUC, WAT, WND, GEO, or SUN)
EXCLUDE | CA | Solar Photovoltaic Project #19 | 57233 | S019A | SUN | PV | 1 | 0.5 | 0 | 0 |  |  | 0 | 0 |  | Electric Utility | N | IP |  | Non Combustion (NUC, WAT, WND, GEO, or SUN)
EXCLUDE | CA | Solar Photovoltaic Project #19 | 57233 | S019B | SUN | PV | 0.5 | 0.5 | 0 | 0 |  |  | 0 | 0 |  | Electric Utility | N | IP |  | Non Combustion (NUC, WAT, WND, GEO, or SUN)
EXCLUDE | CA | Solar Photovoltaic Project #19 | 57233 | S019C | SUN | PV | 0.5 | 0.5 | 0 | 0 |  |  | 0 | 0 |  | Electric Utility | N | IP |  | Non Combustion (NUC, WAT, WND, GEO, or SUN)
EXCLUDE | CA | Solar Photovoltaic Project #19 | 57233 | S019D | SUN | PV | 0.5 | 0.5 | 0 | 0 |  |  | 0 | 0 |  | Electric Utility | N | IP |  | Non Combustion (NUC, WAT, WND, GEO, or SUN)
EXCLUDE | CA | Solar Photovoltaic Project #19 | 57233 | S019E | SUN | PV | 0.5 | 0.5 | 0 | 0 |  |  | 0 | 0 |  | Electric Utility | N | IP |  | Non Combustion (NUC, WAT, WND, GEO, or SUN)
EXCLUDE | CA | Solar Photovoltaic Project #19 | 57233 | S019F | SUN | PV | 0.5 | 0.5 | 0 | 0 |  |  | 0 | 0 |  | Electric Utility | N | IP |  | Non Combustion (NUC, WAT, WND, GEO, or SUN)
EXCLUDE | CA | Solar Photovoltaic Project #19 | 57233 | S019G | SUN | PV | 0.5 | 0.5 | 0 | 0 |  |  | 0 | 0 |  | Electric Utility | N | IP |  | Non Combustion (NUC, WAT, WND, GEO, or SUN)
EXCLUDE | CA | Solar Photovoltaic Project #19 | 57233 | S019H | SUN | PV | 0.5 | 0.5 | 0 | 0 |  |  | 0 | 0 |  | Electric Utility | N | IP |  | Non Combustion (NUC, WAT, WND, GEO, or SUN)
EXCLUDE | CA | Solar Photovoltaic Project #19 | 57233 | S019I | SUN | PV | 0.5 | 0.5 | 0 | 0 |  |  | 0 | 0 |  | Electric Utility | N | IP |  | Non Combustion (NUC, WAT, WND, GEO, or SUN)
EXCLUDE | CA | Solar Photovoltaic Project #20 | 57234 | S020A | SUN | PV | 0.5 | 0.5 | 0 | 0 |  |  | 0 | 0 |  | Electric Utility | N | IP |  | Non Combustion (NUC, WAT, WND, GEO, or SUN)
EXCLUDE | CA | Solar Photovoltaic Project #20 | 57234 | S020B | SUN | PV | 0.5 | 0.5 | 0 | 0 |  |  | 0 | 0 |  | Electric Utility | N | IP |  | Non Combustion (NUC, WAT, WND, GEO, or SUN)
EXCLUDE | CA | Solar Photovoltaic Project #20 | 57234 | S020C | SUN | PV | 0.5 | 0.5 | 0 | 0 |  |  | 0 | 0 |  | Electric Utility | N | IP |  | Non Combustion (NUC, WAT, WND, GEO, or SUN)
EXCLUDE | CA | Solar Photovoltaic Project #20 | 57234 | S020D | SUN | PV | 0.5 | 0.5 | 0 | 0 |  |  | 0 | 0 |  | Electric Utility | N | IP |  | Non Combustion (NUC, WAT, WND, GEO, or SUN)
EXCLUDE | CA | Solar Photovoltaic Project #20 | 57234 | S020E | SUN | PV | 0.5 | 0.5 | 0 | 0 |  |  | 0 | 0 |  | Electric Utility | N | IP |  | Non Combustion (NUC, WAT, WND, GEO, or SUN)
EXCLUDE | CA | Solar Photovoltaic Project #20 | 57234 | S020F | SUN | PV | 0.5 | 0.5 | 0 | 0 |  |  | 0 | 0 |  | Electric Utility | N | IP |  | Non Combustion (NUC, WAT, WND, GEO, or SUN)
EXCLUDE | CA | Solar Photovoltaic Project #20 | 57234 | S020G | SUN | PV | 0.5 | 0.5 | 0 | 0 |  |  | 0 | 0 |  | Electric Utility | N | IP |  | Non Combustion (NUC, WAT, WND, GEO, or SUN)
EXCLUDE | CA | Solar Photovoltaic Project #21 | 57235 | S021A | SUN | PV | 0.5 | 0.5 | 0 | 0 |  |  | 0 | 0 |  | Electric Utility | N | IP |  | Non Combustion (NUC, WAT, WND, GEO, or SUN)
EXCLUDE | CA | Solar Photovoltaic Project #21 | 57235 | S021B | SUN | PV | 0.5 | 0.5 | 0 | 0 |  |  | 0 | 0 |  | Electric Utility | N | IP |  | Non Combustion (NUC, WAT, WND, GEO, or SUN)
EXCLUDE | CA | Solar Photovoltaic Project #21 | 57235 | S021C | SUN | PV | 0.5 | 0.5 | 0 | 0 |  |  | 0 | 0 |  | Electric Utility | N | IP |  | Non Combustion (NUC, WAT, WND, GEO, or SUN)
EXCLUDE | CA | Solar Photovoltaic Project #21 | 57235 | S021D | SUN | PV | 0.5 | 0.5 | 0 | 0 |  |  | 0 | 0 |  | Electric Utility | N | IP |  | Non Combustion (NUC, WAT, WND, GEO, or SUN)
EXCLUDE | CA | Solar Photovoltaic Project #21 | 57235 | S021E | SUN | PV | 0.5 | 0.5 | 0 | 0 |  |  | 0 | 0 |  | Electric Utility | N | IP |  | Non Combustion (NUC, WAT, WND, GEO, or SUN)
EXCLUDE | CA | Solar Photovoltaic Project #22 | 57237 | S022A | SUN | PV | 0.5 | 0.5 | 0 | 773.75 |  |  | 773.75 | 0 |  | Electric Utility | N | OP |  | Non Combustion (NUC, WAT, WND, GEO, or SUN)
EXCLUDE | CA | Solar Photovoltaic Project #22 | 57237 | S022B | SUN | PV | 0.5 | 0.5 | 0 | 773.75 |  |  | 773.75 | 0 |  | Electric Utility | N | OP |  | Non Combustion (NUC, WAT, WND, GEO, or SUN)
EXCLUDE | CA | Solar Photovoltaic Project #22 | 57237 | S022C | SUN | PV | 0.5 | 0.5 | 0 | 773.75 |  |  | 773.75 | 0 |  | Electric Utility | N | OP |  | Non Combustion (NUC, WAT, WND, GEO, or SUN)
EXCLUDE | CA | Solar Photovoltaic Project #22 | 57237 | S022D | SUN | PV | 0.5 | 0.5 | 0 | 773.75 |  |  | 773.75 | 0 |  | Electric Utility | N | OP |  | Non Combustion (NUC, WAT, WND, GEO, or SUN)
EXCLUDE | CA | Solar Photovoltaic Project #23 | 57236 | S023A | SUN | PV | 0.5 | 0.5 | 0 | 0 |  |  | 0 | 0 |  | Electric Utility | N | TS |  | Non Combustion (NUC, WAT, WND, GEO, or SUN)
EXCLUDE | CA | Solar Photovoltaic Project #23 | 57236 | S023B | SUN | PV | 0.5 | 0.5 | 0 | 0 |  |  | 0 | 0 |  | Electric Utility | N | TS |  | Non Combustion (NUC, WAT, WND, GEO, or SUN)
EXCLUDE | CA | Solar Photovoltaic Project #23 | 57236 | S023C | SUN | PV | 0.5 | 0.5 | 0 | 0 |  |  | 0 | 0 |  | Electric Utility | N | TS |  | Non Combustion (NUC, WAT, WND, GEO, or SUN)
EXCLUDE | CA | Solar Photovoltaic Project #23 | 57236 | S023D | SUN | PV | 0.5 | 0.5 | 0 | 0 |  |  | 0 | 0 |  | Electric Utility | N | TS |  | Non Combustion (NUC, WAT, WND, GEO, or SUN)
EXCLUDE | CA | Solar Photovoltaic Project #23 | 57236 | S023E | SUN | PV | 0.5 | 0.5 | 0 | 0 |  |  | 0 | 0 |  | Electric Utility | N | TS |  | Non Combustion (NUC, WAT, WND, GEO, or SUN)
EXCLUDE | CA | Solar Photovoltaic Project #23 | 57236 | S023F | SUN | PV | 0.5 | 0.5 | 0 | 0 |  |  | 0 | 0 |  | Electric Utility | N | IP |  | Non Combustion (NUC, WAT, WND, GEO, or SUN)
EXCLUDE | CA | Solar Photovoltaic Project #24 | 57127 | SO24A | SUN | PV | 0.5 | 0.5 | 0 | 0 |  |  | 0 | 0 |  | Electric Utility | N | IP |  | Non Combustion (NUC, WAT, WND, GEO, or SUN)
EXCLUDE | CA | Solar Photovoltaic Project #24 | 57127 | SO24B | SUN | PV | 0.5 | 0.5 | 0 | 0 |  |  | 0 | 0 |  | Electric Utility | N | IP |  | Non Combustion (NUC, WAT, WND, GEO, or SUN)
EXCLUDE | CA | Solar Photovoltaic Project #24 | 57127 | SO24C | SUN | PV | 0.5 | 0.5 | 0 | 0 |  |  | 0 | 0 |  | Electric Utility | N | IP |  | Non Combustion (NUC, WAT, WND, GEO, or SUN)
EXCLUDE | CA | Solar Photovoltaic Project #24 | 57127 | SO24D | SUN | PV | 0.5 | 0.5 | 0 | 0 |  |  | 0 | 0 |  | Electric Utility | N | IP |  | Non Combustion (NUC, WAT, WND, GEO, or SUN)
EXCLUDE | CA | Solar Photovoltaic Project #24 | 57127 | SO24E | SUN | PV | 0.5 | 0.5 | 0 | 0 |  |  | 0 | 0 |  | Electric Utility | N | IP |  | Non Combustion (NUC, WAT, WND, GEO, or SUN)
EXCLUDE | CA | Solar Photovoltaic Project #24 | 57127 | SO24F | SUN | PV | 0.5 | 0.5 | 0 | 0 |  |  | 0 | 0 |  | Electric Utility | N | IP |  | Non Combustion (NUC, WAT, WND, GEO, or SUN)
EXCLUDE | CA | Solar Photovoltaic Project #24 | 57127 | SO24G | SUN | PV | 0.5 | 0.5 | 0 | 0 |  |  | 0 | 0 |  | Electric Utility | N | IP |  | Non Combustion (NUC, WAT, WND, GEO, or SUN)
EXCLUDE | CA | Solar Photovoltaic Project #24 | 57127 | SO24H | SUN | PV | 0.5 | 0.5 | 0 | 0 |  |  | 0 | 0 |  | Electric Utility | N | IP |  | Non Combustion (NUC, WAT, WND, GEO, or SUN)
EXCLUDE | CA | Solar Photovoltaic Project #25 | 57528 | S25A | SUN | PV | 0.5 | 0.5 | 0 | 0 |  |  | 0 | 0 |  | Electric Utility | N | IP |  | Non Combustion (NUC, WAT, WND, GEO, or SUN)
EXCLUDE | CA | Solar Photovoltaic Project #25 | 57528 | S25B | SUN | PV | 0.5 | 0.5 | 0 | 0 |  |  | 0 | 0 |  | Electric Utility | N | IP |  | Non Combustion (NUC, WAT, WND, GEO, or SUN)
EXCLUDE | CA | Solar Photovoltaic Project #25 | 57528 | S25C | SUN | PV | 0.5 | 0.5 | 0 | 0 |  |  | 0 | 0 |  | Electric Utility | N | IP |  | Non Combustion (NUC, WAT, WND, GEO, or SUN)
EXCLUDE | CA | Solar Photovoltaic Project #25 | 57528 | S25D | SUN | PV | 0.5 | 0.5 | 0 | 0 |  |  | 0 | 0 |  | Electric Utility | N | IP |  | Non Combustion (NUC, WAT, WND, GEO, or SUN)
EXCLUDE | CA | Solar Photovoltaic Project #25 | 57528 | S25E | SUN | PV | 0.5 | 0.5 | 0 | 0 |  |  | 0 | 0 |  | Electric Utility | N | IP |  | Non Combustion (NUC, WAT, WND, GEO, or SUN)
EXCLUDE | CA | Solar Photovoltaic Project #25 | 57528 | S25F | SUN | PV | 0.5 | 0.5 | 0 | 0 |  |  | 0 | 0 |  | Electric Utility | N | IP |  | Non Combustion (NUC, WAT, WND, GEO, or SUN)
EXCLUDE | CA | Solar Photovoltaic Project #25 | 57528 | S25G | SUN | PV | 0.5 | 0.5 | 0 | 0 |  |  | 0 | 0 |  | Electric Utility | N | IP |  | Non Combustion (NUC, WAT, WND, GEO, or SUN)
EXCLUDE | CA | Solar Photovoltaic Project #25 | 57528 | S25H | SUN | PV | 0.5 | 0.5 | 0 | 0 |  |  | 0 | 0 |  | Electric Utility | N | IP |  | Non Combustion (NUC, WAT, WND, GEO, or SUN)
EXCLUDE | CA | Solar Photovoltaic Project #25 | 57528 | S25I | SUN | PV | 0.5 | 0.5 | 0 | 0 |  |  | 0 | 0 |  | Electric Utility | N | IP |  | Non Combustion (NUC, WAT, WND, GEO, or SUN)
EXCLUDE | CA | Solar Photovoltaic Project #26 | 57245 | S026A | SUN | PV | 0.5 | 0.5 | 0 | 0 |  |  | 0 | 0 |  | Electric Utility | N | TS |  | Non Combustion (NUC, WAT, WND, GEO, or SUN)
EXCLUDE | CA | Solar Photovoltaic Project #26 | 57245 | S026B | SUN | PV | 0.5 | 0.5 | 0 | 0 |  |  | 0 | 0 |  | Electric Utility | N | TS |  | Non Combustion (NUC, WAT, WND, GEO, or SUN)
EXCLUDE | CA | Solar Photovoltaic Project #26 | 57245 | S026C | SUN | PV | 0.5 | 0.5 | 0 | 0 |  |  | 0 | 0 |  | Electric Utility | N | TS |  | Non Combustion (NUC, WAT, WND, GEO, or SUN)
EXCLUDE | CA | Solar Photovoltaic Project #26 | 57245 | S026D | SUN | PV | 0.5 | 0.5 | 0 | 0 |  |  | 0 | 0 |  | Electric Utility | N | TS |  | Non Combustion (NUC, WAT, WND, GEO, or SUN)
EXCLUDE | CA | Solar Photovoltaic Project #26 | 57245 | S026E | SUN | PV | 0.5 | 0.5 | 0 | 0 |  |  | 0 | 0 |  | Electric Utility | N | TS |  | Non Combustion (NUC, WAT, WND, GEO, or SUN)
EXCLUDE | CA | Solar Photovoltaic Project #26 | 57245 | S026F | SUN | PV | 0.5 | 0.5 | 0 | 0 |  |  | 0 | 0 |  | Electric Utility | N | TS |  | Non Combustion (NUC, WAT, WND, GEO, or SUN)
EXCLUDE | CA | Solar Photovoltaic Project #26 | 57245 | S026G | SUN | PV | 0.5 | 0.5 | 0 | 0 |  |  | 0 | 0 |  | Electric Utility | N | TS |  | Non Combustion (NUC, WAT, WND, GEO, or SUN)
EXCLUDE | CA | Solar Photovoltaic Project #26 | 57245 | S026H | SUN | PV | 0.5 | 0.5 | 0 | 0 |  |  | 0 | 0 |  | Electric Utility | N | TS |  | Non Combustion (NUC, WAT, WND, GEO, or SUN)
EXCLUDE | CA | Solar Photovoltaic Project #26 | 57245 | S026I | SUN | PV | 0.5 | 0.5 | 0 | 0 |  |  | 0 | 0 |  | Electric Utility | N | TS |  | Non Combustion (NUC, WAT, WND, GEO, or SUN)
EXCLUDE | CA | Solar Photovoltaic Project #26 | 57245 | S026J | SUN | PV | 0.5 | 0.5 | 0 | 0 |  |  | 0 | 0 |  | Electric Utility | N | TS |  | Non Combustion (NUC, WAT, WND, GEO, or SUN)
EXCLUDE | CA | Solar Photovoltaic Project #26 | 57245 | SO26K | SUN | PV | 0.5 | 0.5 | 0 | 0 |  |  | 0 | 0 |  | Electric Utility | N | TS |  | Non Combustion (NUC, WAT, WND, GEO, or SUN)
EXCLUDE | CA | Solar Photovoltaic Project #26 | 57245 | SO26L | SUN | PV | 0.5 | 0.5 | 0 | 0 |  |  | 0 | 0 |  | Electric Utility | N | TS |  | Non Combustion (NUC, WAT, WND, GEO, or SUN)
EXCLUDE | CA | Solar Photovoltaic Project #27 | 57246 | S027A | SUN | PV | 0.5 | 0.5 | 0 | 0 |  |  | 0 | 0 |  | Electric Utility | N | P |  | Non Combustion (NUC, WAT, WND, GEO, or SUN)
EXCLUDE | CA | Solar Photovoltaic Project #27 | 57246 | S027B | SUN | PV | 0.5 | 0.5 | 0 | 0 |  |  | 0 | 0 |  | Electric Utility | N | P |  | Non Combustion (NUC, WAT, WND, GEO, or SUN)
EXCLUDE | CA | Solar Photovoltaic Project #27 | 57246 | S027C | SUN | PV | 0.5 | 0.5 | 0 | 0 |  |  | 0 | 0 |  | Electric Utility | N | P |  | Non Combustion (NUC, WAT, WND, GEO, or SUN)
EXCLUDE | CA | Solar Photovoltaic Project #27 | 57246 | S027D | SUN | PV | 0.5 | 0.5 | 0 | 0 |  |  | 0 | 0 |  | Electric Utility | N | P |  | Non Combustion (NUC, WAT, WND, GEO, or SUN)
EXCLUDE | CA | Solar Photovoltaic Project #27 | 57246 | S027E | SUN | PV | 0.5 | 0.5 | 0 | 0 |  |  | 0 | 0 |  | Electric Utility | N | P |  | Non Combustion (NUC, WAT, WND, GEO, or SUN)
EXCLUDE | CA | Solar Photovoltaic Project #27 | 57246 | S027F | SUN | PV | 0.5 | 0.5 | 0 | 0 |  |  | 0 | 0 |  | Electric Utility | N | P |  | Non Combustion (NUC, WAT, WND, GEO, or SUN)
EXCLUDE | CA | Solar Photovoltaic Project #28 | 57247 | S028A | SUN | PV | 0.5 | 0.5 | 0 | 0 |  |  | 0 | 0 |  | Electric Utility | N | TS |  | Non Combustion (NUC, WAT, WND, GEO, or SUN)
EXCLUDE | CA | Solar Photovoltaic Project #28 | 57247 | S028B | SUN | PV | 0.5 | 0.5 | 0 | 0 |  |  | 0 | 0 |  | Electric Utility | N | TS |  | Non Combustion (NUC, WAT, WND, GEO, or SUN)
EXCLUDE | CA | Solar Photovoltaic Project #28 | 57247 | S028C | SUN | PV | 0.5 | 0.5 | 0 | 0 |  |  | 0 | 0 |  | Electric Utility | N | TS |  | Non Combustion (NUC, WAT, WND, GEO, or SUN)
EXCLUDE | CA | Solar Photovoltaic Project #28 | 57247 | S028D | SUN | PV | 0.5 | 0.5 | 0 | 0 |  |  | 0 | 0 |  | Electric Utility | N | TS |  | Non Combustion (NUC, WAT, WND, GEO, or SUN)
EXCLUDE | CA | Solar Photovoltaic Project #28 | 57247 | S028E | SUN | PV | 0.5 | 0.5 | 0 | 0 |  |  | 0 | 0 |  | Electric Utility | N | TS |  | Non Combustion (NUC, WAT, WND, GEO, or SUN)
EXCLUDE | CA | Solar Photovoltaic Project #28 | 57247 | S028F | SUN | PV | 0.5 | 0.5 | 0 | 0 |  |  | 0 | 0 |  | Electric Utility | N | TS |  | Non Combustion (NUC, WAT, WND, GEO, or SUN)
EXCLUDE | CA | Solar Photovoltaic Project #28 | 57247 | S028G | SUN | PV | 0.5 | 0.5 | 0 | 0 |  |  | 0 | 0 |  | Electric Utility | N | TS |  | Non Combustion (NUC, WAT, WND, GEO, or SUN)
EXCLUDE | CA | Solar Photovoltaic Project #28 | 57247 | S028H | SUN | PV | 0.5 | 0.5 | 0 | 0 |  |  | 0 | 0 |  | Electric Utility | N | IP |  | Non Combustion (NUC, WAT, WND, GEO, or SUN)
EXCLUDE | CA | Solar Photovoltaic Project #30 | 57532 | S30A | SUN | PV | 0.5 | 0.5 | 0 | 0 |  |  | 0 | 0 |  | Electric Utility | N | IP |  | Non Combustion (NUC, WAT, WND, GEO, or SUN)
EXCLUDE | CA | Solar Photovoltaic Project #30 | 57532 | S30B | SUN | PV | 0.5 | 0.5 | 0 | 0 |  |  | 0 | 0 |  | Electric Utility | N | IP |  | Non Combustion (NUC, WAT, WND, GEO, or SUN)
EXCLUDE | CA | Solar Photovoltaic Project #30 | 57532 | S30C | SUN | PV | 0.5 | 0.5 | 0 | 0 |  |  | 0 | 0 |  | Electric Utility | N | IP |  | Non Combustion (NUC, WAT, WND, GEO, or SUN)
EXCLUDE | CA | Solar Photovoltaic Project #31 | 57533 | S31A | SUN | PV | 0.5 | 0.5 | 0 | 0 |  |  | 0 | 0 |  | Electric Utility | N | IP |  | Non Combustion (NUC, WAT, WND, GEO, or SUN)
EXCLUDE | CA | Solar Photovoltaic Project #31 | 57533 | S31B | SUN | PV | 0.5 | 0.5 | 0 | 0 |  |  | 0 | 0 |  | Electric Utility | N | IP |  | Non Combustion (NUC, WAT, WND, GEO, or SUN)
EXCLUDE | CA | Solar Photovoltaic Project #32 | 57534 | S32A | SUN | PV | 0.5 | 0.5 | 0 | 0 |  |  | 0 | 0 |  | Electric Utility | N | TS |  | Non Combustion (NUC, WAT, WND, GEO, or SUN)
EXCLUDE | CA | Solar Photovoltaic Project #32 | 57534 | S32B | SUN | PV | 0.5 | 0.5 | 0 | 0 |  |  | 0 | 0 |  | Electric Utility | N | TS |  | Non Combustion (NUC, WAT, WND, GEO, or SUN)
EXCLUDE | CA | Solar Photovoltaic Project #32 | 57534 | S32C | SUN | PV | 0.5 | 0.5 | 0 | 0 |  |  | 0 | 0 |  | Electric Utility | N | TS |  | Non Combustion (NUC, WAT, WND, GEO, or SUN)
EXCLUDE | CA | Solar Photovoltaic Project #33 | 57535 | S33A | SUN | PV | 0.5 | 0.5 | 0 | 0 |  |  | 0 | 0 |  | Electric Utility | N | TS |  | Non Combustion (NUC, WAT, WND, GEO, or SUN)
EXCLUDE | CA | Solar Photovoltaic Project #33 | 57535 | S33B | SUN | PV | 0.5 | 0.5 | 0 | 0 |  |  | 0 | 0 |  | Electric Utility | N | TS |  | Non Combustion (NUC, WAT, WND, GEO, or SUN)
EXCLUDE | CA | Solar Photovoltaic Project #40 | 57538 | S40A | SUN | PV | 0.5 | 0.5 | 0 | 0 |  |  | 0 | 0 |  | Electric Utility | N | IP |  | Non Combustion (NUC, WAT, WND, GEO, or SUN)
EXCLUDE | CA | Solar Photovoltaic Project #40 | 57538 | S40B | SUN | PV | 0.5 | 0.5 | 0 | 0 |  |  | 0 | 0 |  | Electric Utility | N | IP |  | Non Combustion (NUC, WAT, WND, GEO, or SUN)
EXCLUDE | CA | Solar Photovoltaic Project #40 | 57538 | S40C | SUN | PV | 0.5 | 0.5 | 0 | 0 |  |  | 0 | 0 |  | Electric Utility | N | IP |  | Non Combustion (NUC, WAT, WND, GEO, or SUN)
EXCLUDE | CA | Solar Photovoltaic Project #40 | 57538 | S40D | SUN | PV | 0.5 | 0.5 | 0 | 0 |  |  | 0 | 0 |  | Electric Utility | N | IP |  | Non Combustion (NUC, WAT, WND, GEO, or SUN)
EXCLUDE | CA | Solar Photovoltaic Project #40 | 57538 | S40E | SUN | PV | 0.5 | 0.5 | 0 | 0 |  |  | 0 | 0 |  | Electric Utility | N | IP |  | Non Combustion (NUC, WAT, WND, GEO, or SUN)
EXCLUDE | CA | Solar Photovoltaic Project #40 | 57538 | S40F | SUN | PV | 0.5 | 0.5 | 0 | 0 |  |  | 0 | 0 |  | Electric Utility | N | IP |  | Non Combustion (NUC, WAT, WND, GEO, or SUN)
EXCLUDE | CA | Solar Photovoltaic Project #40 | 57538 | S40G | SUN | PV | 0.5 | 0.5 | 0 | 0 |  |  | 0 | 0 |  | Electric Utility | N | IP |  | Non Combustion (NUC, WAT, WND, GEO, or SUN)
EXCLUDE | CA | Solar Photovoltaic Project #40 | 57538 | S40H | SUN | PV | 0.5 | 0.5 | 0 | 0 |  |  | 0 | 0 |  | Electric Utility | N | IP |  | Non Combustion (NUC, WAT, WND, GEO, or SUN)
EXCLUDE | CA | Solar Photovoltaic Project #40 | 57538 | S40I | SUN | PV | 0.5 | 0.5 | 0 | 0 |  |  | 0 | 0 |  | Electric Utility | N | IP |  | Non Combustion (NUC, WAT, WND, GEO, or SUN)
EXCLUDE | CA | Solar Photovoltaic Project #40 | 57538 | S40J | SUN | PV | 0.5 | 0.5 | 0 | 0 |  |  | 0 | 0 |  | Electric Utility | N | IP |  | Non Combustion (NUC, WAT, WND, GEO, or SUN)
EXCLUDE | CA | Solar Photovoltaic Project #40 | 57538 | S40K | SUN | PV | 0.5 | 0.5 | 0 | 0 |  |  | 0 | 0 |  | Electric Utility | N | IP |  | Non Combustion (NUC, WAT, WND, GEO, or SUN)
EXCLUDE | CA | Solar Photovoltaic Project #40 | 57538 | S40L | SUN | PV | 0.5 | 0.5 | 0 | 0 |  |  | 0 | 0 |  | Electric Utility | N | IP |  | Non Combustion (NUC, WAT, WND, GEO, or SUN)
EXCLUDE | CA | Solar Photovoltaic Project #40 | 57538 | S40M | SUN | PV | 0.5 | 0.5 | 0 | 0 |  |  | 0 | 0 |  | Electric Utility | N | IP |  | Non Combustion (NUC, WAT, WND, GEO, or SUN)
EXCLUDE | CA | Solar Photovoltaic Project #40 | 57538 | S40N | SUN | PV | 0.5 | 0.5 | 0 | 0 |  |  | 0 | 0 |  | Electric Utility | N | IP |  | Non Combustion (NUC, WAT, WND, GEO, or SUN)
EXCLUDE | CA | Solar Photovoltaic Project #40 | 57538 | S40O | SUN | PV | 0.5 | 0.5 | 0 | 0 |  |  | 0 | 0 |  | Electric Utility | N | IP |  | Non Combustion (NUC, WAT, WND, GEO, or SUN)
EXCLUDE | CA | Solar Photovoltaic Project #40 | 57538 | S40P | SUN | PV | 0.5 | 0.5 | 0 | 0 |  |  | 0 | 0 |  | Electric Utility | N | IP |  | Non Combustion (NUC, WAT, WND, GEO, or SUN)
EXCLUDE | CA | Solar Photovoltaic Project #40 | 57538 | S40Q | SUN | PV | 0.5 | 0.5 | 0 | 0 |  |  | 0 | 0 |  | Electric Utility | N | IP |  | Non Combustion (NUC, WAT, WND, GEO, or SUN)
EXCLUDE | CA | Solar Photovoltaic Project #40 | 57538 | S40R | SUN | PV | 0.5 | 0.5 | 0 | 0 |  |  | 0 | 0 |  | Electric Utility | N | IP |  | Non Combustion (NUC, WAT, WND, GEO, or SUN)
EXCLUDE | CA | Solar Photovoltaic Project #40 | 57538 | S40S | SUN | PV | 0.5 | 0.5 | 0 | 0 |  |  | 0 | 0 |  | Electric Utility | N | IP |  | Non Combustion (NUC, WAT, WND, GEO, or SUN)
EXCLUDE | CA | Solar Photovoltaic Project #40 | 57538 | S40T | SUN | PV | 0.5 | 0.5 | 0 | 0 |  |  | 0 | 0 |  | Electric Utility | N | IP |  | Non Combustion (NUC, WAT, WND, GEO, or SUN)
EXCLUDE | CA | Solar Photovoltaic Project #41 | 57539 | S41A | SUN | PV | 0.5 | 0.5 | 0 | 0 |  |  | 0 | 0 |  | Electric Utility | N | IP |  | Non Combustion (NUC, WAT, WND, GEO, or SUN)
EXCLUDE | CA | Solar Photovoltaic Project #41 | 57539 | S41B | SUN | PV | 0.5 | 0.5 | 0 | 0 |  |  | 0 | 0 |  | Electric Utility | N | IP |  | Non Combustion (NUC, WAT, WND, GEO, or SUN)
EXCLUDE | CA | Solar Photovoltaic Project #41 | 57539 | S41C | SUN | PV | 0.5 | 0.5 | 0 | 0 |  |  | 0 | 0 |  | Electric Utility | N | IP |  | Non Combustion (NUC, WAT, WND, GEO, or SUN)
EXCLUDE | CA | Solar Photovoltaic Project #41 | 57539 | S41D | SUN | PV | 0.5 | 0.5 | 0 | 0 |  |  | 0 | 0 |  | Electric Utility | N | IP |  | Non Combustion (NUC, WAT, WND, GEO, or SUN)
EXCLUDE | CA | Solar Photovoltaic Project #41 | 57539 | S41E | SUN | PV | 0.5 | 0.5 | 0 | 0 |  |  | 0 | 0 |  | Electric Utility | N | IP |  | Non Combustion (NUC, WAT, WND, GEO, or SUN)
EXCLUDE | CA | Solar Photovoltaic Project #41 | 57539 | S41F | SUN | PV | 0.5 | 0.5 | 0 | 0 |  |  | 0 | 0 |  | Electric Utility | N | IP |  | Non Combustion (NUC, WAT, WND, GEO, or SUN)
EXCLUDE | CA | Solar Photovoltaic Project #41 | 57539 | S41G | SUN | PV | 0.5 | 0.5 | 0 | 0 |  |  | 0 | 0 |  | Electric Utility | N | IP |  | Non Combustion (NUC, WAT, WND, GEO, or SUN)
EXCLUDE | CA | Solar Photovoltaic Project #41 | 57539 | S41H | SUN | PV | 0.5 | 0.5 | 0 | 0 |  |  | 0 | 0 |  | Electric Utility | N | IP |  | Non Combustion (NUC, WAT, WND, GEO, or SUN)
EXCLUDE | CA | Solar Photovoltaic Project #41 | 57539 | S41I | SUN | PV | 0.5 | 0.5 | 0 | 0 |  |  | 0 | 0 |  | Electric Utility | N | IP |  | Non Combustion (NUC, WAT, WND, GEO, or SUN)
EXCLUDE | CA | Solar Photovoltaic Project #41 | 57539 | S41J | SUN | PV | 0.5 | 0.5 | 0 | 0 |  |  | 0 | 0 |  | Electric Utility | N | IP |  | Non Combustion (NUC, WAT, WND, GEO, or SUN)
EXCLUDE | CA | Solar Photovoltaic Project #41 | 57539 | S41K | SUN | PV | 0.5 | 0.5 | 0 | 0 |  |  | 0 | 0 |  | Electric Utility | N | IP |  | Non Combustion (NUC, WAT, WND, GEO, or SUN)
EXCLUDE | CA | Solar Photovoltaic Project #41 | 57539 | S41L | SUN | PV | 0.5 | 0.5 | 0 | 0 |  |  | 0 | 0 |  | Electric Utility | N | IP |  | Non Combustion (NUC, WAT, WND, GEO, or SUN)
EXCLUDE | CA | Solar Photovoltaic Project #41 | 57539 | S41M | SUN | PV | 0.5 | 0.5 | 0 | 0 |  |  | 0 | 0 |  | Electric Utility | N | IP |  | Non Combustion (NUC, WAT, WND, GEO, or SUN)
EXCLUDE | CA | Solar Photovoltaic Project #41 | 57539 | S41N | SUN | PV | 0.5 | 0.5 | 0 | 0 |  |  | 0 | 0 |  | Electric Utility | N | IP |  | Non Combustion (NUC, WAT, WND, GEO, or SUN)
EXCLUDE | CA | Solar Photovoltaic Project #41 | 57539 | S41O | SUN | PV | 0.5 | 0.5 | 0 | 0 |  |  | 0 | 0 |  | Electric Utility | N | IP |  | Non Combustion (NUC, WAT, WND, GEO, or SUN)
EXCLUDE | CA | Solar Photovoltaic Project #41 | 57539 | S41P | SUN | PV | 0.5 | 0.5 | 0 | 0 |  |  | 0 | 0 |  | Electric Utility | N | IP |  | Non Combustion (NUC, WAT, WND, GEO, or SUN)
EXCLUDE | CA | Solar Photovoltaic Project #41 | 57539 | S41Q | SUN | PV | 0.5 | 0.5 | 0 | 0 |  |  | 0 | 0 |  | Electric Utility | N | IP |  | Non Combustion (NUC, WAT, WND, GEO, or SUN)
EXCLUDE | CA | Solar Photovoltaic Project #41 | 57539 | S41R | SUN | PV | 0.5 | 0.5 | 0 | 0 |  |  | 0 | 0 |  | Electric Utility | N | IP |  | Non Combustion (NUC, WAT, WND, GEO, or SUN)
EXCLUDE | CA | Solar Photovoltaic Project #41 | 57539 | S41S | SUN | PV | 0.5 | 0.5 | 0 | 0 |  |  | 0 | 0 |  | Electric Utility | N | IP |  | Non Combustion (NUC, WAT, WND, GEO, or SUN)
EXCLUDE | CA | Solar Photovoltaic Project #41 | 57539 | S41T | SUN | PV | 0.5 | 0.5 | 0 | 0 |  |  | 0 | 0 |  | Electric Utility | N | IP |  | Non Combustion (NUC, WAT, WND, GEO, or SUN)
EXCLUDE | CA | Solar Photovoltaic Project #42 | 57441 | S42A | SUN | PV | 0.5 | 0.5 | 0 | 0 |  |  | 0 | 0 |  | Electric Utility | N | TS |  | Non Combustion (NUC, WAT, WND, GEO, or SUN)
EXCLUDE | CA | Solar Photovoltaic Project #42 | 57441 | S42B | SUN | PV | 0.5 | 0.5 | 0 | 0 |  |  | 0 | 0 |  | Electric Utility | N | TS |  | Non Combustion (NUC, WAT, WND, GEO, or SUN)
EXCLUDE | CA | Solar Photovoltaic Project #42 | 57441 | S42C | SUN | PV | 0.5 | 0.5 | 0 | 0 |  |  | 0 | 0 |  | Electric Utility | N | TS |  | Non Combustion (NUC, WAT, WND, GEO, or SUN)
EXCLUDE | CA | Solar Photovoltaic Project #42 | 57441 | S42D | SUN | PV | 0.5 | 0.5 | 0 | 0 |  |  | 0 | 0 |  | Electric Utility | N | TS |  | Non Combustion (NUC, WAT, WND, GEO, or SUN)
EXCLUDE | CA | Solar Photovoltaic Project #42 | 57441 | S42E | SUN | PV | 0.5 | 0.5 | 0 | 0 |  |  | 0 | 0 |  | Electric Utility | N | TS |  | Non Combustion (NUC, WAT, WND, GEO, or SUN)
EXCLUDE | CA | Solar Photovoltaic Project #42 | 57441 | S42F | SUN | PV | 0.5 | 0.5 | 0 | 0 |  |  | 0 | 0 |  | Electric Utility | N | TS |  | Non Combustion (NUC, WAT, WND, GEO, or SUN)
EXCLUDE | CA | Solar Photovoltaic Project #42 | 57441 | S42G | SUN | PV | 0.5 | 0.5 | 0 | 0 |  |  | 0 | 0 |  | Electric Utility | N | TS |  | Non Combustion (NUC, WAT, WND, GEO, or SUN)
EXCLUDE | CA | Solar Photovoltaic Project #42 | 57441 | S42H | SUN | PV | 0.5 | 0.5 | 0 | 0 |  |  | 0 | 0 |  | Electric Utility | N | TS |  | Non Combustion (NUC, WAT, WND, GEO, or SUN)
EXCLUDE | CA | Solar Photovoltaic Project #42 | 57441 | S42I | SUN | PV | 0.5 | 0.5 | 0 | 0 |  |  | 0 | 0 |  | Electric Utility | N | TS |  | Non Combustion (NUC, WAT, WND, GEO, or SUN)
EXCLUDE | CA | Solar Photovoltaic Project #42 | 57441 | S42J | SUN | PV | 0.5 | 0.5 | 0 | 0 |  |  | 0 | 0 |  | Electric Utility | N | TS |  | Non Combustion (NUC, WAT, WND, GEO, or SUN)
EXCLUDE | CA | Solar Photovoltaic Project #44 | 57540 | S44A | SUN | PV | 0.5 | 0.5 | 0 | 0 |  |  | 0 | 0 |  | Electric Utility | N | P |  | Non Combustion (NUC, WAT, WND, GEO, or SUN)
EXCLUDE | CA | Solar Photovoltaic Project #44 | 57540 | S44B | SUN | PV | 0.5 | 0.5 | 0 | 0 |  |  | 0 | 0 |  | Electric Utility | N | P |  | Non Combustion (NUC, WAT, WND, GEO, or SUN)
EXCLUDE | CA | Solar Photovoltaic Project #44 | 57540 | S44C | SUN | PV | 0.5 | 0.5 | 0 | 0 |  |  | 0 | 0 |  | Electric Utility | N | P |  | Non Combustion (NUC, WAT, WND, GEO, or SUN)
EXCLUDE | CA | Solar Photovoltaic Project #44 | 57540 | S44D | SUN | PV | 0.5 | 0.5 | 0 | 0 |  |  | 0 | 0 |  | Electric Utility | N | P |  | Non Combustion (NUC, WAT, WND, GEO, or SUN)
EXCLUDE | CA | Solar Photovoltaic Project #44 | 57540 | S44E | SUN | PV | 0.5 | 0.5 | 0 | 0 |  |  | 0 | 0 |  | Electric Utility | N | P |  | Non Combustion (NUC, WAT, WND, GEO, or SUN)
EXCLUDE | CA | Solar Photovoltaic Project #44 | 57540 | S44F | SUN | PV | 0.5 | 0.5 | 0 | 0 |  |  | 0 | 0 |  | Electric Utility | N | P |  | Non Combustion (NUC, WAT, WND, GEO, or SUN)
EXCLUDE | CA | Solar Photovoltaic Project #44 | 57540 | S44G | SUN | PV | 0.5 | 0.5 | 0 | 0 |  |  | 0 | 0 |  | Electric Utility | N | P |  | Non Combustion (NUC, WAT, WND, GEO, or SUN)
EXCLUDE | CA | Solar Photovoltaic Project #44 | 57540 | S44H | SUN | PV | 0.5 | 0.5 | 0 | 0 |  |  | 0 | 0 |  | Electric Utility | N | P |  | Non Combustion (NUC, WAT, WND, GEO, or SUN)
EXCLUDE | CA | Solar Photovoltaic Project #44 | 57540 | S44I | SUN | PV | 0.5 | 0.5 | 0 | 0 |  |  | 0 | 0 |  | Electric Utility | N | P |  | Non Combustion (NUC, WAT, WND, GEO, or SUN)
EXCLUDE | CA | Solar Photovoltaic Project #44 | 57540 | S44J | SUN | PV | 0.5 | 0.5 | 0 | 0 |  |  | 0 | 0 |  | Electric Utility | N | P |  | Non Combustion (NUC, WAT, WND, GEO, or SUN)
EXCLUDE | CA | Solar Photovoltaic Project #44 | 57540 | S44K | SUN | PV | 0.5 | 0.5 | 0 | 0 |  |  | 0 | 0 |  | Electric Utility | N | P |  | Non Combustion (NUC, WAT, WND, GEO, or SUN)
EXCLUDE | CA | Solar Photovoltaic Project #44 | 57540 | S44L | SUN | PV | 0.5 | 0.5 | 0 | 0 |  |  | 0 | 0 |  | Electric Utility | N | P |  | Non Combustion (NUC, WAT, WND, GEO, or SUN)
EXCLUDE | CA | Solar Photovoltaic Project #44 | 57540 | S44M | SUN | PV | 0.5 | 0.5 | 0 | 0 |  |  | 0 | 0 |  | Electric Utility | N | P |  | Non Combustion (NUC, WAT, WND, GEO, or SUN)
EXCLUDE | CA | Solar Photovoltaic Project #44 | 57540 | S44N | SUN | PV | 0.5 | 0.5 | 0 | 0 |  |  | 0 | 0 |  | Electric Utility | N | P |  | Non Combustion (NUC, WAT, WND, GEO, or SUN)
EXCLUDE | CA | Solar Photovoltaic Project #44 | 57540 | S44O | SUN | PV | 0.5 | 0.5 | 0 | 0 |  |  | 0 | 0 |  | Electric Utility | N | P |  | Non Combustion (NUC, WAT, WND, GEO, or SUN)
EXCLUDE | CA | Solar Photovoltaic Project #44 | 57540 | S44P | SUN | PV | 0.5 | 0.5 | 0 | 0 |  |  | 0 | 0 |  | Electric Utility | N | P |  | Non Combustion (NUC, WAT, WND, GEO, or SUN)
EXCLUDE | CA | Solar Photovoltaic Project #45 | 57541 | S45A | SUN | PV | 0.5 | 0.5 | 0 | 0 |  |  | 0 | 0 |  | Electric Utility | N | P |  | Non Combustion (NUC, WAT, WND, GEO, or SUN)
EXCLUDE | CA | Solar Photovoltaic Project #45 | 57541 | S45B | SUN | PV | 0.5 | 0.5 | 0 | 0 |  |  | 0 | 0 |  | Electric Utility | N | P |  | Non Combustion (NUC, WAT, WND, GEO, or SUN)
EXCLUDE | CA | Solar Photovoltaic Project #45 | 57541 | S45C | SUN | PV | 0.5 | 0.5 | 0 | 0 |  |  | 0 | 0 |  | Electric Utility | N | P |  | Non Combustion (NUC, WAT, WND, GEO, or SUN)
EXCLUDE | CA | Solar Photovoltaic Project #45 | 57541 | S45D | SUN | PV | 0.5 | 0.5 | 0 | 0 |  |  | 0 | 0 |  | Electric Utility | N | P |  | Non Combustion (NUC, WAT, WND, GEO, or SUN)
EXCLUDE | CA | Solar Photovoltaic Project #45 | 57541 | S45E | SUN | PV | 0.5 | 0.5 | 0 | 0 |  |  | 0 | 0 |  | Electric Utility | N | P |  | Non Combustion (NUC, WAT, WND, GEO, or SUN)
EXCLUDE | CA | Solar Photovoltaic Project #45 | 57541 | S45F | SUN | PV | 0.5 | 0.5 | 0 | 0 |  |  | 0 | 0 |  | Electric Utility | N | P |  | Non Combustion (NUC, WAT, WND, GEO, or SUN)
EXCLUDE | CA | Solar Photovoltaic Project #45 | 57541 | S45G | SUN | PV | 0.5 | 0.5 | 0 | 0 |  |  | 0 | 0 |  | Electric Utility | N | P |  | Non Combustion (NUC, WAT, WND, GEO, or SUN)
EXCLUDE | CA | Solar Photovoltaic Project #45 | 57541 | S45H | SUN | PV | 0.5 | 0.5 | 0 | 0 |  |  | 0 | 0 |  | Electric Utility | N | P |  | Non Combustion (NUC, WAT, WND, GEO, or SUN)
EXCLUDE | CA | Solar Photovoltaic Project #45 | 57541 | S45I | SUN | PV | 0.5 | 0.5 | 0 | 0 |  |  | 0 | 0 |  | Electric Utility | N | P |  | Non Combustion (NUC, WAT, WND, GEO, or SUN)
EXCLUDE | CA | Solar Photovoltaic Project #45 | 57541 | S45J | SUN | PV | 0.5 | 0.5 | 0 | 0 |  |  | 0 | 0 |  | Electric Utility | N | P |  | Non Combustion (NUC, WAT, WND, GEO, or SUN)
EXCLUDE | CA | Solar Photovoltaic Project #45 | 57541 | S45K | SUN | PV | 0.5 | 0.5 | 0 | 0 |  |  | 0 | 0 |  | Electric Utility | N | P |  | Non Combustion (NUC, WAT, WND, GEO, or SUN)
EXCLUDE | CA | Solar Photovoltaic Project #45 | 57541 | S45L | SUN | PV | 0.5 | 0.5 | 0 | 0 |  |  | 0 | 0 |  | Electric Utility | N | P |  | Non Combustion (NUC, WAT, WND, GEO, or SUN)
EXCLUDE | CA | Solar Photovoltaic Project #47 | 57543 | S47A | SUN | PV | 0.5 | 0.5 | 0 | 0 |  |  | 0 | 0 |  | Electric Utility | N | P |  | Non Combustion (NUC, WAT, WND, GEO, or SUN)
EXCLUDE | CA | Solar Photovoltaic Project #47 | 57543 | S47B | SUN | PV | 0.5 | 0.5 | 0 | 0 |  |  | 0 | 0 |  | Electric Utility | N | P |  | Non Combustion (NUC, WAT, WND, GEO, or SUN)
EXCLUDE | CA | Solar Photovoltaic Project #48 | 57900 | S48A | SUN | PV | 0.5 | 0.5 | 0 | 0 |  |  | 0 | 0 |  | Electric Utility | N | P |  | Non Combustion (NUC, WAT, WND, GEO, or SUN)
EXCLUDE | CA | Solar Photovoltaic Project #48 | 57900 | S48B | SUN | PV | 0.5 | 0.5 | 0 | 0 |  |  | 0 | 0 |  | Electric Utility | N | P |  | Non Combustion (NUC, WAT, WND, GEO, or SUN)
EXCLUDE | CA | Solar Photovoltaic Project #48 | 57900 | S48C | SUN | PV | 0.5 | 0.5 | 0 | 0 |  |  | 0 | 0 |  | Electric Utility | N | P |  | Non Combustion (NUC, WAT, WND, GEO, or SUN)
EXCLUDE | CA | Solar Photovoltaic Project #48 | 57900 | S48D | SUN | PV | 0.5 | 0.5 | 0 | 0 |  |  | 0 | 0 |  | Electric Utility | N | P |  | Non Combustion (NUC, WAT, WND, GEO, or SUN)
EXCLUDE | CA | Solar Photovoltaic Project #48 | 57900 | S48E | SUN | PV | 0.5 | 0.5 | 0 | 0 |  |  | 0 | 0 |  | Electric Utility | N | P |  | Non Combustion (NUC, WAT, WND, GEO, or SUN)
EXCLUDE | CA | Solar Photovoltaic Project #48 | 57900 | S48F | SUN | PV | 0.5 | 0.5 | 0 | 0 |  |  | 0 | 0 |  | Electric Utility | N | P |  | Non Combustion (NUC, WAT, WND, GEO, or SUN)
EXCLUDE | CA | Solar Photovoltaic Project #48 | 57900 | S48G | SUN | PV | 0.5 | 0.5 | 0 | 0 |  |  | 0 | 0 |  | Electric Utility | N | P |  | Non Combustion (NUC, WAT, WND, GEO, or SUN)
EXCLUDE | CA | Solar Photovoltaic Project #48 | 57900 | S48H | SUN | PV | 0.5 | 0.5 | 0 | 0 |  |  | 0 | 0 |  | Electric Utility | N | P |  | Non Combustion (NUC, WAT, WND, GEO, or SUN)
EXCLUDE | CA | Solar Photovoltaic Project #48 | 57900 | S48I | SUN | PV | 0.5 | 0.5 | 0 | 0 |  |  | 0 | 0 |  | Electric Utility | N | P |  | Non Combustion (NUC, WAT, WND, GEO, or SUN)
EXCLUDE | CA | Solar Photovoltaic Project #48 | 57900 | S48J | SUN | PV | 0.5 | 0.5 | 0 | 0 |  |  | 0 | 0 |  | Electric Utility | N | P |  | Non Combustion (NUC, WAT, WND, GEO, or SUN)
EXCLUDE | CA | Sonoma California Geothermal | 510 | 1 | GEO | ST | 78 | 55 | 0 | 304220 |  |  | 304220 | 0 |  | IPP Non-CHP | N | OP |  | Non Combustion (NUC, WAT, WND, GEO, or SUN)
EXCLUDE | CA | Sonoma Central Landfill Phase I | 55752 | P-11 | LFG | IC | 0.8 | 0.7 | 0 | 0 |  |  | 0 | 0 |  | Commercial Non-CHP | N | OP |  | Internal Combustion (PRMVR=IC)
EXCLUDE | CA | Sonoma Central Landfill Phase I | 55752 | P-12 | LFG | IC | 0.8 | 0.7 | 0 | 0 |  |  | 0 | 0 |  | Commercial Non-CHP | N | OP |  | Internal Combustion (PRMVR=IC)
EXCLUDE | CA | Sonoma Central Landfill Phase I | 55752 | P-13 | LFG | IC | 0.8 | 0.7 | 0 | 0 |  |  | 0 | 0 |  | Commercial Non-CHP | N | OP |  | Internal Combustion (PRMVR=IC)
EXCLUDE | CA | Sonoma Central Landfill Phase I | 55752 | P-14 | LFG | IC | 0.8 | 0.7 | 0 | 0 |  |  | 0 | 0 |  | Commercial Non-CHP | N | OP |  | Internal Combustion (PRMVR=IC)
EXCLUDE | CA | Sonoma Central Landfill Phase II | 55753 | P-21 | LFG | IC | 0.8 | 0.7 | 0 | 0 |  |  | 0 | 0 |  | Commercial Non-CHP | N | OP |  | Internal Combustion (PRMVR=IC)
EXCLUDE | CA | Sonoma Central Landfill Phase II | 55753 | P-22 | LFG | IC | 0.8 | 0.7 | 0 | 0 |  |  | 0 | 0 |  | Commercial Non-CHP | N | OP |  | Internal Combustion (PRMVR=IC)
EXCLUDE | CA | Sonoma Central Landfill Phase II | 55753 | P-23 | LFG | IC | 0.8 | 0.7 | 0 | 0 |  |  | 0 | 0 |  | Commercial Non-CHP | N | OP |  | Internal Combustion (PRMVR=IC)
EXCLUDE | CA | Sonoma Central Landfill Phase II | 55753 | P-24 | LFG | IC | 0.8 | 0.7 | 0 | 0 |  |  | 0 | 0 |  | Commercial Non-CHP | N | OP |  | Internal Combustion (PRMVR=IC)
EXCLUDE | CA | Sonoma Central Landfill Phase III | 55880 | P-31 | LFG | IC | 0.8 | 0.7 | 0 | 0 |  |  | 0 | 0 |  | Commercial Non-CHP | N | OS |  | Internal Combustion (PRMVR=IC)
EXCLUDE | CA | Sonoma Central Landfill Phase III | 55880 | P-32 | LFG | IC | 0.8 | 0.7 | 0 | 0 |  |  | 0 | 0 |  | Commercial Non-CHP | N | OS |  | Internal Combustion (PRMVR=IC)
EXCLUDE | CA | Sonoma County Fuel Cell | 57793 | FC-1 | NG | FC | 1.4 | 1.4 | 0 | 10576 | 1 | 0 | 10576 | 5022.6727 |  | Electric Utility | Y | OP |  | Fuel Cell (PRMVR=FC)
EXCLUDE | CA | South | 280 | 1 | WAT | HY | 6.7 | 7 | 0 | 49968 |  |  | 49968 | 0 |  | Electric Utility | N | OP |  | Non Combustion (NUC, WAT, WND, GEO, or SUN)
EXCLUDE | CA | South Bay Fuel Cell Plant | 57770 | SBFC | OBG | FC | 1.5 | 1.4 | 0 | 0 |  |  | 0 | 0 |  | Industrial Non-CHP | N | V |  | Fuel Cell (PRMVR=FC)
EXCLUDE | CA | South Belridge Cogeneration Facility | 50752 | GEN1 | NG | GT | 31.4 | 19 | 0 | 129625.3333 | 0.48095 | 636421.9822 | 269518.7937 | 87399.0639 |  | Industrial CHP | Y | OP |  | Commercial/Industrial Unit
EXCLUDE | CA | South Belridge Cogeneration Facility | 50752 | GEN2 | NG | GT | 31.4 | 19 | 0 | 129625.3333 | 0.48095 | 636421.9822 | 269518.7937 | 87399.0639 |  | Industrial CHP | Y | OP |  | Commercial/Industrial Unit
EXCLUDE | CA | South Belridge Cogeneration Facility | 50752 | GEN3 | NG | GT | 31.4 | 19 | 0 | 129625.3333 | 0.48095 | 636421.9822 | 269518.7937 | 87399.0639 |  | Industrial CHP | Y | OP |  | Commercial/Industrial Unit
EXCLUDE | CA | Southeast Kern River Cogen | 50751 | GTG1 | NG | GT | 24 | 20.8 | 0 | 122492.7273 | 0.45687 | 662463.8939 | 268110.5234 | 88590.1683 |  | Industrial CHP | Y | OP |  | Simple Cycle Turbine (PRMVR=GT or OT) unit under 25MW
EXCLUDE | CA | Southeast Kern River Cogen | 50751 | GTG2 | NG | GT | 3.4 | 3 | 0 | 17353.1364 | 0.45687 | 93849.0516 | 37982.3241 | 12550.2738 |  | Industrial CHP | Y | OS |  | Simple Cycle Turbine (PRMVR=GT or OT) unit under 25MW
EXCLUDE | CA | Southeast Kern River Cogen | 50751 | GTG3 | NG | GT | 3.4 | 3 | 0 | 17353.1364 | 0.45687 | 93849.0516 | 37982.3241 | 12550.2738 |  | Industrial CHP | Y | OS |  | Simple Cycle Turbine (PRMVR=GT or OT) unit under 25MW
EXCLUDE | CA | Southeast Resource Recovery | 50837 | GEN1 | MSB | ST | 35.6 | 28 | 0 | 212811 | 0.95206 | 48754.376 | 223527.8177 | 491154.8241 |  | IPP CHP | Y | OP |  | Non Fossil fuel type
EXCLUDE | CA | Southern Owens Valley Solar Ranch | 57304 | 1 | SUN | PV | 200 | 200 | 0 | 0 |  |  | 0 | 0 |  | IPP Non-CHP | N | P |  | Non Combustion (NUC, WAT, WND, GEO, or SUN)
NGCC | CA | SPA Cogen 3 | 7552 | CCCT | NG | CC | 118.7 | 111 | 1610 | 294932.9822 | 0.79497 | 346041.397 | 370997.1814 | 153870.9854 |  | Electric Utility/Cogeneration | Y | OP
NGCC | CA | SPA Cogen 3 | 7552 | CCST | NG | CC | 55.2 | 53 | 1610 | 137155.0178 | 0.30734 | 1406240.8581 | 446264.2334 | 71555.8416 |  | Electric Utility/Cogeneration | Y | OP
EXCLUDE | CA | Spadra Landfill Gas to Energy | 10471 | GEN1 | LFG | ST | 10.6 | 5 | 0 | 40734 |  |  | 40734 | 35040.7177 |  | Commercial Non-CHP | N | OP |  | Non Fossil fuel type
EXCLUDE | CA | Spaulding 1 | 281 | 1 | WAT | HY | 7 | 7 | 0 | 30120 |  |  | 30120 | 0 |  | Electric Utility | N | OP |  | Non Combustion (NUC, WAT, WND, GEO, or SUN)
EXCLUDE | CA | Spaulding 2 | 282 | 1 | WAT | HY | 3.7 | 4.4 | 0 | 17080 |  |  | 17080 | 0 |  | Electric Utility | N | OP |  | Non Combustion (NUC, WAT, WND, GEO, or SUN)
EXCLUDE | CA | Spaulding 3 | 283 | 1 | WAT | HY | 6.6 | 5.8 | 0 | 39236 |  |  | 39236 | 0 |  | Electric Utility | N | OP |  | Non Combustion (NUC, WAT, WND, GEO, or SUN)
EXCLUDE | CA | Spicer Meadow Project | 54554 | GEN1 | WAT | HY | 2.7 | 2.5 | 0 | 13712.7966 |  |  | 13712.7966 | 0 |  | Electric Utility | N | OP |  | Non Combustion (NUC, WAT, WND, GEO, or SUN)
EXCLUDE | CA | Spicer Meadow Project | 54554 | GEN2 | WAT | HY | 2.7 | 2.5 | 0 | 13712.7966 |  |  | 13712.7966 | 0 |  | Electric Utility | N | OP |  | Non Combustion (NUC, WAT, WND, GEO, or SUN)
EXCLUDE | CA | Spicer Meadow Project | 54554 | GEN3 | WAT | HY | 0.5 | 0.5 | 0 | 2539.4068 |  |  | 2539.4068 | 0 |  | Electric Utility | N | SB |  | Non Combustion (NUC, WAT, WND, GEO, or SUN)
EXCLUDE | CA | Spreckels Sugar Company | 57916 | 1 | BIT | ST | 8.9 | 8.9 | 0 | 21430.21 | 0.22597 | 333944.0769 | 94835.2679 | 112183.5089 |  | Industrial CHP | Y | OP |  | Steam unit (PRMVR=ST) under 25MW/250 MMBtu/hr
EXCLUDE | CA | Spring Creek | 450 | 1 | WAT | HY | 90 | 90 | 0 | 204307.5 |  |  | 204307.5 | 0 |  | Electric Utility | N | OP |  | Non Combustion (NUC, WAT, WND, GEO, or SUN)
EXCLUDE | CA | Spring Creek | 450 | 2 | WAT | HY | 90 | 90 | 0 | 204307.5 |  |  | 204307.5 | 0 |  | Electric Utility | N | OP |  | Non Combustion (NUC, WAT, WND, GEO, or SUN)
EXCLUDE | CA | Spring Gap | 284 | 1 | WAT | HY | 6 | 7 | 0 | 40696 |  |  | 40696 | 0 |  | Electric Utility | N | OP |  | Non Combustion (NUC, WAT, WND, GEO, or SUN)
EXCLUDE | CA | Springs Generating Station | 56144 | 1 | NG | GT | 10 | 10 | 0 | 598 |  |  | 598 | 474.3457 |  | Electric Utility | N | OP |  | Simple Cycle Turbine (PRMVR=GT or OT) unit under 25MW
EXCLUDE | CA | Springs Generating Station | 56144 | 2 | NG | GT | 10 | 10 | 0 | 598 |  |  | 598 | 474.3457 |  | Electric Utility | N | OP |  | Simple Cycle Turbine (PRMVR=GT or OT) unit under 25MW
EXCLUDE | CA | Springs Generating Station | 56144 | 3 | NG | GT | 10 | 10 | 0 | 598 |  |  | 598 | 474.3457 |  | Electric Utility | N | OP |  | Simple Cycle Turbine (PRMVR=GT or OT) unit under 25MW
EXCLUDE | CA | Springs Generating Station | 56144 | 4 | NG | GT | 10 | 10 | 0 | 598 |  |  | 598 | 474.3457 |  | Electric Utility | N | OP |  | Simple Cycle Turbine (PRMVR=GT or OT) unit under 25MW
EXCLUDE | CA | Springville Hydroelectric | 56125 | 4152 | WAT | HY | 1 | 1 | 0 | 1137 |  |  | 1137 | 0 |  | IPP Non-CHP | N | OP |  | Non Combustion (NUC, WAT, WND, GEO, or SUN)
EXCLUDE | CA | SPS Alpaugh 50 LLC | 58003 | SPS50 | SUN | PV | 50 | 50 | 0 | 0 |  |  | 0 | 0 |  | IPP Non-CHP | N | T |  | Non Combustion (NUC, WAT, WND, GEO, or SUN)
EXCLUDE | CA | SPS Alpaugh North, LLC | 58002 | SPS | SUN | PV | 20 | 20 | 0 | 0 |  |  | 0 | 0 |  | IPP Non-CHP | N | T |  | Non Combustion (NUC, WAT, WND, GEO, or SUN)
EXCLUDE | CA | SPVP #35 | 57537 | 35H | SUN | PV | 0.5 | 0.5 | 0 | 0 |  |  | 0 | 0 |  | Electric Utility | N | P |  | Non Combustion (NUC, WAT, WND, GEO, or SUN)
EXCLUDE | CA | SPVP #35 | 57537 | 35I | SUN | PV | 0.5 | 0.5 | 0 | 0 |  |  | 0 | 0 |  | Electric Utility | N | P |  | Non Combustion (NUC, WAT, WND, GEO, or SUN)
EXCLUDE | CA | SPVP #35 | 57537 | 35J | SUN | PV | 0.5 | 0.5 | 0 | 0 |  |  | 0 | 0 |  | Electric Utility | N | P |  | Non Combustion (NUC, WAT, WND, GEO, or SUN)
EXCLUDE | CA | SPVP #35 | 57537 | 35K | SUN | PV | 0.5 | 0.5 | 0 | 0 |  |  | 0 | 0 |  | Electric Utility | N | P |  | Non Combustion (NUC, WAT, WND, GEO, or SUN)
EXCLUDE | CA | SPVP #35 | 57537 | 35L | SUN | PV | 0.5 | 0.5 | 0 | 0 |  |  | 0 | 0 |  | Electric Utility | N | P |  | Non Combustion (NUC, WAT, WND, GEO, or SUN)
EXCLUDE | CA | SPVP #35 | 57537 | 35M | SUN | PV | 0.5 | 0.5 | 0 | 0 |  |  | 0 | 0 |  | Electric Utility | N | P |  | Non Combustion (NUC, WAT, WND, GEO, or SUN)
EXCLUDE | CA | SPVP #35 | 57537 | 35N | SUN | PV | 0.5 | 0.5 | 0 | 0 |  |  | 0 | 0 |  | Electric Utility | N | P |  | Non Combustion (NUC, WAT, WND, GEO, or SUN)
EXCLUDE | CA | SPVP #35 | 57537 | S35A | SUN | PV | 0.5 | 0.5 | 0 | 0 |  |  | 0 | 0 |  | Electric Utility | N | P |  | Non Combustion (NUC, WAT, WND, GEO, or SUN)
EXCLUDE | CA | SPVP #35 | 57537 | S35B | SUN | PV | 0.5 | 0.5 | 0 | 0 |  |  | 0 | 0 |  | Electric Utility | N | P |  | Non Combustion (NUC, WAT, WND, GEO, or SUN)
EXCLUDE | CA | SPVP #35 | 57537 | S35C | SUN | PV | 0.5 | 0.5 | 0 | 0 |  |  | 0 | 0 |  | Electric Utility | N | P |  | Non Combustion (NUC, WAT, WND, GEO, or SUN)
EXCLUDE | CA | SPVP #35 | 57537 | S35D | SUN | PV | 0.5 | 0.5 | 0 | 0 |  |  | 0 | 0 |  | Electric Utility | N | P |  | Non Combustion (NUC, WAT, WND, GEO, or SUN)
EXCLUDE | CA | SPVP #35 | 57537 | S35E | SUN | PV | 0.5 | 0.5 | 0 | 0 |  |  | 0 | 0 |  | Electric Utility | N | P |  | Non Combustion (NUC, WAT, WND, GEO, or SUN)
EXCLUDE | CA | SPVP #35 | 57537 | S35F | SUN | PV | 0.5 | 0.5 | 0 | 0 |  |  | 0 | 0 |  | Electric Utility | N | P |  | Non Combustion (NUC, WAT, WND, GEO, or SUN)
EXCLUDE | CA | SPVP #35 | 57537 | S35G | SUN | PV | 0.5 | 0.5 | 0 | 0 |  |  | 0 | 0 |  | Electric Utility | N | P |  | Non Combustion (NUC, WAT, WND, GEO, or SUN)
EXCLUDE | CA | SPVP #46 | 57545 | S46A | SUN | PV | 0.5 | 0.5 | 0 | 0 |  |  | 0 | 0 |  | Electric Utility | N | IP |  | Non Combustion (NUC, WAT, WND, GEO, or SUN)
EXCLUDE | CA | SPVP #46 | 57545 | S46B | SUN | PV | 0.5 | 0.5 | 0 | 0 |  |  | 0 | 0 |  | Electric Utility | N | IP |  | Non Combustion (NUC, WAT, WND, GEO, or SUN)
EXCLUDE | CA | SPVP #46 | 57545 | S46C | SUN | PV | 0.5 | 0.5 | 0 | 0 |  |  | 0 | 0 |  | Electric Utility | N | IP |  | Non Combustion (NUC, WAT, WND, GEO, or SUN)
EXCLUDE | CA | SPVP #46 | 57545 | S46D | SUN | PV | 0.5 | 0.5 | 0 | 0 |  |  | 0 | 0 |  | Electric Utility | N | IP |  | Non Combustion (NUC, WAT, WND, GEO, or SUN)
EXCLUDE | CA | SPVP #46 | 57545 | S46E | SUN | PV | 0.5 | 0.5 | 0 | 0 |  |  | 0 | 0 |  | Electric Utility | N | IP |  | Non Combustion (NUC, WAT, WND, GEO, or SUN)
EXCLUDE | CA | SPVP #46 | 57545 | S46F | SUN | PV | 0.5 | 0.5 | 0 | 0 |  |  | 0 | 0 |  | Electric Utility | N | IP |  | Non Combustion (NUC, WAT, WND, GEO, or SUN)
EXCLUDE | CA | SPVP #46 | 57545 | S46G | SUN | PV | 0.5 | 0.5 | 0 | 0 |  |  | 0 | 0 |  | Electric Utility | N | IP |  | Non Combustion (NUC, WAT, WND, GEO, or SUN)
EXCLUDE | CA | SRI International Cogen Project | 50537 | GEN1 | NG | GT | 6 | 5.6 | 0 | 30401 | 0.38258 | 223203.7123 | 79463.9496 | 29721.2596 |  | Commercial CHP | Y | OP |  | Simple Cycle Turbine (PRMVR=GT or OT) unit under 25MW
EXCLUDE | CA | Stampede | 7066 | 1 | WAT | HY | 3 | 3 | 0 | 12795.8333 |  |  | 12795.8333 | 0 |  | Electric Utility | N | OP |  | Non Combustion (NUC, WAT, WND, GEO, or SUN)
EXCLUDE | CA | Stampede | 7066 | 2 | WAT | HY | 0.6 | 0.6 | 0 | 2559.1667 |  |  | 2559.1667 | 0 |  | Electric Utility | N | OP |  | Non Combustion (NUC, WAT, WND, GEO, or SUN)
EXCLUDE | CA | Stanislaus | 285 | HC1 | WAT | HY | 81.9 | 83 | 0 | 448969 |  |  | 448969 | 0 |  | Electric Utility | N | OP |  | Non Combustion (NUC, WAT, WND, GEO, or SUN)
EXCLUDE | CA | Staples La Mirada, CA | 57683 | 1 | SUN | PV | 1.1 | 0.9 | 0 | 1754 |  |  | 1754 | 0 |  | IPP Non-CHP | N | OP |  | Non Combustion (NUC, WAT, WND, GEO, or SUN)
SSTLOGN | CA | Starwood Power Project | 56639 | 1 | NG | GT | 69.9 | 51.5 | 684.2 | 37076.5 |  |  | 37076.5 | 23276.932 |  | IPP Non-CHP/Small Power Producer | N | OP
SSTLOGN | CA | Starwood Power Project | 56639 | 2 | NG | GT | 69.9 | 51.5 | 684.2 | 37076.5 |  |  | 37076.5 | 24037.994 |  | IPP Non-CHP/Small Power Producer | N | OP
COALST | CA | Stockton Cogen | 10640 | GEN1 | BIT | ST | 60 | 53.7 | 0 | 334327 | 0.52836 | 1357676.885 | 632761.2508 | 481866.6497 |  | IPP CHP | Y | OP
EXCLUDE | CA | Stony Gorge | 7151 | 1 | WAT | HY | 2.5 | 2.5 | 0 | 7077.5 |  |  | 7077.5 | 0 |  | Electric Utility | N | OP |  | Non Combustion (NUC, WAT, WND, GEO, or SUN)
EXCLUDE | CA | Stony Gorge | 7151 | 2 | WAT | HY | 2.5 | 2.5 | 0 | 7077.5 |  |  | 7077.5 | 0 |  | Electric Utility | N | OP |  | Non Combustion (NUC, WAT, WND, GEO, or SUN)
EXCLUDE | CA | Stroud Solar Station | 57497 | 1 | SUN | PV | 20 | 20 | 0 | 7281 |  |  | 7281 | 0 |  | Electric Utility | N | OP |  | Non Combustion (NUC, WAT, WND, GEO, or SUN)
EXCLUDE | CA | Sun City Project LLC | 57360 | 1 | SUN | PV | 20 | 20 | 0 | 19668 |  |  | 19668 | 0 |  | IPP Non-CHP | N | OP |  | Non Combustion (NUC, WAT, WND, GEO, or SUN)
EXCLUDE | CA | SunEdison Anheuser Busch Fairfield | 57010 | 1 | SUN | PV | 1 | 0.9 | 0 | 2176 |  |  | 2176 | 0 |  | IPP Non-CHP | N | OP |  | Non Combustion (NUC, WAT, WND, GEO, or SUN)
EXCLUDE | CA | SunEdison Ironwood State Prison | 57007 | 1 | SUN | PV | 1 | 0.9 | 0 | 2678 |  |  | 2678 | 0 |  | IPP Non-CHP | N | OP |  | Non Combustion (NUC, WAT, WND, GEO, or SUN)
EXCLUDE | CA | SunEdison Procter & Gamble Oxnard | 57008 | 1 | SUN | PV | 1 | 0.8 | 0 | 1726 |  |  | 1726 | 0 |  | IPP Non-CHP | N | OP |  | Non Combustion (NUC, WAT, WND, GEO, or SUN)
EXCLUDE | CA | SunEdison Walgreens Moreno Valley | 57004 | 1 | SUN | PV | 1 | 0.9 | 0 | 1953 |  |  | 1953 | 0 |  | IPP Non-CHP | N | OP |  | Non Combustion (NUC, WAT, WND, GEO, or SUN)
EXCLUDE | CA | SunEdison Walmart Apple Valley DC | 57012 | 1 | SUN | PV | 1 | 0.9 | 0 | 2631 |  |  | 2631 | 0 |  | IPP Non-CHP | N | OP |  | Non Combustion (NUC, WAT, WND, GEO, or SUN)
EXCLUDE | CA | Sunnyvale City of WPCP | 57557 | S-14 | OBG | IC | 0.8 | 0.8 | 0 | 0 | 1 | 0 | 0 | 0 |  | Electric Utility | Y | OP |  | Internal Combustion (PRMVR=IC)
EXCLUDE | CA | Sunnyvale City of WPCP | 57557 | S-15 | OBG | IC | 0.8 | 0.8 | 0 | 0 | 1 | 0 | 0 | 0 |  | Electric Utility | Y | OP |  | Internal Combustion (PRMVR=IC)
NGCC | CA | Sunrise Power LLC | 55182 | STG | NG | CC | 270 | 245 | 1660.3 | 604792.8642 |  |  | 604792.8642 | 253748.9716 |  | Electric Utility/IPP Non-CHP | N | OP
NGCC | CA | Sunrise Power LLC | 55182 | X718 | NG | CC | 167.7 | 150 | 1660.3 | 375643.5679 |  |  | 375643.5679 | 157606.3057 |  | Electric Utility/IPP Non-CHP | N | OP
NGCC | CA | Sunrise Power LLC | 55182 | X719 | NG | CC | 167.7 | 150 | 2200 | 375643.5679 |  |  | 375643.5679 | 157606.3057 |  | Electric Utility/IPP Non-CHP | N | OP
EXCLUDE | CA | Sunset Reservoir North Basin | 57559 | 1 | SUN | PV | 4.5 | 4.5 | 0 | 6751 |  |  | 6751 | 0 |  | IPP Non-CHP | N | OP |  | Non Combustion (NUC, WAT, WND, GEO, or SUN)
NGCC | CA | Sutter Energy Center | 55112 | CT01 | NG | CC | 212 | 175 | 2070 | 317601.6667 |  |  | 317601.6667 | 137986.2543 |  | Electric Utility/IPP Non-CHP | N | OP
NGCC | CA | Sutter Energy Center | 55112 | CT02 | NG | CC | 212 | 175 | 2070 | 317601.6667 |  |  | 317601.6667 | 137986.2543 |  | Electric Utility/IPP Non-CHP | N | OP
NGCC | CA | Sutter Energy Center | 55112 | ST01 | NG | CC | 212 | 180 | 2070 | 317601.6667 |  |  | 317601.6667 | 137986.2543 |  | Electric Utility/IPP Non-CHP | N | OP
EXCLUDE | CA | Swanmill Windfarm I | 54650 | EXI2 | WND | WT | 9.1 | 9.1 | 0 | 29363.3155 |  |  | 29363.3155 | 0 |  | IPP Non-CHP | N | OP |  | Non Combustion (NUC, WAT, WND, GEO, or SUN)
EXCLUDE | CA | Swanmill Windfarm I | 54650 | EXIS | WND | WT | 9.6 | 9.6 | 0 | 30976.6845 |  |  | 30976.6845 | 0 |  | IPP Non-CHP | N | OP |  | Non Combustion (NUC, WAT, WND, GEO, or SUN)
SST | CA | Sycamore Cogeneration | 50134 | GTAG | NG | GT | 75 | 75 | 0 | 371821 | 0.38353 | 2718895.0449 | 969467.9178 | 262145.4835 |  | IPP CHP | Y | OP
SST | CA | Sycamore Cogeneration | 50134 | GTBG | NG | GT | 75 | 75 | 0 | 371821 | 0.38353 | 2718895.0449 | 969467.9178 | 262145.4835 |  | IPP CHP | Y | OP
SST | CA | Sycamore Cogeneration | 50134 | GTCG | NG | GT | 75 | 75 | 0 | 371821 | 0.38353 | 2718895.0449 | 969467.9178 | 262145.4835 |  | IPP CHP | Y | OP
SST | CA | Sycamore Cogeneration | 50134 | GTDG | NG | GT | 75 | 75 | 0 | 371821 | 0.38353 | 2718895.0449 | 969467.9178 | 262145.4835 |  | IPP CHP | Y | OP
EXCLUDE | CA | Sycamore Energy 1 | 10387 | 1 | LFG | GT | 0.9 | 0.7 | 0 | 0 |  |  | 0 | 0 |  | IPP Non-CHP | N | RE | 2010 | Non Fossil fuel type
EXCLUDE | CA | Sycamore Energy 1 | 10387 | 2 | LFG | GT | 0.9 | 0.7 | 0 | 0 |  |  | 0 | 0 |  | IPP Non-CHP | N | RE | 2010 | Non Fossil fuel type
EXCLUDE | CA | Sycamore Energy 1 | 10387 | 3 | LFG | GT | 3 | 2.8 | 0 | 14972 |  |  | 14972 | 20787.4316 |  | IPP Non-CHP | N | OP |  | Non Fossil fuel type
EXCLUDE | CA | Taft 26C Cogen | 52085 | TG1 | NG | GT | 3.1 | 2.7 | 0 | 18658.75 | 0.28526 | 212686.3631 | 65409.8556 | 26001.5947 |  | Industrial CHP | Y | OP |  | Simple Cycle Turbine (PRMVR=GT or OT) unit under 25MW
EXCLUDE | CA | Taft 26C Cogen | 52085 | TG2 | NG | GT | 3.1 | 2.7 | 0 | 18658.75 | 0.28526 | 212686.3631 | 65409.8556 | 26001.5947 |  | Industrial CHP | Y | OP |  | Simple Cycle Turbine (PRMVR=GT or OT) unit under 25MW
EXCLUDE | CA | Taft 26C Cogen | 52085 | TG3 | NG | GT | 3.1 | 2.7 | 0 | 18658.75 | 0.28526 | 212686.3631 | 65409.8556 | 26001.5947 |  | Industrial CHP | Y | OP |  | Simple Cycle Turbine (PRMVR=GT or OT) unit under 25MW
EXCLUDE | CA | Taft 26C Cogen | 52085 | TG4 | NG | GT | 3.1 | 2.7 | 0 | 18658.75 | 0.28526 | 212686.3631 | 65409.8556 | 26001.5947 |  | Industrial CHP | Y | OP |  | Simple Cycle Turbine (PRMVR=GT or OT) unit under 25MW
EXCLUDE | CA | Tajiguas Plant | 55603 | UNT1 | LFG | IC | 3 | 2.7 | 0 | 0 |  |  | 0 | 0 |  | IPP Non-CHP | N | OP |  | Internal Combustion (PRMVR=IC)
EXCLUDE | CA | Tehachapi Wind Resource I | 10191 | EXIS | WND | WT | 8.7 | 8.7 | 0 | 15402 |  |  | 15402 | 0 |  | IPP Non-CHP | N | OP |  | Non Combustion (NUC, WAT, WND, GEO, or SUN)
EXCLUDE | CA | Tehachapi Wind Resource I | 10191 | PLAN | WND | WT | 0.6 | 0.6 | 0 | 0 |  |  | 0 | 0 |  | IPP Non-CHP | N | IP |  | Non Combustion (NUC, WAT, WND, GEO, or SUN)
EXCLUDE | CA | Tehachapi Wind Resource II | 54909 | EXI2 | WND | WT | 8.3 | 8.3 | 0 | 19434.9688 |  |  | 19434.9688 | 0 |  | IPP Non-CHP | N | OP |  | Non Combustion (NUC, WAT, WND, GEO, or SUN)
EXCLUDE | CA | Tehachapi Wind Resource II | 54909 | EXIS | WND | WT | 14.1 | 14.1 | 0 | 33016.0312 |  |  | 33016.0312 | 0 |  | IPP Non-CHP | N | OP |  | Non Combustion (NUC, WAT, WND, GEO, or SUN)
EXCLUDE | CA | Tehachapi Wind Resource II | 54909 | PLAN | WND | WT | 15.5 | 15.5 | 0 | 0 |  |  | 0 | 0 |  | IPP Non-CHP | N | P |  | Non Combustion (NUC, WAT, WND, GEO, or SUN)
EXCLUDE | CA | Teichert Materials-Teichert Vernalis | 57594 | WTG1 | WND | WT | 1.5 | 1.5 | 0 | 1717 |  |  | 1717 | 0 |  | IPP Non-CHP | N | OP |  | Non Combustion (NUC, WAT, WND, GEO, or SUN)
EXCLUDE | CA | Telephone Flat | 55846 | 1 | GEO | ST | 55 | 49.9 | 0 | 0 |  |  | 0 | 0 |  | IPP Non-CHP | N | P |  | Non Combustion (NUC, WAT, WND, GEO, or SUN)
EXCLUDE | CA | Temescal | 479 | 1 | WAT | HY | 2.9 | 2.8 | 0 | 13699 |  |  | 13699 | 0 |  | Electric Utility | N | OP |  | Non Combustion (NUC, WAT, WND, GEO, or SUN)
EXCLUDE | CA | Temescal Canyon RV, LLC | 57656 | 1 | SUN | PV | 1.5 | 1.5 | 0 | 1563 |  |  | 1563 | 0 |  | IPP Non-CHP | N | OP |  | Non Combustion (NUC, WAT, WND, GEO, or SUN)
EXCLUDE | CA | Terminus Hydroelectric Project | 54343 | GEN1 | WAT | HY | 20.1 | 20 | 0 | 76553 |  |  | 76553 | 0 |  | IPP Non-CHP | N | OP |  | Non Combustion (NUC, WAT, WND, GEO, or SUN)
EXCLUDE | CA | Terra-Gen 251 Wind LLC | 52161 | WGNS | WND | WT | 18.4 | 18.4 | 0 | 27232 |  |  | 27232 | 0 |  | IPP Non-CHP | N | OP |  | Non Combustion (NUC, WAT, WND, GEO, or SUN)
EXCLUDE | CA | Terra-Gen VG Wind LLC | 56570 | WGNS | WND | WT | 7.4 | 7.4 | 0 | 21525 |  |  | 21525 | 0 |  | IPP Non-CHP | N | OP |  | Non Combustion (NUC, WAT, WND, GEO, or SUN)
EXCLUDE | CA | TESLA Power Project | 55937 | GTG1 | NG | CC | 188 | 162 | 0 | 0 |  |  | 0 | 0 |  | Electric Utility | N | IP |  | Status of operation (IP,L,P,T,or U)
EXCLUDE | CA | TESLA Power Project | 55937 | GTG2 | NG | CC | 188 | 162 | 0 | 0 |  |  | 0 | 0 |  | Electric Utility | N | IP |  | Status of operation (IP,L,P,T,or U)
EXCLUDE | CA | TESLA Power Project | 55937 | GTG3 | NG | CC | 188 | 162 | 0 | 0 |  |  | 0 | 0 |  | Electric Utility | N | IP |  | Status of operation (IP,L,P,T,or U)
EXCLUDE | CA | TESLA Power Project | 55937 | GTG4 | NG | CC | 188 | 162 | 0 | 0 |  |  | 0 | 0 |  | Electric Utility | N | IP |  | Status of operation (IP,L,P,T,or U)
EXCLUDE | CA | TESLA Power Project | 55937 | STG1 | NG | CC | 285 | 246 | 0 | 0 |  |  | 0 | 0 |  | Electric Utility | N | IP |  | Status of operation (IP,L,P,T,or U)
EXCLUDE | CA | TESLA Power Project | 55937 | STG2 | NG | CC | 285 | 246 | 0 | 0 |  |  | 0 | 0 |  | Electric Utility | N | IP |  | Status of operation (IP,L,P,T,or U)
EXCLUDE | CA | Thermal Energy Dev Partnshp LP | 10502 | GEN1 | WDS | ST | 23 | 19.5 | 0 | 148498 |  |  | 148498 | 281542.5114 |  | IPP Non-CHP | N | OP |  | Non Fossil fuel type
EXCLUDE | CA | Thermalito | 438 | 1 | WAT | HY | 32.6 | 28 | 0 | 255424 |  |  | 255424 | 0 |  | Electric Utility | N | OP |  | Non Combustion (NUC, WAT, WND, GEO, or SUN)
EXCLUDE | CA | Thermalito | 438 | 2 | WAT | PS | 27.5 | 25.6 | 0 | 0 |  |  | 0 | 0 |  | Electric Utility | N | OP |  | Non Combustion (NUC, WAT, WND, GEO, or SUN)
EXCLUDE | CA | Thermalito | 438 | 3 | WAT | PS | 27.5 | 25.6 | 0 | 0 |  |  | 0 | 0 |  | Electric Utility | N | OP |  | Non Combustion (NUC, WAT, WND, GEO, or SUN)
EXCLUDE | CA | Thermalito | 438 | 4 | WAT | PS | 27.5 | 25.6 | 0 | 0 |  |  | 0 | 0 |  | Electric Utility | N | OP |  | Non Combustion (NUC, WAT, WND, GEO, or SUN)
EXCLUDE | CA | Thermalito Diverson Dam | 7129 | TD1 | WAT | HY | 3.4 | 3 | 0 | 11325 |  |  | 11325 | 0 |  | Electric Utility | N | OP |  | Non Combustion (NUC, WAT, WND, GEO, or SUN)
EXCLUDE | CA | Three Forks Water Power Project | 54308 | 1 | WAT | HY | 1.3 | 1.2 | 0 | 7843 |  |  | 7843 | 0 |  | IPP Non-CHP | N | OP |  | Non Combustion (NUC, WAT, WND, GEO, or SUN)
EXCLUDE | CA | THUMS | 56051 | GEN1 | NG | GT | 57.4 | 45 | 0 | 367601 |  |  | 367601 | 213908.6412 |  | Industrial Non-CHP | N | OP |  | Commercial/Industrial Unit
EXCLUDE | CA | Tierra Bonita Solar | 57923 | 1 | SUN | PV | 22 | 22 | 0 | 0 |  |  | 0 | 0 |  | IPP Non-CHP | N | L |  | Non Combustion (NUC, WAT, WND, GEO, or SUN)
EXCLUDE | CA | Tierra Del Sol Solar Farm LLC | 57961 | 1 | SUN | CP | 45 | 45 | 0 | 0 |  |  | 0 | 0 |  | IPP Non-CHP | N | L |  | Non Combustion (NUC, WAT, WND, GEO, or SUN)
EXCLUDE | CA | Tiger Creek | 287 | H1 | WAT | HY | 25.5 | 26.7 | 0 | 131944.4253 |  |  | 131944.4253 | 0 |  | Electric Utility | N | OP |  | Non Combustion (NUC, WAT, WND, GEO, or SUN)
EXCLUDE | CA | Tiger Creek | 287 | H2 | WAT | HY | 26.7 | 27.9 | 0 | 138153.5747 |  |  | 138153.5747 | 0 |  | Electric Utility | N | OP |  | Non Combustion (NUC, WAT, WND, GEO, or SUN)
EXCLUDE | CA | Toadtown | 714 | 1 | WAT | HY | 1.8 | 1.5 | 0 | 5852 |  |  | 5852 | 0 |  | Electric Utility | N | OP |  | Non Combustion (NUC, WAT, WND, GEO, or SUN)
EXCLUDE | CA | Topaz Solar Farm, LLC | 57695 | TPZ1 | SUN | PV | 166 | 166 | 0 | 0 |  |  | 0 | 0 |  | IPP Non-CHP | N | L |  | Non Combustion (NUC, WAT, WND, GEO, or SUN)
EXCLUDE | CA | Topaz Solar Farm, LLC | 57695 | TPZ2 | SUN | PV | 47 | 47 | 0 | 0 |  |  | 0 | 0 |  | IPP Non-CHP | N | L |  | Non Combustion (NUC, WAT, WND, GEO, or SUN)
EXCLUDE | CA | Topaz Solar Farm, LLC | 57695 | TPZ3 | SUN | PV | 199 | 199 | 0 | 0 |  |  | 0 | 0 |  | IPP Non-CHP | N | L |  | Non Combustion (NUC, WAT, WND, GEO, or SUN)
EXCLUDE | CA | Topaz Solar Farm, LLC | 57695 | TPZ4 | SUN | PV | 92 | 92 | 0 | 0 |  |  | 0 | 0 |  | IPP Non-CHP | N | L |  | Non Combustion (NUC, WAT, WND, GEO, or SUN)
EXCLUDE | CA | Topaz Solar Farm, LLC | 57695 | TPZ5 | SUN | PV | 222 | 222 | 0 | 0 |  |  | 0 | 0 |  | IPP Non-CHP | N | L |  | Non Combustion (NUC, WAT, WND, GEO, or SUN)
EXCLUDE | CA | Total Energy Facilities | 10091 | G2 | OBG | CC | 9.9 | 8 | 0 | 37177.5938 | 0.76039 | 53296.9487 | 48892.9254 | 31692.2564 |  | Commercial CHP | Y | OP |  | Non Fossil fuel type
EXCLUDE | CA | Total Energy Facilities | 10091 | G3 | OBG | CC | 9.9 | 8 | 0 | 37177.5938 | 0.76039 | 53296.9487 | 48892.9254 | 31692.2564 |  | Commercial CHP | Y | OP |  | Non Fossil fuel type
EXCLUDE | CA | Total Energy Facilities | 10091 | GEN1 | OBG | CC | 9.9 | 8 | 0 | 37177.5938 | 0.76039 | 53296.9487 | 48892.9254 | 31692.2564 |  | Commercial CHP | Y | OP |  | Non Fossil fuel type
EXCLUDE | CA | Total Energy Facilities | 10091 | GEN2 | OBG | CC | 9.9 | 8 | 0 | 0 |  |  | 0 | 0 |  | Commercial CHP | N | RE | 2002 | Non Fossil fuel type
EXCLUDE | CA | Total Energy Facilities | 10091 | GEN3 | OBG | CC | 9.9 | 8 | 0 | 0 |  |  | 0 | 0 |  | Commercial CHP | N | RE | 2000 | Non Fossil fuel type
EXCLUDE | CA | Total Energy Facilities | 10091 | GEN4 | OBG | CC | 5.5 | 4.7 | 0 | 20654.2188 | 0.76039 | 29609.416 | 27162.7363 | 17606.8091 |  | Commercial CHP | Y | OS |  | Non Fossil fuel type
EXCLUDE | CA | Toyon Power Station | 54327 | TOY1 | LFG | IC | 1.8 | 1.7 | 0 | 0 |  |  | 0 | 0 |  | IPP Non-CHP | N | RE | 2004 | Internal Combustion (PRMVR=IC)
EXCLUDE | CA | Toyon Power Station | 54327 | TOY2 | LFG | IC | 1.8 | 1.7 | 0 | 0 |  |  | 0 | 0 |  | IPP Non-CHP | N | RE | 2004 | Internal Combustion (PRMVR=IC)
EXCLUDE | CA | Toyon Power Station | 54327 | TOY3 | LFG | IC | 1.8 | 1.7 | 0 | 0 |  |  | 0 | 0 |  | IPP Non-CHP | N | RE | 2004 | Internal Combustion (PRMVR=IC)
EXCLUDE | CA | Toyon Power Station | 54327 | TOY4 | LFG | IC | 1.8 | 1.7 | 0 | 0 |  |  | 0 | 0 |  | IPP Non-CHP | N | OP |  | Internal Combustion (PRMVR=IC)
EXCLUDE | CA | Toyon Power Station | 54327 | TOY5 | LFG | IC | 1.8 | 1.7 | 0 | 0 |  |  | 0 | 0 |  | IPP Non-CHP | N | OP |  | Internal Combustion (PRMVR=IC)
EXCLUDE | CA | TPC Windfarms LLC | 54647 | EXIS | WND | WT | 28.7 | 28.7 | 0 | 60525 |  |  | 60525 | 0 |  | IPP Non-CHP | N | OP |  | Non Combustion (NUC, WAT, WND, GEO, or SUN)
SSTLOGN | CA | Tracy Peaker | 55933 | TPP1 | NG | GT | 84.4 | 82.1 | 991 | 7508 |  |  | 7508 | 5989.2 |  | Electric Utility/IPP Non-CHP | N | OP
SSTLOGN | CA | Tracy Peaker | 55933 | TPP2 | NG | GT | 84.4 | 81.8 | 991 | 7508 |  |  | 7508 | 5143.8 |  | Electric Utility/IPP Non-CHP | N | OP
EXCLUDE | CA | Tres Vaqueros Wind Farms LLC | 50826 | 1 | WND | WT | 28.3 | 28.3 | 0 | 0 |  |  | 0 | 0 |  | IPP Non-CHP | N | OS |  | Non Combustion (NUC, WAT, WND, GEO, or SUN)
EXCLUDE | CA | Trinity | 451 | 1 | WAT | HY | 70 | 70 | 0 | 227696 |  |  | 227696 | 0 |  | Electric Utility | N | OP |  | Non Combustion (NUC, WAT, WND, GEO, or SUN)
EXCLUDE | CA | Trinity | 451 | 2 | WAT | HY | 70 | 70 | 0 | 227696 |  |  | 227696 | 0 |  | Electric Utility | N | OP |  | Non Combustion (NUC, WAT, WND, GEO, or SUN)
EXCLUDE | CA | Tulare Success Power Project | 10222 | SPP1 | WAT | HY | 1.4 | 1.4 | 0 | 2371 |  |  | 2371 | 0 |  | IPP Non-CHP | N | SB |  | Non Combustion (NUC, WAT, WND, GEO, or SUN)
EXCLUDE | CA | Tule River | 289 | 1 | WAT | HY | 4.2 | 3.2 | 0 | 13330 |  |  | 13330 | 0 |  | Electric Utility | N | OP |  | Non Combustion (NUC, WAT, WND, GEO, or SUN)
EXCLUDE | CA | Tule River | 365 | 1 | WAT | HY | 1.2 | 1.2 | 0 | -55.5 |  |  | -55.5 | 0 |  | Electric Utility | N | OP |  | Non Combustion (NUC, WAT, WND, GEO, or SUN)
EXCLUDE | CA | Tule River | 289 | 2 | WAT | HY | 4.2 | 3.2 | 0 | 13330 |  |  | 13330 | 0 |  | Electric Utility | N | OP |  | Non Combustion (NUC, WAT, WND, GEO, or SUN)
EXCLUDE | CA | Tule River | 365 | 2 | WAT | HY | 1.2 | 1.2 | 0 | -55.5 |  |  | -55.5 | 0 |  | Electric Utility | N | OP |  | Non Combustion (NUC, WAT, WND, GEO, or SUN)
EXCLUDE | CA | Tule Wind LLC | 57913 | 1 | WND | WT | 110 | 110 | 0 | 0 |  |  | 0 | 0 |  | IPP Non-CHP | N | L |  | Non Combustion (NUC, WAT, WND, GEO, or SUN)
EXCLUDE | CA | Tulloch | 416 | 1 | WAT | HY | 8.5 | 9 | 0 | 37131.6529 |  |  | 37131.6529 | 0 |  | IPP Non-CHP | N | OP |  | Non Combustion (NUC, WAT, WND, GEO, or SUN)
EXCLUDE | CA | Tulloch | 416 | 2 | WAT | HY | 8.5 | 9 | 0 | 37131.6529 |  |  | 37131.6529 | 0 |  | IPP Non-CHP | N | OP |  | Non Combustion (NUC, WAT, WND, GEO, or SUN)
EXCLUDE | CA | Tulloch | 416 | 3 | WAT | HY | 7.2 | 7.2 | 0 | 31452.6942 |  |  | 31452.6942 | 0 |  | IPP Non-CHP | N | V |  | Non Combustion (NUC, WAT, WND, GEO, or SUN)
EXCLUDE | CA | Turlock Irrigation District Fuel Cell | 56631 | TFC | OBG | FC | 1.2 | 1.1 | 0 | 2018 | 1 | 0 | 2018 | 1015.0543 |  | Electric Utility | Y | OP |  | Fuel Cell (PRMVR=FC)
EXCLUDE | CA | Turlock Lake | 161 | 1 | WAT | HY | 1.1 | 1.1 | 0 | 3380.3333 |  |  | 3380.3333 | 0 |  | Electric Utility | N | OP |  | Non Combustion (NUC, WAT, WND, GEO, or SUN)
EXCLUDE | CA | Turlock Lake | 161 | 2 | WAT | HY | 1.1 | 1.1 | 0 | 3380.3333 |  |  | 3380.3333 | 0 |  | Electric Utility | N | OP |  | Non Combustion (NUC, WAT, WND, GEO, or SUN)
EXCLUDE | CA | Turlock Lake | 161 | 3 | WAT | HY | 1.1 | 1.1 | 0 | 3380.3333 |  |  | 3380.3333 | 0 |  | Electric Utility | N | OP |  | Non Combustion (NUC, WAT, WND, GEO, or SUN)
EXCLUDE | CA | UCI Facilities Management Central Plant | 57122 | CTG1 | NG | CC | 13.5 | 13.5 | 0 | 75287.1126 | 0.98663 | 4642.4181 | 76307.5738 | 52190.2023 |  | Commercial CHP | Y | OP |  | Combined Cycle (PRMVR=CC) unit under 25MW
EXCLUDE | CA | UCI Facilities Management Central Plant | 57122 | STG1 | NG | CC | 5.5 | 5.5 | 0 | 30672.5274 | 0.98663 | 1891.3555 | 31088.2708 | 21262.675 |  | Commercial CHP | Y | OP |  | Combined Cycle (PRMVR=CC) unit under 25MW
EXCLUDE | CA | UCLA So Campus Cogen Project | 52073 | GEN1 | NG | CC | 14.5 | 12.5 | 0 | 86226.9561 | 0.36257 | 689663.2503 | 237823.5088 | 69196.0079 |  | Commercial CHP | Y | OP |  | Combined Cycle (PRMVR=CC) unit under 25MW
EXCLUDE | CA | UCLA So Campus Cogen Project | 52073 | GEN2 | NG | CC | 14.5 | 12.5 | 0 | 86226.9561 | 0.36257 | 689663.2503 | 237823.5088 | 69196.0079 |  | Commercial CHP | Y | OP |  | Combined Cycle (PRMVR=CC) unit under 25MW
EXCLUDE | CA | UCLA So Campus Cogen Project | 52073 | GEN3 | NG | CC | 14 | 11 | 0 | 83253.6128 | 0.36257 | 665881.7589 | 229622.6981 | 66809.9386 |  | Commercial CHP | Y | OP |  | Combined Cycle (PRMVR=CC) unit under 25MW
EXCLUDE | CA | UCSD Fuel Cell Plant | 57735 | UCSD | OBG | FC | 3 | 2.8 | 0 | 22811 |  |  | 22811 | 10511.0864 |  | Industrial Non-CHP | N | OP |  | Fuel Cell (PRMVR=FC)
EXCLUDE | CA | Union Tribune Publishing | 10600 | GEN1 | NG | GT | 3.1 | 3.1 | 0 | 30 | 0.94439 | 8.0369 | 31.7666 | 42.255 |  | Industrial CHP | Y | OP |  | Simple Cycle Turbine (PRMVR=GT or OT) unit under 25MW
EXCLUDE | CA | Union Valley | 6612 | 1 | WAT | HY | 38.6 | 38.6 | 0 | 207529 |  |  | 207529 | 0 |  | Electric Utility | N | OP |  | Non Combustion (NUC, WAT, WND, GEO, or SUN)
EXCLUDE | CA | United Cogen | 50104 | G-1 | NG | CC | 23 | 22 | 0 | 143155.7067 | 1 | 0 | 143155.7067 | 84929.6639 |  | Commercial CHP | Y | OP | 2012 | Combined Cycle (PRMVR=CC) unit under 25MW
EXCLUDE | CA | United Cogen | 50104 | G-2 | NG | CC | 8 | 7 | 0 | 49793.2893 | 1 | 0 | 49793.2893 | 29540.7527 |  | Commercial CHP | Y | OP | 2012 | Combined Cycle (PRMVR=CC) unit under 25MW
EXCLUDE | CA | Univ of Calif Santa Cruz Cogeneration | 50064 | 1 | NG | IC | 2.6 | 2.6 | 0 | 0 |  |  |  | 0 |  | Commercial CHP | Y | OP |  | Internal Combustion (PRMVR=IC)
EXCLUDE | CA | Univ of Calif Santa Cruz Cogeneration | 50064 | 2 | NG | IC | 0.2 | 0.2 | 0 | 0 |  |  |  | 0 |  | Commercial CHP | Y | RE | 2009 | Internal Combustion (PRMVR=IC)
EXCLUDE | CA | Univ of San Francisco Cogen | 50089 | S-17 | NG | IC | 1.5 | 1.4 | 0 | 0 | 0.51574 | 0 | 0 | 0 |  | Commercial CHP | Y | OP |  | Internal Combustion (PRMVR=IC)
EXCLUDE | CA | University of California San Diego | 57584 | NT2 | NG | CC | 15 | 13.5 | 0 | 90001.3636 |  |  | 90001.3636 | 65461.5231 |  | Commercial Non-CHP | N | OP |  | Combined Cycle (PRMVR=CC) unit under 25MW
EXCLUDE | CA | University of California San Diego | 57584 | ST1 | NG | CC | 15 | 13.5 | 0 | 90001.3636 |  |  | 90001.3636 | 65461.5231 |  | Commercial Non-CHP | N | OP |  | Combined Cycle (PRMVR=CC) unit under 25MW
EXCLUDE | CA | University of California San Diego | 57584 | STG | NG | CC | 3 | 3 | 0 | 18000.2727 |  |  | 18000.2727 | 13092.3046 |  | Commercial Non-CHP | N | OP |  | Combined Cycle (PRMVR=CC) unit under 25MW
EXCLUDE | CA | University of California, San Diego Solar | 57856 | SGU1 | SUN | PV | 1.2 | 1.2 | 0 | 1782 |  |  | 1782 | 0 |  | Commercial Non-CHP | N | OP |  | Non Combustion (NUC, WAT, WND, GEO, or SUN)
EXCLUDE | CA | Upper Dawson | 489 | 1 | WAT | HY | 4.4 | 5.5 | 0 | 11882 |  |  | 11882 | 0 |  | Electric Utility | N | OP |  | Non Combustion (NUC, WAT, WND, GEO, or SUN)
EXCLUDE | CA | Upper Gorge | 407 | 1 | WAT | HY | 37.5 | 37.5 | 0 | 99135 |  |  | 99135 | 0 |  | Electric Utility | N | OP |  | Non Combustion (NUC, WAT, WND, GEO, or SUN)
EXCLUDE | CA | US Borax | 50115 | GEN1 | NG | GT | 48.2 | 39 | 0 | 338724 | 0.4209 | 2120184.7817 | 804766.962 | 260302.3222 |  | Industrial CHP | Y | OP |  | Commercial/Industrial Unit
EXCLUDE | CA | UTS SJ1 LLC | 57420 | 1 | OBG | FC | 1.5 | 1.4 | 0 | 0 |  |  |  | 0 |  | IPP CHP | Y | V |  | Fuel Cell (PRMVR=FC)
EXCLUDE | CA | Vaca Dixon Solar Station | 57041 | 1 | SUN | PV | 2 | 2.5 | 0 | 4345 |  |  | 4345 | 0 |  | Electric Utility | N | OP |  | Non Combustion (NUC, WAT, WND, GEO, or SUN)
EXCLUDE | CA | Valero Refinery Cogeneration Unit 1 | 55851 | GT1 | NG | GT | 51 | 45.4 | 0 | 327013.005 | 0.55491 | 1193253.7121 | 589304.9992 | 197180.8734 |  | Industrial CHP | Y | OP |  | Commercial/Industrial Unit
EXCLUDE | CA | Valero Refinery Cogeneration Unit 2 | 55852 | GT2 | OG | GT | 51 | 43.4 | 0 | 0 | 0 |  |  | 0 |  | Industrial CHP | Y | IP |  | Status of operation (IP,L,P,T,or U)
EXCLUDE | CA | Valley | 408 | 1 | NG | ST | 100 | 95 | 0 | 0 |  |  | 0 | 0 |  | Electric Utility | N | RE | 1992 | Retired in 1992
EXCLUDE | CA | Valley | 408 | 2 | NG | ST | 100 | 99 | 0 | 0 |  |  | 0 | 0 |  | Electric Utility | N | RE | 1992 | Retired in 1992
EXCLUDE | CA | Valley | 408 | 3 | NG | ST | 172.8 | 163 | 0 | 0 |  |  | 0 | 0 |  | Electric Utility | N | RE | 2003 | Retired in 2003
EXCLUDE | CA | Valley | 408 | 4 | NG | ST | 172.8 | 160 | 0 | 0 |  |  | 0 | 0 |  | Electric Utility | N | RE | 2003 | Retired in 2003
SSTLOGN | CA | Valley | 408 | 5 | NG | GT | 47 | 43 | 480 | 9565 |  |  | 9565 | 5779.994 |  | Electric Utility | N | OP
NGCC | CA | Valley | 408 | 6 | NG | CC | 215 | 156 | 2000 | 355053.4953 | 0.79112 | 426469.7481 | 448796.8455 | 155398.6105 |  | Electric Utility | Y | OP
NGCC | CA | Valley | 408 | 7 | NG | CC | 215 | 156 | 2000 | 355053.4953 | 0.8254 | 341687.8444 | 430160.7295 | 155398.6105 |  | Electric Utility | Y | OP
NGCC | CA | Valley | 408 | 8 | NG | CC | 311 | 201 | 2000 | 513589.0094 | 1 | 0 | 513589.0094 | 224785.897 |  | Electric Utility | Y | OP
EXCLUDE | CA | Valley Bio-Energy LLC | 57316 | GEN1 | AB | ST | 33 | 30 | 0 | 0 |  |  | 0 | 0 |  | IPP Non-CHP | N | IP |  | Non Fossil fuel type
EXCLUDE | CA | Valley View | 487 | 1 | WAT | HY | 4.1 | 4.1 | 0 | 9336 |  |  | 9336 | 0 |  | Electric Utility | N | OP |  | Non Combustion (NUC, WAT, WND, GEO, or SUN)
EXCLUDE | CA | Van Norman Bypass Solar Project | 57307 | 1 | SUN | PV | 4.3 | 4.3 | 0 | 0 |  |  | 0 | 0 |  | IPP Non-CHP | N | P |  | Non Combustion (NUC, WAT, WND, GEO, or SUN)
EXCLUDE | CA | Vasco Winds | 57700 | 1 | WND | WT | 78.2 | 78.2 | 0 | 9582 |  |  | 9582 | 0 |  | IPP Non-CHP | N | OP |  | Non Combustion (NUC, WAT, WND, GEO, or SUN)
EXCLUDE | CA | Venice | 72 | 1 | WAT | HY | 10.1 | 10.1 | 0 | 14334 |  |  | 14334 | 0 |  | Electric Utility | N | OP |  | Non Combustion (NUC, WAT, WND, GEO, or SUN)
EXCLUDE | CA | Vernon | 7436 | JH1 | DFO | IC | 6 | 3.6 | 0 | 0 |  |  | 0 | 0 |  | Electric Utility | N | OS |  | Internal Combustion (PRMVR=IC)
EXCLUDE | CA | Vernon | 7436 | JH2 | DFO | IC | 6 | 3.6 | 0 | 0 |  |  | 0 | 0 |  | Electric Utility | N | OS |  | Internal Combustion (PRMVR=IC)
EXCLUDE | CA | Vernon | 7436 | JH3 | DFO | IC | 6 | 3.6 | 0 | 0 |  |  | 0 | 0 |  | Electric Utility | N | OS |  | Internal Combustion (PRMVR=IC)
EXCLUDE | CA | Vernon | 7436 | JH4 | DFO | IC | 6 | 3.6 | 0 | 0 |  |  | 0 | 0 |  | Electric Utility | N | OS |  | Internal Combustion (PRMVR=IC)
EXCLUDE | CA | Vernon | 7436 | JH5 | DFO | IC | 6 | 3.6 | 0 | 0 |  |  | 0 | 0 |  | Electric Utility | N | OS |  | Internal Combustion (PRMVR=IC)
EXCLUDE | CA | Victor Valley CC CPV Solar | 57254 | 1PV | SUN | PV | 1 | 1 | 0 | 2675 |  |  | 2675 | 0 |  | Commercial Non-CHP | N | OP |  | Non Combustion (NUC, WAT, WND, GEO, or SUN)
EXCLUDE | CA | Victory Garden (Tehachapi) | 50532 | WGNS | WND | WT | 17.6 | 17.6 | 0 | 61934 |  |  | 61934 | 0 |  | IPP Non-CHP | N | OP |  | Non Combustion (NUC, WAT, WND, GEO, or SUN)
EXCLUDE | CA | Victory Garden Phase IV LLC | 52160 | WGNS | WND | WT | 22 | 22 | 0 | 44754 |  |  | 44754 | 0 |  | IPP Non-CHP | N | OP |  | Non Combustion (NUC, WAT, WND, GEO, or SUN)
EXCLUDE | CA | Volta 1 | 290 | 1 | WAT | HY | 8.5 | 9 | 0 | 53020 |  |  | 53020 | 0 |  | Electric Utility | N | OP |  | Non Combustion (NUC, WAT, WND, GEO, or SUN)
EXCLUDE | CA | Volta 2 | 180 | 1 | WAT | HY | 1 | 0.9 | 0 | 6154 |  |  | 6154 | 0 |  | Electric Utility | N | OP |  | Non Combustion (NUC, WAT, WND, GEO, or SUN)
EXCLUDE | CA | Vulcan | 50210 | GEN1 | GEO | ST | 30.1 | 23.5 | 0 | 209027.7778 |  |  | 209027.7778 | 0 |  | IPP Non-CHP | N | OP |  | Non Combustion (NUC, WAT, WND, GEO, or SUN)
EXCLUDE | CA | Vulcan | 50210 | GEN2 | GEO | ST | 9.5 | 6 | 0 | 65972.2222 |  |  | 65972.2222 | 0 |  | IPP Non-CHP | N | OP |  | Non Combustion (NUC, WAT, WND, GEO, or SUN)
EXCLUDE | CA | W E Warne | 6196 | 1 | WAT | HY | 37.1 | 38 | 0 | 121959 |  |  | 121959 | 0 |  | Electric Utility | N | OP |  | Non Combustion (NUC, WAT, WND, GEO, or SUN)
EXCLUDE | CA | W E Warne | 6196 | 2 | WAT | HY | 37.1 | 38 | 0 | 121959 |  |  | 121959 | 0 |  | Electric Utility | N | OP |  | Non Combustion (NUC, WAT, WND, GEO, or SUN)
EXCLUDE | CA | W R Gianelli | 448 | 1 | WAT | PS | 53 | 51 | 0 | -35937.125 |  |  | -35937.125 | 0 |  | Electric Utility | N | OP |  | Non Combustion (NUC, WAT, WND, GEO, or SUN)
EXCLUDE | CA | W R Gianelli | 448 | 2 | WAT | PS | 53 | 50 | 0 | -35937.125 |  |  | -35937.125 | 0 |  | Electric Utility | N | OP |  | Non Combustion (NUC, WAT, WND, GEO, or SUN)
EXCLUDE | CA | W R Gianelli | 448 | 3 | WAT | PS | 53 | 50 | 0 | -35937.125 |  |  | -35937.125 | 0 |  | Electric Utility | N | OP |  | Non Combustion (NUC, WAT, WND, GEO, or SUN)
EXCLUDE | CA | W R Gianelli | 448 | 4 | WAT | PS | 53 | 50 | 0 | -35937.125 |  |  | -35937.125 | 0 |  | Electric Utility | N | OP |  | Non Combustion (NUC, WAT, WND, GEO, or SUN)
EXCLUDE | CA | W R Gianelli | 448 | 5 | WAT | PS | 53 | 50 | 0 | -35937.125 |  |  | -35937.125 | 0 |  | Electric Utility | N | OP |  | Non Combustion (NUC, WAT, WND, GEO, or SUN)
EXCLUDE | CA | W R Gianelli | 448 | 6 | WAT | PS | 53 | 50 | 0 | -35937.125 |  |  | -35937.125 | 0 |  | Electric Utility | N | OP |  | Non Combustion (NUC, WAT, WND, GEO, or SUN)
EXCLUDE | CA | W R Gianelli | 448 | 7 | WAT | PS | 53 | 50 | 0 | -35937.125 |  |  | -35937.125 | 0 |  | Electric Utility | N | OP |  | Non Combustion (NUC, WAT, WND, GEO, or SUN)
EXCLUDE | CA | W R Gianelli | 448 | 8 | WAT | PS | 53 | 50 | 0 | -35937.125 |  |  | -35937.125 | 0 |  | Electric Utility | N | OP |  | Non Combustion (NUC, WAT, WND, GEO, or SUN)
EXCLUDE | CA | Wadham Energy LP | 50293 | GEN1 | AB | ST | 28.6 | 25.5 | 0 | 204138 |  |  | 204138 | 358274.4811 |  | IPP Non-CHP | N | OP |  | Non Fossil fuel type
EXCLUDE | CA | Walgreens Woodland Distribution Center | 57006 | 1 | SUN | PV | 1 | 0.9 | 0 | 1733 |  |  | 1733 | 0 |  | IPP Non-CHP | N | OP |  | Non Combustion (NUC, WAT, WND, GEO, or SUN)
EXCLUDE | CA | Walnut | 4256 | 1 | NG | GT | 24.9 | 23.5 | 0 | 104 |  |  | 104 | 427.5759 |  | Electric Utility | N | OP |  | Simple Cycle Turbine (PRMVR=GT or OT) unit under 25MW
EXCLUDE | CA | Walnut | 4256 | 2 | NG | GT | 24.9 | 23.5 | 0 | 104 |  |  | 104 | 427.5759 |  | Electric Utility | N | OP |  | Simple Cycle Turbine (PRMVR=GT or OT) unit under 25MW
SSTLOGN | CA | Walnut Creek Energy Park | 57515 | GT1 | NG | GT | 100 | 96 | 0 | 0 |  |  | 0 | 0 |  | IPP Non-CHP | N | V
SSTLOGN | CA | Walnut Creek Energy Park | 57515 | GT2 | NG | GT | 100 | 96 | 0 | 0 |  |  | 0 | 0 |  | IPP Non-CHP | N | V
SSTLOGN | CA | Walnut Creek Energy Park | 57515 | GT3 | NG | GT | 100 | 96 | 0 | 0 |  |  | 0 | 0 |  | IPP Non-CHP | N | V
SSTLOGN | CA | Walnut Creek Energy Park | 57515 | GT4 | NG | GT | 100 | 96 | 0 | 0 |  |  | 0 | 0 |  | IPP Non-CHP | N | V
SSTLOGN | CA | Walnut Creek Energy Park | 57515 | GT5 | NG | GT | 100 | 96 | 0 | 0 |  |  | 0 | 0 |  | IPP Non-CHP | N | V
NGCC | CA | Walnut Energy Center | 56078 | 1 | NG | CC | 94.9 | 84 | 1047 | 352787.4351 |  |  | 352787.4351 | 172407.3768 |  | Electric Utility | N | OP
NGCC | CA | Walnut Energy Center | 56078 | 2 | NG | CC | 94.9 | 84 | 1047 | 352787.4351 |  |  | 352787.4351 | 172407.3768 |  | Electric Utility | N | OP
NGCC | CA | Walnut Energy Center | 56078 | 3 | NG | CC | 110.8 | 101 | 1047 | 411895.1297 |  |  | 411895.1297 | 201293.3335 |  | Electric Utility | N | OP
EXCLUDE | CA | Warm Springs Hydro Project | 54261 | 3385 | WAT | HY | 2.7 | 1.2 | 0 | 13341 |  |  | 13341 | 0 |  | IPP Non-CHP | N | OP |  | Non Combustion (NUC, WAT, WND, GEO, or SUN)
EXCLUDE | CA | Waste Management Simi Valley LFGTE | 56535 | GEN1 | LFG | IC | 1.3 | 1.3 | 0 | 0 |  |  | 0 | 0 |  | IPP Non-CHP | N | OP |  | Internal Combustion (PRMVR=IC)
EXCLUDE | CA | Waste Management Simi Valley LFGTE | 56535 | GEN2 | LFG | IC | 1.3 | 1.3 | 0 | 0 |  |  | 0 | 0 |  | IPP Non-CHP | N | OP |  | Internal Combustion (PRMVR=IC)
EXCLUDE | CA | Waste Management Tri-Cities LFGTE | 57164 | GEN1 | LFG | IC | 1.6 | 1.6 | 0 | 0 |  |  | 0 | 0 |  | IPP Non-CHP | N | P |  | Internal Combustion (PRMVR=IC)
EXCLUDE | CA | Waste Management Tri-Cities LFGTE | 57164 | GEN2 | LFG | IC | 1.6 | 1.6 | 0 | 0 |  |  | 0 | 0 |  | IPP Non-CHP | N | P |  | Internal Combustion (PRMVR=IC)
EXCLUDE | CA | Waste Management Tri-Cities LFGTE | 57164 | GEN3 | LFG | IC | 1.6 | 1.6 | 0 | 0 |  |  | 0 | 0 |  | IPP Non-CHP | N | P |  | Internal Combustion (PRMVR=IC)
EXCLUDE | CA | Watkins Manufacturing Co. | 57715 | GEN1 | NG | IC | 1 | 1 | 0 | 0 |  |  | 0 | 0 |  | Industrial Non-CHP | N | OP |  | Internal Combustion (PRMVR=IC)
EXCLUDE | CA | Watkins Manufacturing Co. | 57715 | GEN2 | NG | IC | 1 | 1 | 0 | 0 |  |  | 0 | 0 |  | Industrial Non-CHP | N | OP |  | Internal Combustion (PRMVR=IC)
EXCLUDE | CA | Watson Cogeneration | 50216 | GN91 | NG | CC | 82 | 82 | 0 | 607276.2064 | 0.46068 | 3234319.6566 | 1318219.8589 | 423336.2359 |  | Industrial CHP | Y | OP |  | Commercial/Industrial Unit
EXCLUDE | CA | Watson Cogeneration | 50216 | GN92 | NG | CC | 82 | 82 | 0 | 607276.2064 | 0.46068 | 3234319.6566 | 1318219.8589 | 423336.2359 |  | Industrial CHP | Y | OP |  | Commercial/Industrial Unit
EXCLUDE | CA | Watson Cogeneration | 50216 | GN93 | NG | CC | 82 | 82 | 0 | 607276.2064 | 0.46068 | 3234319.6566 | 1318219.8589 | 423336.2359 |  | Industrial CHP | Y | OP |  | Commercial/Industrial Unit
EXCLUDE | CA | Watson Cogeneration | 50216 | GN94 | NG | CC | 82 | 82 | 0 | 607276.2064 | 0.46068 | 3234319.6566 | 1318219.8589 | 423336.2359 |  | Industrial CHP | Y | OP |  | Commercial/Industrial Unit
EXCLUDE | CA | Watson Cogeneration | 50216 | GN95 | NG | CC | 38.5 | 35 | 0 | 285123.5847 | 0.46068 | 1518552.5217 | 618920.2996 | 198761.5254 |  | Industrial CHP | Y | OP |  | Commercial/Industrial Unit
EXCLUDE | CA | Watson Cogeneration | 50216 | GN96 | NG | CC | 38.5 | 35 | 0 | 285123.5847 | 0.46068 | 1518552.5217 | 618920.2996 | 198761.5254 |  | Industrial CHP | Y | OP |  | Commercial/Industrial Unit
EXCLUDE | CA | Watson Cogeneration | 50216 | GN97 | NG | CC | 94.2 | 79.6 | 0 | 0 | 0.46068 | 0 | 0 | 0 |  | Industrial CHP | Y | L |  | Status of operation (IP,L,P,T,or U)
EXCLUDE | CA | Weir Cogen Plant | 50848 | GT1 | NG | GT | 3.4 | 3.2 | 0 | 0 |  |  |  | 0 |  | Industrial CHP | Y | RE | 2011 | Simple Cycle Turbine (PRMVR=GT or OT) unit under 25MW
EXCLUDE | CA | Wellhead Power Helm LLC | 56955 | 1 | NG | GT | 48 | 49 | 0 | 0 |  |  | 0 | 0 |  | IPP Non-CHP | N | P |  | Status of operation (IP,L,P,T,or U)
EXCLUDE | CA | Welport Lease Project | 54447 | TI | NG | GT | 5 | 4 | 0 | 35945 | 0.6838 | 75616.9256 | 52566.5399 | 35859.7442 |  | Industrial CHP | Y | OP |  | Simple Cycle Turbine (PRMVR=GT or OT) unit under 25MW
EXCLUDE | CA | West Ford Flat Power Plant | 10199 | WFF1 | GEO | ST | 19 | 15 | 0 | 110569 |  |  | 110569 | 0 |  | IPP Non-CHP | N | OP |  | Non Combustion (NUC, WAT, WND, GEO, or SUN)
EXCLUDE | CA | West Ford Flat Power Plant | 10199 | WFF2 | GEO | ST | 19 | 15 | 0 | 110569 |  |  | 110569 | 0 |  | IPP Non-CHP | N | OP |  | Non Combustion (NUC, WAT, WND, GEO, or SUN)
EXCLUDE | CA | West Point | 291 | 1 | WAT | HY | 13.6 | 13.6 | 0 | 94857 |  |  | 94857 | 0 |  | Electric Utility | N | OP |  | Non Combustion (NUC, WAT, WND, GEO, or SUN)
EXCLUDE | CA | Westend Facility | 10685 | PINA | NG | GT | 20 | 15 | 0 | 0 | 0 |  |  | 0 |  | Industrial CHP | Y | OP |  | Simple Cycle Turbine (PRMVR=GT or OT) unit under 25MW
EXCLUDE | CA | Western GeoPower Unit 1 | 56907 | TBD | GEO | ST | 25 | 22.5 | 0 | 0 |  |  | 0 | 0 |  | IPP Non-CHP | N | P |  | Non Combustion (NUC, WAT, WND, GEO, or SUN)
EXCLUDE | CA | Westside Solar Station | 57499 | 1 | SUN | PV | 15 | 15 | 0 | 8343 |  |  | 8343 | 0 |  | Electric Utility | N | OP |  | Non Combustion (NUC, WAT, WND, GEO, or SUN)
EXCLUDE | CA | Westwind Trust | 54258 | WIN1 | WND | WT | 16 | 16 | 0 | 22229 |  |  | 22229 | 0 |  | IPP Non-CHP | N | OP |  | Non Combustion (NUC, WAT, WND, GEO, or SUN)
SSTLOGN | CA | Wheelabrator Lassen | 50298 | GEN1 | NG | GT | 38.8 | 42.7 | 0 | 13095 | 1 | 0 | 13095 | 7448.2718 |  | IPP CHP | Y | OP
EXCLUDE | CA | Wheelabrator Martell | 50950 | GEN1 | WDS | ST | 23 | 15 | 0 | 0 | 0 |  |  | 0 |  | Industrial CHP | Y | RE | 2003 | Non Fossil fuel type
EXCLUDE | CA | Wheelabrator Norwalk Energy | 50876 | GEN1 | NG | CC | 23 | 23.6 | 0 | 71040.2723 | 0.74925 | 108159.3964 | 94815.0517 | 41852.2866 |  | IPP CHP | Y | OP |  | Combined Cycle (PRMVR=CC) unit under 25MW
EXCLUDE | CA | Wheelabrator Norwalk Energy | 50876 | GEN2 | NG | CC | 7.7 | 3.7 | 0 | 23783.0477 | 0.74925 | 36209.8849 | 31742.4304 | 14011.4177 |  | IPP CHP | Y | OP |  | Combined Cycle (PRMVR=CC) unit under 25MW
EXCLUDE | CA | Wheelabrator Shasta | 50881 | GEN1 | WDS | ST | 18.3 | 18.8 | 0 | 130579 |  |  | 130579 | 260235.9374 |  | IPP Non-CHP | N | OP |  | Non Fossil fuel type
EXCLUDE | CA | Wheelabrator Shasta | 50881 | GEN2 | WDS | ST | 18.3 | 18.8 | 0 | 134941 |  |  | 134941 | 268929.1358 |  | IPP Non-CHP | N | OP |  | Non Fossil fuel type
EXCLUDE | CA | Wheelabrator Shasta | 50881 | GEN3 | WDS | ST | 18.3 | 18.8 | 0 | 123207 |  |  | 123207 | 245543.9936 |  | IPP Non-CHP | N | OP |  | Non Fossil fuel type
EXCLUDE | CA | Wheelabrator Shasta | 50881 | GEN4 | WDS | ST | 7.8 | 3.5 | 0 | 48358.3828 |  |  | 48358.3828 | 96375.2906 |  | IPP Non-CHP | N | OP |  | Non Fossil fuel type
EXCLUDE | CA | Whiskeytown | 7189 | 1 | WAT | HY | 3.5 | 2 | 0 | 26078 |  |  | 26078 | 0 |  | Electric Utility | N | OP |  | Non Combustion (NUC, WAT, WND, GEO, or SUN)
EXCLUDE | CA | White Rock/Slab Creek | 435 | H1 | WAT | HY | 133 | 108 | 0 | 464460 |  |  | 464460 | 0 |  | Electric Utility | N | OP |  | Non Combustion (NUC, WAT, WND, GEO, or SUN)
EXCLUDE | CA | White Rock/Slab Creek | 435 | H2 | WAT | HY | 133 | 133 | 0 | 464460 |  |  | 464460 | 0 |  | Electric Utility | N | OP |  | Non Combustion (NUC, WAT, WND, GEO, or SUN)
EXCLUDE | CA | Whitewater Hill Wind Partners | 56012 | 1 | WND | WT | 61.5 | 61.5 | 0 | 188780 |  |  | 188780 | 0 |  | IPP Non-CHP | N | OP |  | Non Combustion (NUC, WAT, WND, GEO, or SUN)
EXCLUDE | CA | Whitewater Hydro Plant | 10162 | WWHI | WAT | HY | 1.3 | 1.3 | 0 | 5860 |  |  | 5860 | 0 |  | IPP Non-CHP | N | SB |  | Non Combustion (NUC, WAT, WND, GEO, or SUN)
EXCLUDE | CA | Whittier LFG Power Plant #1 | 57102 | EN01 | LFG | IC | 1.1 | 1 | 0 | 0 | 1 | 0 | 0 | 0 |  | IPP CHP | Y | OP |  | Internal Combustion (PRMVR=IC)
EXCLUDE | CA | Whittier LFG Power Plant #1 | 57102 | EN02 | LFG | IC | 1.1 | 1 | 0 | 0 | 1 | 0 | 0 | 0 |  | IPP CHP | Y | OP |  | Internal Combustion (PRMVR=IC)
EXCLUDE | CA | Wilbur East Power Plant | 10370 | GEN1 | PC | ST | 20.5 | 18.1 | 0 | 144972 |  |  | 144972 | 199294.7244 |  | IPP Non-CHP | N | OP | 2012 | Steam unit (PRMVR=ST) under 25MW/250 MMBtu/hr
EXCLUDE | CA | Wilbur West Power Plant | 10369 | GEN1 | PC | ST | 20.5 | 18.2 | 0 | 142332 |  |  | 142332 | 184667.8118 |  | IPP Non-CHP | N | OP | 2012 | Steam unit (PRMVR=ST) under 25MW/250 MMBtu/hr
EXCLUDE | CA | Wild Horse Power Plant | 57181 | 1 | GEO | ST | 56.9 | 49.9 | 0 | 0 |  |  | 0 | 0 |  | IPP Non-CHP | N | L |  | Non Combustion (NUC, WAT, WND, GEO, or SUN)
EXCLUDE | CA | Wilmington Hydrogen Plant | 55557 | T101 | WH | ST | 31.9 | 28.1 | 0 | 233543 |  |  |  | 0 |  | Industrial CHP | Y | OP |  | Non Fossil fuel type
EXCLUDE | CA | Windland | 50386 | WING | WND | WT | 16 | 16 | 0 | 34657 |  |  | 34657 | 0 |  | IPP Non-CHP | N | OP |  | Non Combustion (NUC, WAT, WND, GEO, or SUN)
EXCLUDE | CA | Windstar 1 | 57774 | WGNS | WND | WT | 120 | 120 | 0 | 0 |  |  | 0 | 0 |  | IPP Non-CHP | N | TS |  | Non Combustion (NUC, WAT, WND, GEO, or SUN)
EXCLUDE | CA | Wintec Energy Ltd | 50276 | EXIS | WND | WT | 7.5 | 5.9 | 0 | 15499 |  |  | 15499 | 0 |  | IPP Non-CHP | N | OP |  | Non Combustion (NUC, WAT, WND, GEO, or SUN)
EXCLUDE | CA | Wise | 292 | 1 | WAT | HY | 13.6 | 14 | 0 | 52425.5122 |  |  | 52425.5122 | 0 |  | Electric Utility | N | OP |  | Non Combustion (NUC, WAT, WND, GEO, or SUN)
EXCLUDE | CA | Wise | 292 | 2 | WAT | HY | 2.8 | 3.2 | 0 | 10793.4878 |  |  | 10793.4878 | 0 |  | Electric Utility | N | OP |  | Non Combustion (NUC, WAT, WND, GEO, or SUN)
SSTLOGN | CA | Wolfskill Energy Center | 55855 | CTG1 | NG | GT | 47 | 45 | 500 | 9869 |  |  | 9869 | 6868.211 |  | Electric Utility/IPP Non-CHP | N | OP
NGCC | CA | Woodland | 7266 | 2 | NG | CC | 37.7 | 37 | 700 | 155293.6711 |  |  | 155293.6711 | 69568.6062 |  | Electric Utility | N | OP
NGCC | CA | Woodland | 7266 | 3 | NG | CC | 60.5 | 48 | 460 | 249211.3289 |  |  | 249211.3289 | 111641.9278 |  | Electric Utility | N | OP
EXCLUDE | CA | Woodland | 7266 | 3A | NG | IC | 8.4 | 8.2 | 0 | 0 |  |  | 0 | 0 |  | Electric Utility | N | OP |  | Internal Combustion (PRMVR=IC)
EXCLUDE | CA | Woodland | 7266 | 3B | NG | IC | 8.4 | 8.2 | 0 | 0 |  |  | 0 | 0 |  | Electric Utility | N | OP |  | Internal Combustion (PRMVR=IC)
EXCLUDE | CA | Woodland | 7266 | 3C | NG | IC | 8.4 | 8.2 | 0 | 0 |  |  | 0 | 0 |  | Electric Utility | N | OP |  | Internal Combustion (PRMVR=IC)
EXCLUDE | CA | Woodland | 7266 | 3D | NG | IC | 8.4 | 8.2 | 0 | 0 |  |  | 0 | 0 |  | Electric Utility | N | OP |  | Internal Combustion (PRMVR=IC)
EXCLUDE | CA | Woodland | 7266 | 3E | NG | IC | 8.4 | 8.2 | 0 | 0 |  |  | 0 | 0 |  | Electric Utility | N | OP |  | Internal Combustion (PRMVR=IC)
EXCLUDE | CA | Woodland | 7266 | 3F | NG | IC | 8.4 | 8.2 | 0 | 0 |  |  | 0 | 0 |  | Electric Utility | N | OP |  | Internal Combustion (PRMVR=IC)
SSTLOGN | CA | Woodland | 7266 | NA1 | NG | GT | 50.4 | 48 | 0 | 0 |  |  | 0 | 0 |  | Electric Utility | N | OP
EXCLUDE | CA | Woodland Biomass Power Ltd | 10836 | GEN1 | WDS | ST | 28 | 25 | 0 | 179412 |  |  | 179412 | 311040.4601 |  | IPP Non-CHP | N | OP |  | Non Fossil fuel type
EXCLUDE | CA | Woodleaf | 419 | 1 | WAT | HY | 59 | 59 | 0 | 290263 |  |  | 290263 | 0 |  | Electric Utility | N | OP |  | Non Combustion (NUC, WAT, WND, GEO, or SUN)
EXCLUDE | CA | Woodward Power Plant | 50218 | U1 | WAT | HY | 2.8 | 2.7 | 0 | 5450 |  |  | 5450 | 0 |  | IPP Non-CHP | N | SB |  | Non Combustion (NUC, WAT, WND, GEO, or SUN)
EXCLUDE | CA | WWTP Power Generation Station | 56036 | GEN1 | OBG | IC | 2.2 | 2 | 0 | 0 | 1 | 0 | 0 | 0 |  | Commercial CHP | Y | OP |  | Internal Combustion (PRMVR=IC)
EXCLUDE | CA | WWTP Power Generation Station | 56036 | GEN2 | OBG | IC | 2.2 | 2 | 0 | 0 | 1 | 0 | 0 | 0 |  | Commercial CHP | Y | OP |  | Internal Combustion (PRMVR=IC)
EXCLUDE | CA | WWTP Power Generation Station | 56036 | GEN3 | OBG | IC | 2.2 | 2 | 0 | 0 | 1 | 0 | 0 | 0 |  | Commercial CHP | Y | OP |  | Internal Combustion (PRMVR=IC)
EXCLUDE | CA | Yolo County Solar Project | 57422 | 1 | SUN | PV | 1 | 1 | 0 | 2034 |  |  | 2034 | 0 |  | Commercial Non-CHP | N | OP |  | Non Combustion (NUC, WAT, WND, GEO, or SUN)
EXCLUDE | CA | Yorba Linda | 6647 | 1 | WAT | HY | 5.1 | 5.1 | 0 | 16837 |  |  | 16837 | 0 |  | Electric Utility | N | OP |  | Non Combustion (NUC, WAT, WND, GEO, or SUN)
SSTLOGN | CA | Yuba City Cogen Partners | 52186 | GEN1 | NG | GT | 49 | 48.7 | 0 | 124335 | 0.82381 | 120976.5898 | 150927.1578 | 67758.3914 |  | IPP CHP | Y | OP
SSTLOGN | CA | Yuba City Energy Center | 55813 | CTG1 | NG | GT | 47.3 | 45 | 0 | 14753 |  |  | 14753 | 9567.9168 |  | IPP Non-CHP | N | OP
EXCLUDE | CA | ZCO | 56276 | WGNS | WND | WT | 1.6 | 1.6 | 0 | 3152 |  |  | 3152 | 0 |  | IPP Non-CHP | N | OP |  | Non Combustion (NUC, WAT, WND, GEO, or SUN)
EXCLUDE | CO | AFA Solar Farm | 57554 | AFA1 | SUN | PV | 5.5 | 5.5 | 0 | 5804 |  |  | 5804 | 0 |  | IPP Non-CHP | N | OP |  | Non Combustion (NUC, WAT, WND, GEO, or SUN)
EXCLUDE | CO | Airport Industrial | 7995 | IC1 | DFO | IC | 2.5 | 2.5 | 0 | 0 |  |  | 0 | 0 |  | Electric Utility | N | OP |  | Internal Combustion (PRMVR=IC)
EXCLUDE | CO | Airport Industrial | 7995 | IC2 | DFO | IC | 2.5 | 2.5 | 0 | 0 |  |  | 0 | 0 |  | Electric Utility | N | OP |  | Internal Combustion (PRMVR=IC)
EXCLUDE | CO | Airport Industrial | 7995 | IC3 | DFO | IC | 2.5 | 2.5 | 0 | 0 |  |  | 0 | 0 |  | Electric Utility | N | OP |  | Internal Combustion (PRMVR=IC)
EXCLUDE | CO | Airport Industrial | 7995 | IC4 | DFO | IC | 2.5 | 2.5 | 0 | 0 |  |  | 0 | 0 |  | Electric Utility | N | OP |  | Internal Combustion (PRMVR=IC)
SSTLOGN | CO | Alamosa | 464 | CT1 | NG | GT | 26.6 | 12.8 | 0 | 5702 |  |  | 5702 | 5901.9911 |  | Electric Utility | N | OP
SSTLOGN | CO | Alamosa | 464 | CT2 | NG | GT | 26.6 | 13.5 | 0 | 5702 |  |  | 5702 | 5901.9911 |  | Electric Utility | N | OP
EXCLUDE | CO | American Gypsum Cogeneration | 54630 | D-1 | DFO | IC | 1.6 | 1.2 | 0 | 0 |  |  | 0 | 0 |  | Industrial CHP | N | SB |  | Internal Combustion (PRMVR=IC)
EXCLUDE | CO | American Gypsum Cogeneration | 54630 | D-2 | DFO | IC | 1.6 | 1.2 | 0 | 0 |  |  | 0 | 0 |  | Industrial CHP | N | SB |  | Internal Combustion (PRMVR=IC)
EXCLUDE | CO | American Gypsum Cogeneration | 54630 | T-1 | NG | GT | 2.8 | 2.6 | 0 | 5342.75 | 0.79071 | 6433.4878 | 6756.9106 | 5600.8112 |  | Industrial CHP | Y | OP |  | Simple Cycle Turbine (PRMVR=GT or OT) unit under 25MW
EXCLUDE | CO | American Gypsum Cogeneration | 54630 | T-2 | NG | GT | 3.6 | 2.6 | 0 | 6869.25 | 0.79071 | 8271.6272 | 8687.4564 | 7201.043 |  | Industrial CHP | Y | OP |  | Simple Cycle Turbine (PRMVR=GT or OT) unit under 25MW
EXCLUDE | CO | Ames Hydro | 6207 | 1 | WAT | HY | 3.6 | 3.8 | 0 | 7617 |  |  | 7617 | 0 |  | Electric Utility | N | OP |  | Non Combustion (NUC, WAT, WND, GEO, or SUN)
EXCLUDE | CO | Arapahoe | 465 | 1 | SUB | ST | 44 | 45 | 0 | 0 |  |  | 0 | 0 |  | Electric Utility | N | RE | 2002 | Retired in 2002
EXCLUDE | CO | Arapahoe | 465 | 2 | SUB | ST | 44 | 45 | 0 | 0 |  |  | 0 | 0 |  | Electric Utility | N | RE | 2002 | Retired in 2002
COALST | CO | Arapahoe | 465 | 3 | SUB | ST | 40 | 44 | 755 | 186087 |  |  | 186087 | 351027.016 |  | Electric Utility | N | OP | 2014
COALST | CO | Arapahoe | 465 | 4 | SUB | ST | 112.5 | 109 | 1709 | 389108 |  |  | 389108 | 537061.102 |  | Electric Utility | N | OP
NGCC | CO | Arapahoe Combustion Turbine Project | 55200 | UN5 | NG | CC | 71.1 | 39 | 555 | 65511.6866 |  |  | 65511.6866 | 35037.0179 |  | Electric Utility/IPP Non-CHP | N | OP
NGCC | CO | Arapahoe Combustion Turbine Project | 55200 | UN6 | NG | CC | 71.1 | 39 | 555 | 65511.6866 |  |  | 65511.6866 | 35037.0179 |  | Electric Utility/IPP Non-CHP | N | OP
NGCC | CO | Arapahoe Combustion Turbine Project | 55200 | UN7 | NG | CC | 51.8 | 44.5 | 555 | 47728.6268 |  |  | 47728.6268 | 25526.2662 |  | Electric Utility/IPP Non-CHP | N | OP
EXCLUDE | CO | Baca Renewable Energy LLC | 57175 | BACA1 | WND | WT | 1.6 | 1.6 | 0 | 0 |  |  | 0 | 0 |  | IPP Non-CHP | N | P |  | Non Combustion (NUC, WAT, WND, GEO, or SUN)
EXCLUDE | CO | Belmar Solar Array | 56861 | 1 | SUN | PV | 0.2 | 0.2 | 0 | 298.6087 |  |  | 298.6087 | 0 |  | IPP Non-CHP | N | OP |  | Non Combustion (NUC, WAT, WND, GEO, or SUN)
EXCLUDE | CO | Belmar Solar Array | 56861 | 2 | SUN | PV | 0.2 | 0.2 | 0 | 298.6087 |  |  | 298.6087 | 0 |  | IPP Non-CHP | N | OP |  | Non Combustion (NUC, WAT, WND, GEO, or SUN)
EXCLUDE | CO | Belmar Solar Array | 56861 | 3 | SUN | PV | 0.2 | 0.2 | 0 | 298.6087 |  |  | 298.6087 | 0 |  | IPP Non-CHP | N | OP |  | Non Combustion (NUC, WAT, WND, GEO, or SUN)
EXCLUDE | CO | Belmar Solar Array | 56861 | 4 | SUN | PV | 0.5 | 0.5 | 0 | 746.5219 |  |  | 746.5219 | 0 |  | IPP Non-CHP | N | OP |  | Non Combustion (NUC, WAT, WND, GEO, or SUN)
EXCLUDE | CO | Belmar Solar Array | 56861 | 5 | SUN | PV | 0.5 | 0.5 | 0 | 746.5219 |  |  | 746.5219 | 0 |  | IPP Non-CHP | N | OP |  | Non Combustion (NUC, WAT, WND, GEO, or SUN)
EXCLUDE | CO | Big Thompson | 515 | 1 | WAT | HY | 4.5 | 5.2 | 0 | 11456 |  |  | 11456 | 0 |  | Electric Utility | N | OP |  | Non Combustion (NUC, WAT, WND, GEO, or SUN)
EXCLUDE | CO | Blue Mesa | 512 | 1 | WAT | HY | 43.2 | 43.2 | 0 | 164703 |  |  | 164703 | 0 |  | Electric Utility | N | OP |  | Non Combustion (NUC, WAT, WND, GEO, or SUN)
EXCLUDE | CO | Blue Mesa | 512 | 2 | WAT | HY | 43.2 | 43.2 | 0 | 164703 |  |  | 164703 | 0 |  | Electric Utility | N | OP |  | Non Combustion (NUC, WAT, WND, GEO, or SUN)
SSTLOGN | CO | Blue Spruce Energy Center | 55645 | CT01 | NG | GT | 198.9 | 130 | 2707 | 145719.4985 |  |  | 145719.4985 | 116261.194 |  | Electric Utility | N | OP
SSTLOGN | CO | Blue Spruce Energy Center | 55645 | CT02 | NG | GT | 198.9 | 134 | 2707 | 145719.4985 |  |  | 145719.4985 | 95001.174 |  | Electric Utility | N | OP
EXCLUDE | CO | Boulder Canyon Hydro | 466 | 1 | WAT | HY | 10 | 10 | 0 | 11524 |  |  | 11524 | 0 |  | IPP Non-CHP | N | OP |  | Non Combustion (NUC, WAT, WND, GEO, or SUN)
EXCLUDE | CO | Boulder Canyon Hydro | 466 | 2 | WAT | HY | 10 | 5 | 0 | 0 |  |  | 0 | 0 |  | IPP Non-CHP | N | RE | 2001 | Non Combustion (NUC, WAT, WND, GEO, or SUN)
EXCLUDE | CO | Boulder City Betasso Hydroelectric Plant | 54680 | 1 | WAT | HY | 3 | 3 | 0 | 9199 |  |  | 9199 | 0 |  | IPP Non-CHP | N | OP |  | Non Combustion (NUC, WAT, WND, GEO, or SUN)
EXCLUDE | CO | Boulder City Lakewood Hydro | 54679 | 1 | WAT | HY | 3.5 | 3.5 | 0 | 9199 |  |  | 9199 | 0 |  | IPP Non-CHP | N | OP |  | Non Combustion (NUC, WAT, WND, GEO, or SUN)
EXCLUDE | CO | Boulder City Silver Lake Hydro | 55931 | 1 | WAT | HY | 3.3 | 3.3 | 0 | 14779 |  |  | 14779 | 0 |  | IPP Non-CHP | N | OP |  | Non Combustion (NUC, WAT, WND, GEO, or SUN)
NGCC | CO | Brush Generation Facility | 10682 | GT1 | NG | CC | 25 | 25 | 734 | 3974.9666 |  |  | 3974.9666 | 1576.3 |  | Electric Utility/IPP Non-CHP | N | OP
NGCC | CO | Brush Generation Facility | 10682 | GT2 | NG | CC | 25 | 25 | 734 | 3974.9666 |  |  | 3974.9666 | 1576.3 |  | Electric Utility/IPP Non-CHP | N | OP
NGCC | CO | Brush Generation Facility | 10682 | GT3 | NG | CC | 37 | 32 | 0 | 5882.9506 |  |  | 5882.9506 | 2332.9241 |  | IPP Non-CHP | N | OP
EXCLUDE | CO | Brush Generation Facility | 10682 | GT4 | NG | CC | 23.8 | 25 | 0 | 3784.1682 |  |  | 3784.1682 | 1500.6376 |  | IPP Non-CHP | N | OP |  | Combined Cycle (PRMVR=CC) unit under 25MW
EXCLUDE | CO | Brush Generation Facility | 10682 | GT5 | NG | CC | 23.8 | 25 | 0 | 3784.1682 |  |  | 3784.1682 | 1500.6376 |  | IPP Non-CHP | N | OP |  | Combined Cycle (PRMVR=CC) unit under 25MW
NGCC | CO | Brush Generation Facility | 10682 | ST1 | NG | CC | 38 | 30 | 734 | 6041.9493 |  |  | 6041.9493 | 2395.9761 |  | Electric Utility/IPP Non-CHP | N | OP
NGCC | CO | Brush Generation Facility | 10682 | ST2 | NG | CC | 37 | 40 | 0 | 5882.9506 |  |  | 5882.9506 | 2332.9241 |  | IPP Non-CHP | N | OP
NGCC | CO | Brush Generation Facility | 10682 | ST4 | NG | CC | 90 | 90 | 0 | 14309.8798 |  |  | 14309.8798 | 5674.6801 |  | IPP Non-CHP | N | OP
SSTLOGN | CO | Burlington | 6619 | 1 | DFO | GT | 64.7 | 50 | 0 | 2246.5 |  |  | 2246.5 | 2248.7148 |  | Electric Utility | N | SB
SSTLOGN | CO | Burlington | 6619 | 2 | DFO | GT | 64.7 | 50 | 0 | 2246.5 |  |  | 2246.5 | 2248.7148 |  | Electric Utility | N | SB
EXCLUDE | CO | Burlington City of | 490 | 1 | DFO | IC | 1.2 | 1 | 0 | 0 |  |  | 0 | 0 |  | Electric Utility | N | SB |  | Internal Combustion (PRMVR=IC)
EXCLUDE | CO | Burlington City of | 490 | 2 | DFO | IC | 2.8 | 2.5 | 0 | 0 |  |  | 0 | 0 |  | Electric Utility | N | SB |  | Internal Combustion (PRMVR=IC)
EXCLUDE | CO | Burlington City of | 490 | 3 | DFO | IC | 2.5 | 2.2 | 0 | 0 |  |  | 0 | 0 |  | Electric Utility | N | SB |  | Internal Combustion (PRMVR=IC)
EXCLUDE | CO | Burlington City of | 490 | 4 | DFO | IC | 1 | 0.8 | 0 | 0 |  |  | 0 | 0 |  | Electric Utility | N | SB |  | Internal Combustion (PRMVR=IC)
EXCLUDE | CO | Busch Ranch Wind Energy Farm | 57980 | WTG | WND | WT | 29 | 11 | 0 | 0 |  |  | 0 | 0 |  | IPP Non-CHP | N | P |  | Non Combustion (NUC, WAT, WND, GEO, or SUN)
EXCLUDE | CO | Cabin Creek | 467 | A | WAT | PS | 150 | 162 | 0 | -79528 |  |  | -79528 | 0 |  | Electric Utility | N | OP |  | Non Combustion (NUC, WAT, WND, GEO, or SUN)
EXCLUDE | CO | Cabin Creek | 467 | B | WAT | PS | 150 | 162 | 0 | -79528 |  |  | -79528 | 0 |  | Electric Utility | N | OP |  | Non Combustion (NUC, WAT, WND, GEO, or SUN)
EXCLUDE | CO | Cameo | 468 | 1 | BIT | ST | 25 | 23.7 | 0 | 0 |  |  | 0 | 0 |  | Electric Utility | N | RE | 2010 | Retired in 2010
EXCLUDE | CO | Cameo | 468 | 2 | BIT | ST | 50 | 49 | 0 | 0 |  |  | 0 | 0 |  | Electric Utility | N | RE | 2010 | Retired in 2010
EXCLUDE | CO | Carson Solar I | 57509 | 1 | SUN | PV | 2 | 1.5 | 0 | 3126 |  |  | 3126 | 0 |  | IPP Non-CHP | N | OP |  | Non Combustion (NUC, WAT, WND, GEO, or SUN)
EXCLUDE | CO | Castle Creek Hydroplant | 56566 | 1 | WAT | HY | 1.2 | 1.2 | 0 | 0 |  |  | 0 | 0 |  | Electric Utility | N | P |  | Non Combustion (NUC, WAT, WND, GEO, or SUN)
EXCLUDE | CO | Cedar Creek II | 57210 | 1 | WND | WT | 250.8 | 250.8 | 0 | 508691 |  |  | 508691 | 0 |  | IPP Non-CHP | N | OP |  | Non Combustion (NUC, WAT, WND, GEO, or SUN)
EXCLUDE | CO | Cedar Creek Wind | 56371 | 1 | WND | WT | 300.5 | 300 | 0 | 891305 |  |  | 891305 | 0 |  | IPP Non-CHP | N | OP |  | Non Combustion (NUC, WAT, WND, GEO, or SUN)
EXCLUDE | CO | Cedar Point Wind | 57315 | 1-139 | WND | WT | 252 | 243 | 0 | 316018 |  |  | 316018 | 0 |  | IPP Non-CHP | N | OP |  | Non Combustion (NUC, WAT, WND, GEO, or SUN)
EXCLUDE | CO | Center | 491 | 3 | DFO | IC | 0.5 | 0.5 | 0 | 0 |  |  | 0 | 0 |  | Electric Utility | N | SB |  | Internal Combustion (PRMVR=IC)
EXCLUDE | CO | Center | 491 | 5 | DFO | IC | 1 | 1 | 0 | 0 |  |  | 0 | 0 |  | Electric Utility | N | SB |  | Internal Combustion (PRMVR=IC)
COALST | CO | Cherokee | 469 | 1 | BIT | ST | 125 | 107 | 1420 | 682864 |  |  | 682864 | 900194.717 |  | Electric Utility | N | OP | 2012
COALST | CO | Cherokee | 469 | 2 | BIT | ST | 125 | 106 | 0 | 502954 |  |  | 502954 | 695415.4929 |  | Electric Utility | N | RE | 2011
COALST | CO | Cherokee | 469 | 3 | BIT | ST | 170.5 | 152 | 2355 | 816162 |  |  | 816162 | 989707.737 |  | Electric Utility | N | OP | 2015
COALST | CO | Cherokee | 469 | 4 | BIT | ST | 380.8 | 352 | 4725 | 1952148 |  |  | 1952148 | 2280249.513 |  | Electric Utility | N | OP
EXCLUDE | CO | Cherokee | 469 | 5 | NG | CC | 194 | 194 | 0 | 0 |  |  | 0 | 0 |  | Electric Utility | N | L |  | Status of operation (IP,L,P,T,or U)
EXCLUDE | CO | Cherokee | 469 | 6 | NG | CC | 194 | 194 | 0 | 0 |  |  | 0 | 0 |  | Electric Utility | N | L |  | Status of operation (IP,L,P,T,or U)
EXCLUDE | CO | Cherokee | 469 | 7 | NG | CC | 255 | 255 | 0 | 0 |  |  | 0 | 0 |  | Electric Utility | N | L |  | Status of operation (IP,L,P,T,or U)
EXCLUDE | CO | City & County of Denver at Denver Int'l | 57645 | PV1 | SUN | PV | 3.4 | 3.4 | 0 | 3892 |  |  | 3892 | 0 |  | IPP Non-CHP | N | OP |  | Non Combustion (NUC, WAT, WND, GEO, or SUN)
EXCLUDE | CO | City of Boulder WWTP | 57681 | 1 | SUN | PV | 1 | 0.9 | 0 | 1529 |  |  | 1529 | 0 |  | IPP Non-CHP | N | OP |  | Non Combustion (NUC, WAT, WND, GEO, or SUN)
EXCLUDE | CO | Cogentrix of Alamosa | 57368 | 1 | SUN | PV | 30 | 30 | 0 | 0 |  |  | 0 | 0 |  | IPP Non-CHP | N | V |  | Non Combustion (NUC, WAT, WND, GEO, or SUN)
EXCLUDE | CO | Colorado Energy Nations Company | 10003 | GEN1 | BIT | ST | 7.5 | 10 | 0 | 46830.953 | 0.16794 | 1055578.5934 | 278860.2452 | 165708.4994 |  | IPP CHP | Y | OP |  | Steam unit (PRMVR=ST) under 25MW/250 MMBtu/hr
EXCLUDE | CO | Colorado Energy Nations Company | 10003 | GEN2 | BIT | ST | 7.5 | 10 | 0 | 57688.104 | 0.16794 | 1300300.8432 | 343510.3878 | 204125.8727 |  | IPP CHP | Y | OP |  | Steam unit (PRMVR=ST) under 25MW/250 MMBtu/hr
EXCLUDE | CO | Colorado Energy Nations Company | 10003 | GEN3 | BIT | ST | 20 | 20 | 0 | 79439.857 | 0.16794 | 1790589.4956 | 473033.6793 | 281093.1372 |  | IPP CHP | Y | OP |  | Steam unit (PRMVR=ST) under 25MW/250 MMBtu/hr
EXCLUDE | CO | Colorado Energy Nations Company | 10003 | VBPT | BIT | ST | 0.4 | 0.4 | 0 | 2078.6318 | 0.16794 | 46852.7571 | 12377.4501 | 7355.1131 |  | IPP CHP | Y | SB |  | Steam unit (PRMVR=ST) under 25MW/250 MMBtu/hr
EXCLUDE | CO | Colorado Green Holdings LLC | 56173 | CG | WND | WT | 162 | 162 | 0 | 249196 |  |  | 249196 | 0 |  | IPP Non-CHP | N | OP |  | Non Combustion (NUC, WAT, WND, GEO, or SUN)
EXCLUDE | CO | Colorado Highlands Wind | 57174 | CHW1 | WND | WT | 67 | 67 | 0 | 0 |  |  | 0 | 0 |  | IPP Non-CHP | N | P |  | Non Combustion (NUC, WAT, WND, GEO, or SUN)
COALST | CO | Comanche | 470 | 1 | SUB | ST | 382.5 | 325 | 3363 | 1797526 |  |  | 1797526 | 1861222.833 |  | Electric Utility | N | OP
COALST | CO | Comanche | 470 | 2 | SUB | ST | 396 | 335 | 3750 | 1905219 |  |  | 1905219 | 2216032.734 |  | Electric Utility | N | OP
COALST | CO | Comanche | 470 | 3 | SUB | ST | 856.8 | 766 | 9050 | 3791791 |  |  | 3791791 | 3864524.931 |  | Electric Utility | N | OP
COALST | CO | Craig | 6021 | 1 | SUB | ST | 446.4 | 428 | 6000 | 2716311 |  |  | 2716311 | 3003021.71 |  | Electric Utility | N | OP
COALST | CO | Craig | 6021 | 2 | SUB | ST | 446.4 | 428 | 6000 | 3088287 |  |  | 3088287 | 3495172.122 |  | Electric Utility | N | OP
COALST | CO | Craig | 6021 | 3 | SUB | ST | 534.8 | 448 | 6000 | 3258456 |  |  | 3258456 | 3511306.792 |  | Electric Utility | N | OP
EXCLUDE | CO | Crystal | 6159 | 1 | WAT | HY | 28 | 35 | 0 | 198846 |  |  | 198846 | 0 |  | Electric Utility | N | OP |  | Non Combustion (NUC, WAT, WND, GEO, or SUN)
EXCLUDE | CO | DADS Gas Recovery | 56530 | GEN1 | LFG | IC | 0.8 | 0.8 | 0 | 0 |  |  | 0 | 0 |  | IPP Non-CHP | N | OP |  | Internal Combustion (PRMVR=IC)
EXCLUDE | CO | DADS Gas Recovery | 56530 | GEN2 | LFG | IC | 0.8 | 0.8 | 0 | 0 |  |  | 0 | 0 |  | IPP Non-CHP | N | OP |  | Internal Combustion (PRMVR=IC)
EXCLUDE | CO | DADS Gas Recovery | 56530 | GEN3 | LFG | IC | 0.8 | 0.8 | 0 | 0 |  |  | 0 | 0 |  | IPP Non-CHP | N | OP |  | Internal Combustion (PRMVR=IC)
EXCLUDE | CO | DADS Gas Recovery | 56530 | GEN4 | LFG | IC | 0.8 | 0.8 | 0 | 0 |  |  | 0 | 0 |  | IPP Non-CHP | N | OP |  | Internal Combustion (PRMVR=IC)
EXCLUDE | CO | Delta | 496 | 1 | NG | IC | 0.8 | 0.8 | 0 | 0 |  |  | 0 | 0 |  | Electric Utility | N | OP |  | Internal Combustion (PRMVR=IC)
EXCLUDE | CO | Delta | 496 | 2 | NG | IC | 0.4 | 0.4 | 0 | 0 |  |  | 0 | 0 |  | Electric Utility | N | OP |  | Internal Combustion (PRMVR=IC)
EXCLUDE | CO | Delta | 496 | 3 | DFO | IC | 0.1 | 0.1 | 0 | 0 |  |  | 0 | 0 |  | Electric Utility | N | OP |  | Internal Combustion (PRMVR=IC)
EXCLUDE | CO | Delta | 496 | 4 | DFO | IC | 0.1 | 0.1 | 0 | 0 |  |  | 0 | 0 |  | Electric Utility | N | OP |  | Internal Combustion (PRMVR=IC)
EXCLUDE | CO | Delta | 496 | 5 | DFO | IC | 0.1 | 0.1 | 0 | 0 |  |  | 0 | 0 |  | Electric Utility | N | OP |  | Internal Combustion (PRMVR=IC)
EXCLUDE | CO | Delta | 496 | 6 | NG | IC | 1.2 | 1.2 | 0 | 0 |  |  | 0 | 0 |  | Electric Utility | N | OP |  | Internal Combustion (PRMVR=IC)
EXCLUDE | CO | Delta | 496 | 7 | NG | IC | 2.1 | 1.8 | 0 | 0 |  |  | 0 | 0 |  | Electric Utility | N | OP |  | Internal Combustion (PRMVR=IC)
EXCLUDE | CO | Denver Int Airport | 56815 | 1 | SUN | PV | 1.9 | 1.9 | 0 | 3286.8 |  |  | 3286.8 | 0 |  | IPP Non-CHP | N | OP |  | Non Combustion (NUC, WAT, WND, GEO, or SUN)
EXCLUDE | CO | Dillon Hydro Plant | 10421 | GEN1 | WAT | HY | 1.8 | 1.8 | 0 | 12473.01 |  |  | 12473.01 | 0 |  | IPP Non-CHP | N | OP |  | Non Combustion (NUC, WAT, WND, GEO, or SUN)
EXCLUDE | CO | DOE Golden NREL Main Campus | 57694 | MESA | SUN | PV | 0.7 | 0.7 | 0 | 918.1667 |  |  | 918.1667 | 0 |  | Commercial Non-CHP | N | OP |  | Non Combustion (NUC, WAT, WND, GEO, or SUN)
EXCLUDE | CO | DOE Golden NREL Main Campus | 57694 | PARKG | SUN | PV | 0.5 | 0.5 | 0 | 0 |  |  | 0 | 0 |  | Commercial Non-CHP | N | T |  | Non Combustion (NUC, WAT, WND, GEO, or SUN)
EXCLUDE | CO | DOE Golden NREL Main Campus | 57694 | PARKL | SUN | PV | 0.5 | 0.5 | 0 | 655.8333 |  |  | 655.8333 | 0 |  | Commercial Non-CHP | N | OP |  | Non Combustion (NUC, WAT, WND, GEO, or SUN)
EXCLUDE | CO | DOE Golden NREL Main Campus | 57694 | RSF1 | SUN | PV | 0.5 | 0.5 | 0 | 655.8333 |  |  | 655.8333 | 0 |  | Commercial Non-CHP | N | OP |  | Non Combustion (NUC, WAT, WND, GEO, or SUN)
EXCLUDE | CO | DOE Golden NREL Main Campus | 57694 | RSF2 | SUN | PV | 0.4 | 0.4 | 0 | 0 |  |  | 0 | 0 |  | Commercial Non-CHP | N | U |  | Non Combustion (NUC, WAT, WND, GEO, or SUN)
EXCLUDE | CO | DOE Golden NREL Main Campus | 57694 | STF | SUN | PV | 0.1 | 0.1 | 0 | 131.1667 |  |  | 131.1667 | 0 |  | Commercial Non-CHP | N | OP |  | Non Combustion (NUC, WAT, WND, GEO, or SUN)
EXCLUDE | CO | DOE Golden NWTC Load Side | 57692 | SEPV | SUN | PV | 1 | 1.1 | 0 | 1689 |  |  | 1689 | 0 |  | Commercial Non-CHP | N | OP |  | Non Combustion (NUC, WAT, WND, GEO, or SUN)
EXCLUDE | CO | DOE Golden NWTC Turbine Side | 57693 | ALSTO | WND | WT | 3 | 3 | 0 | 1889.3182 |  |  | 1889.3182 | 0 |  | Commercial Non-CHP | N | OP |  | Non Combustion (NUC, WAT, WND, GEO, or SUN)
EXCLUDE | CO | DOE Golden NWTC Turbine Side | 57693 | GAMES | WND | WT | 2 | 2 | 0 | 1259.5455 |  |  | 1259.5455 | 0 |  | Commercial Non-CHP | N | OP |  | Non Combustion (NUC, WAT, WND, GEO, or SUN)
EXCLUDE | CO | DOE Golden NWTC Turbine Side | 57693 | GEDOE | WND | WT | 1.5 | 1.5 | 0 | 944.6591 |  |  | 944.6591 | 0 |  | Commercial Non-CHP | N | OP |  | Non Combustion (NUC, WAT, WND, GEO, or SUN)
EXCLUDE | CO | DOE Golden NWTC Turbine Side | 57693 | SIEM | WND | WT | 2.3 | 2.3 | 0 | 1448.4773 |  |  | 1448.4773 | 0 |  | Commercial Non-CHP | N | OP |  | Non Combustion (NUC, WAT, WND, GEO, or SUN)
EXCLUDE | CO | Estes | 513 | 1 | WAT | HY | 15 | 17.2 | 0 | 39343.3333 |  |  | 39343.3333 | 0 |  | Electric Utility | N | OP |  | Non Combustion (NUC, WAT, WND, GEO, or SUN)
EXCLUDE | CO | Estes | 513 | 2 | WAT | HY | 15 | 17.2 | 0 | 39343.3333 |  |  | 39343.3333 | 0 |  | Electric Utility | N | OP |  | Non Combustion (NUC, WAT, WND, GEO, or SUN)
EXCLUDE | CO | Estes | 513 | 3 | WAT | HY | 15 | 17.2 | 0 | 39343.3333 |  |  | 39343.3333 | 0 |  | Electric Utility | N | OP |  | Non Combustion (NUC, WAT, WND, GEO, or SUN)
EXCLUDE | CO | Flatiron | 518 | 1 | WAT | HY | 43 | 43 | 0 | 114693 |  |  | 114693 | 0 |  | Electric Utility | N | OP |  | Non Combustion (NUC, WAT, WND, GEO, or SUN)
EXCLUDE | CO | Flatiron | 518 | 2 | WAT | HY | 43 | 43 | 0 | 114693 |  |  | 114693 | 0 |  | Electric Utility | N | OP |  | Non Combustion (NUC, WAT, WND, GEO, or SUN)
EXCLUDE | CO | Flatiron | 518 | 3 | WAT | PS | 8.5 | 8.5 | 0 | 9349 |  |  | 9349 | 0 |  | Electric Utility | N | OP |  | Non Combustion (NUC, WAT, WND, GEO, or SUN)
EXCLUDE | CO | Foothills Hydro Plant | 10070 | GEN1 | WAT | HY | 3.1 | 3.1 | 0 | 11770.11 |  |  | 11770.11 | 0 |  | IPP Non-CHP | N | OP |  | Non Combustion (NUC, WAT, WND, GEO, or SUN)
SSTLOGN | CO | Fort Lupton | 8067 | 1 | NG | GT | 39.2 | 44.7 | 0 | 1998 |  |  | 1998 | 2394.6238 |  | Electric Utility | N | OP
SSTLOGN | CO | Fort Lupton | 8067 | 2 | NG | GT | 39.2 | 44.7 | 0 | 1998 |  |  | 1998 | 2394.6238 |  | Electric Utility | N | OP
NGCC | CO | Fort St Vrain | 6112 | 1 | NG | CC | 342.6 | 301 | 2242 | 1313534.4791 |  |  | 1313534.4791 | 603212.788 |  | Electric Utility | N | OP
NGCC | CO | Fort St Vrain | 6112 | 2 | NG | CC | 175.1 | 123 | 2242 | 671336.507 |  |  | 671336.507 | 308297.0203 |  | Electric Utility | N | OP
NGCC | CO | Fort St Vrain | 6112 | 3 | NG | CC | 175.1 | 128 | 2242 | 671336.507 |  |  | 671336.507 | 308297.0203 |  | Electric Utility | N | OP
NGCC | CO | Fort St Vrain | 6112 | 4 | NG | CC | 175.1 | 128 | 2242 | 671336.507 |  |  | 671336.507 | 308297.0203 |  | Electric Utility | N | OP
SSTLOGN | CO | Fort St Vrain | 6112 | 5 | NG | GT | 140.3 | 145 | 1700 | 59769.5 |  |  | 59769.5 | 52324.593 |  | Electric Utility | N | OP
SSTLOGN | CO | Fort St Vrain | 6112 | 6 | NG | GT | 140.3 | 144 | 1700 | 59769.5 |  |  | 59769.5 | 33819.831 |  | Electric Utility | N | OP
SSTLOGN | CO | Fountain Valley Power Facility | 55453 | S1 | NG | GT | 38 | 39 | 440 | 60200 |  |  | 60200 | 49143.907 |  | Electric Utility/IPP Non-CHP | N | OP
SSTLOGN | CO | Fountain Valley Power Facility | 55453 | S2 | NG | GT | 38 | 39 | 425 | 60200 |  |  | 60200 | 35183.813 |  | Electric Utility/IPP Non-CHP | N | OP
SSTLOGN | CO | Fountain Valley Power Facility | 55453 | S3 | NG | GT | 38 | 39 | 420 | 60200 |  |  | 60200 | 47796.384 |  | Electric Utility/IPP Non-CHP | N | OP
SSTLOGN | CO | Fountain Valley Power Facility | 55453 | S4 | NG | GT | 38 | 39 | 420 | 60200 |  |  | 60200 | 32493.725 |  | Electric Utility/IPP Non-CHP | N | OP
SSTLOGN | CO | Fountain Valley Power Facility | 55453 | S5 | NG | GT | 38 | 39 | 420 | 60200 |  |  | 60200 | 44016.537 |  | Electric Utility/IPP Non-CHP | N | OP
SSTLOGN | CO | Fountain Valley Power Facility | 55453 | S6 | NG | GT | 38 | 39 | 420 | 60200 |  |  | 60200 | 29578.211 |  | Electric Utility/IPP Non-CHP | N | OP
SSTLOGN | CO | Frank Knutson | 55505 | BR1 | NG | GT | 77.1 | 67 | 912 | 4022 |  |  | 4022 | 3650.057 |  | Electric Utility | N | OP
SSTLOGN | CO | Frank Knutson | 55505 | BR2 | NG | GT | 77.1 | 67 | 906 | 4022 |  |  | 4022 | 3486.153 |  | Electric Utility | N | OP
NGCC | CO | Front Range Power Plant | 55283 | 1 | NG | CC | 154 | 132.4 | 2100 | 371126.6211 |  |  | 371126.6211 | 184550.0065 |  | Electric Utility | N | OP
NGCC | CO | Front Range Power Plant | 55283 | 2 | NG | CC | 154 | 132.7 | 2100 | 371126.6211 |  |  | 371126.6211 | 184550.0065 |  | Electric Utility | N | OP
NGCC | CO | Front Range Power Plant | 55283 | 3 | NG | CC | 233 | 196.4 | 2100 | 561509.7579 |  |  | 561509.7579 | 279221.763 |  | Electric Utility | N | OP
SSTLOGN | CO | Fruita | 471 | 1 | NG | GT | 26.6 | 18 | 0 | 289 |  |  | 289 | 562.6983 |  | Electric Utility | N | OP
EXCLUDE | CO | George Birdsall | 493 | 1 | NG | ST | 17.3 | 16 | 0 | 518 |  |  | 518 | 529.5114 |  | Electric Utility | N | OP |  | Steam unit (PRMVR=ST) under 25MW/250 MMBtu/hr
EXCLUDE | CO | George Birdsall | 493 | 2 | NG | ST | 18.8 | 16 | 0 | 1031 |  |  | 1031 | 690.0347 |  | Electric Utility | N | OP |  | Steam unit (PRMVR=ST) under 25MW/250 MMBtu/hr
EXCLUDE | CO | George Birdsall | 493 | 3 | NG | ST | 23.5 | 23 | 0 | 591 |  |  | 591 | 604.1337 |  | Electric Utility | N | OP |  | Steam unit (PRMVR=ST) under 25MW/250 MMBtu/hr
EXCLUDE | CO | Georgetown | 472 | 1 | WAT | HY | 0.6 | 0.8 | 0 | 2466.5 |  |  | 2466.5 | 0 |  | Electric Utility | N | OP |  | Non Combustion (NUC, WAT, WND, GEO, or SUN)
EXCLUDE | CO | Georgetown | 472 | 2 | WAT | HY | 0.6 | 0.8 | 0 | 2466.5 |  |  | 2466.5 | 0 |  | Electric Utility | N | OP |  | Non Combustion (NUC, WAT, WND, GEO, or SUN)
EXCLUDE | CO | Grand Valley Project Power Plant | 473 | 1 | WAT | HY | 1.5 | 1.6 | 0 | 5123 |  |  | 5123 | 0 |  | Electric Utility | N | OP |  | Non Combustion (NUC, WAT, WND, GEO, or SUN)
EXCLUDE | CO | Grand Valley Project Power Plant | 473 | 2 | WAT | HY | 1.5 | 1.6 | 0 | 5123 |  |  | 5123 | 0 |  | Electric Utility | N | OP |  | Non Combustion (NUC, WAT, WND, GEO, or SUN)
EXCLUDE | CO | Greater Sandhill I | 57377 | GS-P1 | SUN | PV | 10 | 10 | 0 | 25716.8421 |  |  | 25716.8421 | 0 |  | IPP Non-CHP | N | OP |  | Non Combustion (NUC, WAT, WND, GEO, or SUN)
EXCLUDE | CO | Greater Sandhill I | 57377 | GS-P2 | SUN | PV | 9 | 9 | 0 | 23145.1579 |  |  | 23145.1579 | 0 |  | IPP Non-CHP | N | OP |  | Non Combustion (NUC, WAT, WND, GEO, or SUN)
EXCLUDE | CO | Green Mountain | 516 | 1 | WAT | HY | 13 | 13 | 0 | 41023 |  |  | 41023 | 0 |  | Electric Utility | N | OP |  | Non Combustion (NUC, WAT, WND, GEO, or SUN)
EXCLUDE | CO | Green Mountain | 516 | 2 | WAT | HY | 13 | 13 | 0 | 41023 |  |  | 41023 | 0 |  | Electric Utility | N | OP |  | Non Combustion (NUC, WAT, WND, GEO, or SUN)
EXCLUDE | CO | Gross Hydro Plant | 10424 | GEN1 | WAT | HY | 7.8 | 7.8 | 0 | 21591.9 |  |  | 21591.9 | 0 |  | IPP Non-CHP | N | OP |  | Non Combustion (NUC, WAT, WND, GEO, or SUN)
COALST | CO | Hayden | 525 | 1 | BIT | ST | 163.2 | 184 | 2365 | 1364278 |  |  | 1364278 | 1761080.443 |  | Electric Utility | N | OP
COALST | CO | Hayden | 525 | 2 | BIT | ST | 275.4 | 262 | 3000 | 1464528 |  |  | 1464528 | 1619059.871 |  | Electric Utility | N | OP
EXCLUDE | CO | Hillcrest Pump Station | 54142 | GEN1 | WAT | HY | 2 | 2 | 0 | 8347.68 |  |  | 8347.68 | 0 |  | IPP Non-CHP | N | OP |  | Non Combustion (NUC, WAT, WND, GEO, or SUN)
EXCLUDE | CO | Holly | 502 | 1 | NG | IC | 0.2 | 0.2 | 0 | 0 |  |  | 0 | 0 |  | Electric Utility | N | RE | 2002 | Internal Combustion (PRMVR=IC)
EXCLUDE | CO | Holly | 502 | 2 | NG | IC | 0.2 | 0.2 | 0 | 0 |  |  | 0 | 0 |  | Electric Utility | N | RE | 2002 | Internal Combustion (PRMVR=IC)
EXCLUDE | CO | Holly | 502 | 5 | DFO | IC | 0.4 | 0.3 | 0 | 0 |  |  | 0 | 0 |  | Electric Utility | N | SB |  | Internal Combustion (PRMVR=IC)
EXCLUDE | CO | Holly | 502 | ARPA | DFO | IC | 2.2 | 2 | 0 | 0 |  |  | 0 | 0 |  | Electric Utility | N | RE | 2006 | Internal Combustion (PRMVR=IC)
EXCLUDE | CO | Holly | 502 | CAT | DFO | IC | 1.8 | 1.7 | 0 | 0 |  |  | 0 | 0 |  | Electric Utility | N | SB |  | Internal Combustion (PRMVR=IC)
EXCLUDE | CO | Holly | 502 | EMD | DFO | IC | 0.7 | 0.7 | 0 | 0 |  |  | 0 | 0 |  | Electric Utility | N | SB |  | Internal Combustion (PRMVR=IC)
EXCLUDE | CO | Julesburg | 504 | 1 | DFO | IC | 0.9 | 0.7 | 0 | 0 |  |  | 0 | 0 |  | Electric Utility | N | SB |  | Internal Combustion (PRMVR=IC)
EXCLUDE | CO | Julesburg | 504 | 2 | DFO | IC | 0.9 | 0.7 | 0 | 0 |  |  | 0 | 0 |  | Electric Utility | N | SB |  | Internal Combustion (PRMVR=IC)
EXCLUDE | CO | Julesburg | 504 | 3 | DFO | IC | 0.3 | 0.2 | 0 | 0 |  |  | 0 | 0 |  | Electric Utility | N | SB |  | Internal Combustion (PRMVR=IC)
EXCLUDE | CO | Julesburg | 504 | 4 | DFO | IC | 1.3 | 1.1 | 0 | 0 |  |  | 0 | 0 |  | Electric Utility | N | SB |  | Internal Combustion (PRMVR=IC)
EXCLUDE | CO | Julesburg | 504 | 5 | DFO | IC | 0.3 | 0.2 | 0 | 0 |  |  | 0 | 0 |  | Electric Utility | N | SB |  | Internal Combustion (PRMVR=IC)
EXCLUDE | CO | Kit Carson Windpower | 57244 | KCW | WND | WT | 51 | 51 | 0 | 182950 |  |  | 182950 | 0 |  | IPP Non-CHP | N | OP |  | Non Combustion (NUC, WAT, WND, GEO, or SUN)
EXCLUDE | CO | La Junta | 506 | 1 | DFO | IC | 0.6 | 0.5 | 0 | 0 |  |  | 0 | 0 |  | Electric Utility | N | RE | 2003 | Internal Combustion (PRMVR=IC)
EXCLUDE | CO | La Junta | 506 | 2 | DFO | IC | 0.7 | 0.5 | 0 | 0 |  |  | 0 | 0 |  | Electric Utility | N | SB |  | Internal Combustion (PRMVR=IC)
EXCLUDE | CO | La Junta | 506 | 3 | DFO | IC | 0.4 | 0.4 | 0 | 0 |  |  | 0 | 0 |  | Electric Utility | N | SB |  | Internal Combustion (PRMVR=IC)
EXCLUDE | CO | La Junta | 506 | 4 | DFO | IC | 1 | 1 | 0 | 0 |  |  | 0 | 0 |  | Electric Utility | N | SB |  | Internal Combustion (PRMVR=IC)
EXCLUDE | CO | La Junta | 506 | 5 | DFO | IC | 1.2 | 1.1 | 0 | 0 |  |  | 0 | 0 |  | Electric Utility | N | RE | 2003 | Internal Combustion (PRMVR=IC)
EXCLUDE | CO | La Junta | 506 | 6 | DFO | IC | 3 | 2.5 | 0 | 0 |  |  | 0 | 0 |  | Electric Utility | N | SB |  | Internal Combustion (PRMVR=IC)
EXCLUDE | CO | La Junta | 506 | 7 | DFO | IC | 3.5 | 3 | 0 | 0 |  |  | 0 | 0 |  | Electric Utility | N | SB |  | Internal Combustion (PRMVR=IC)
EXCLUDE | CO | La Junta | 506 | 8 | DFO | IC | 3.5 | 3 | 0 | 0 |  |  | 0 | 0 |  | Electric Utility | N | SB |  | Internal Combustion (PRMVR=IC)
EXCLUDE | CO | La Junta | 506 | 9 | DFO | IC | 5.1 | 4 | 0 | 0 |  |  | 0 | 0 |  | Electric Utility | N | SB |  | Internal Combustion (PRMVR=IC)
EXCLUDE | CO | Lamar Plant | 508 | 2 | NG | ST | 3 | 3 | 0 | 0 |  |  | 0 | 0 |  | Electric Utility | N | RE | 1989 | Steam unit (PRMVR=ST) under 25MW/250 MMBtu/hr
EXCLUDE | CO | Lamar Plant | 508 | 3 | NG | ST | 5 | 6 | 0 | 0 |  |  | 0 | 0 |  | Electric Utility | N | RE | 1989 | Steam unit (PRMVR=ST) under 25MW/250 MMBtu/hr
COALST | CO | Lamar Plant | 508 | 4 | SUB | ST | 25 | 25 | 0 | 40063 |  |  | 40063 | 99469.6082 |  | Electric Utility | N | OP
EXCLUDE | CO | Lamar Plant | 508 | 5 | NG | GT | 4.2 | 4.2 | 0 | 0 |  |  | 0 | 0 |  | Electric Utility | N | OP |  | Simple Cycle Turbine (PRMVR=GT or OT) unit under 25MW
EXCLUDE | CO | Lamar Plant | 508 | 6 | SUB | ST | 18.5 | 15 | 0 | 18049 |  |  | 18049 | 73607.5101 |  | Electric Utility | N | OP |  | Steam unit (PRMVR=ST) under 25MW/250 MMBtu/hr
EXCLUDE | CO | Lamar Plant | 508 | IC1 | DFO | IC | 1 | 1 | 0 | 0 |  |  | 0 | 0 |  | Electric Utility | N | SB |  | Internal Combustion (PRMVR=IC)
EXCLUDE | CO | Lamar Plant | 508 | IC2 | DFO | IC | 1 | 1 | 0 | 0 |  |  | 0 | 0 |  | Electric Utility | N | SB |  | Internal Combustion (PRMVR=IC)
EXCLUDE | CO | Lamar Plant | 508 | T1-T3 | WND | WT | 4.5 | 4 | 0 | 9273.75 |  |  | 9273.75 | 0 |  | Electric Utility | N | OP |  | Non Combustion (NUC, WAT, WND, GEO, or SUN)
EXCLUDE | CO | Lamar Plant | 508 | T4 | WND | WT | 1.5 | 1.5 | 0 | 3091.25 |  |  | 3091.25 | 0 |  | Electric Utility | N | OP |  | Non Combustion (NUC, WAT, WND, GEO, or SUN)
EXCLUDE | CO | Las Animas | 507 | 1 | DFO | IC | 0.3 | 0.3 | 0 | 0 |  |  | 0 | 0 |  | Electric Utility | N | OP |  | Internal Combustion (PRMVR=IC)
EXCLUDE | CO | Las Animas | 507 | 2 | DFO | IC | 0.3 | 0.3 | 0 | 0 |  |  | 0 | 0 |  | Electric Utility | N | OP |  | Internal Combustion (PRMVR=IC)
EXCLUDE | CO | Las Animas | 507 | 4 | DFO | IC | 1 | 1 | 0 | 0 |  |  | 0 | 0 |  | Electric Utility | N | OP |  | Internal Combustion (PRMVR=IC)
EXCLUDE | CO | Las Animas | 507 | 5 | DFO | IC | 1 | 1 | 0 | 0 |  |  | 0 | 0 |  | Electric Utility | N | OP |  | Internal Combustion (PRMVR=IC)
EXCLUDE | CO | Las Animas | 507 | 6 | DFO | IC | 3 | 2.5 | 0 | 0 |  |  | 0 | 0 |  | Electric Utility | N | OP |  | Internal Combustion (PRMVR=IC)
SSTLOGN | CO | Limon Generating Station | 55504 | L1 | NG | GT | 77.1 | 67 | 906 | 7963.5 |  |  | 7963.5 | 7436.2 |  | Electric Utility | N | OP
SSTLOGN | CO | Limon Generating Station | 55504 | L2 | NG | GT | 77.1 | 67 | 967.3 | 7963.5 |  |  | 7963.5 | 5747.911 |  | Electric Utility | N | OP
EXCLUDE | CO | Logan Wind Energy | 56613 | 1 | WND | WT | 201 | 201 | 0 | 626928 |  |  | 626928 | 0 |  | IPP Non-CHP | N | OP |  | Non Combustion (NUC, WAT, WND, GEO, or SUN)
EXCLUDE | CO | Lower Molina | 520 | 1 | WAT | HY | 4.8 | 4.8 | 0 | 17503 |  |  | 17503 | 0 |  | Electric Utility | N | OP |  | Non Combustion (NUC, WAT, WND, GEO, or SUN)
SSTLOGN | CO | Manchief Electric Generating Station | 55127 | UN1 | NG | GT | 150 | 132 | 1446 | 107895.5 |  |  | 107895.5 | 55713.345 |  | Electric Utility/IPP Non-CHP | N | OP
SSTLOGN | CO | Manchief Electric Generating Station | 55127 | UN2 | NG | GT | 150 | 132 | 1553 | 107895.5 |  |  | 107895.5 | 79194.545 |  | Electric Utility/IPP Non-CHP | N | OP
EXCLUDE | CO | Manitou Springs | 494 | 1 | WAT | HY | 2.5 | 2.5 | 0 | 6842.0833 |  |  | 6842.0833 | 0 |  | Electric Utility | N | OP |  | Non Combustion (NUC, WAT, WND, GEO, or SUN)
EXCLUDE | CO | Manitou Springs | 494 | 2 | WAT | HY | 2.5 | 2.6 | 0 | 6842.0833 |  |  | 6842.0833 | 0 |  | Electric Utility | N | OP |  | Non Combustion (NUC, WAT, WND, GEO, or SUN)
EXCLUDE | CO | Manitou Springs | 494 | 3 | WAT | HY | 1 | 0.5 | 0 | 2736.8333 |  |  | 2736.8333 | 0 |  | Electric Utility | N | OP |  | Non Combustion (NUC, WAT, WND, GEO, or SUN)
COALST | CO | Martin Drake | 492 | 5 | SUB | ST | 50 | 46 | 625 | 318665 |  |  | 318665 | 404678.286 |  | Electric Utility | N | OP
COALST | CO | Martin Drake | 492 | 6 | SUB | ST | 75 | 77 | 1075 | 414681 |  |  | 414681 | 546445.919 |  | Electric Utility | N | OP
COALST | CO | Martin Drake | 492 | 7 | SUB | ST | 132 | 131 | 1600 | 814129 |  |  | 814129 | 912221.577 |  | Electric Utility | N | OP
EXCLUDE | CO | Marys Lake | 517 | 1 | WAT | HY | 8.1 | 9.3 | 0 | 44026 |  |  | 44026 | 0 |  | Electric Utility | N | OP |  | Non Combustion (NUC, WAT, WND, GEO, or SUN)
EXCLUDE | CO | McPhee | 7372 | 1 | WAT | HY | 1.2 | 1.2 | 0 | 1539 |  |  | 1539 | 0 |  | Electric Utility | N | OP |  | Non Combustion (NUC, WAT, WND, GEO, or SUN)
EXCLUDE | CO | Metro Wastewater Reclamation District | 10180 | 1 | OBG | IC | 2 | 1.2 | 0 | 0 | 0.23825 | 0 | 0 | 0 |  | IPP CHP | Y | SB |  | Internal Combustion (PRMVR=IC)
EXCLUDE | CO | Metro Wastewater Reclamation District | 10180 | 2 | OBG | IC | 2 | 1.2 | 0 | 0 | 0.23825 | 0 | 0 | 0 |  | IPP CHP | Y | SB |  | Internal Combustion (PRMVR=IC)
EXCLUDE | CO | Metro Wastewater Reclamation District | 10180 | 3 | OBG | IC | 2 | 1.2 | 0 | 0 | 0.23825 | 0 | 0 | 0 |  | IPP CHP | Y | SB |  | Internal Combustion (PRMVR=IC)
EXCLUDE | CO | Metro Wastewater Reclamation District | 10180 | 4 | OBG | IC | 2 | 1.2 | 0 | 0 | 0.23825 | 0 | 0 | 0 |  | IPP CHP | Y | SB |  | Internal Combustion (PRMVR=IC)
EXCLUDE | CO | Metro Wastewater Reclamation District | 10180 | 5 | OBG | GT | 3.5 | 2.5 | 0 | 19366.27 | 0.40034 | 131969.4647 | 48374.7983 | 17100.3851 |  | IPP CHP | Y | OP |  | Non Fossil fuel type
EXCLUDE | CO | Metro Wastewater Reclamation District | 10180 | 6 | OBG | GT | 3.5 | 2.5 | 0 | 19366.27 | 0.40034 | 131969.4647 | 48374.7983 | 17100.3851 |  | IPP CHP | Y | OP |  | Non Fossil fuel type
EXCLUDE | CO | Morrow Point | 514 | 1 | WAT | HY | 86.6 | 86.6 | 0 | 213141.5 |  |  | 213141.5 | 0 |  | Electric Utility | N | OP |  | Non Combustion (NUC, WAT, WND, GEO, or SUN)
EXCLUDE | CO | Morrow Point | 514 | 2 | WAT | HY | 86.6 | 86.6 | 0 | 213141.5 |  |  | 213141.5 | 0 |  | Electric Utility | N | OP |  | Non Combustion (NUC, WAT, WND, GEO, or SUN)
EXCLUDE | CO | Mount Elbert | 6208 | 1 | WAT | PS | 100 | 115 | 0 | -46836 |  |  | -46836 | 0 |  | Electric Utility | N | OP |  | Non Combustion (NUC, WAT, WND, GEO, or SUN)
EXCLUDE | CO | Mount Elbert | 6208 | 2 | WAT | PS | 100 | 115 | 0 | -46836 |  |  | -46836 | 0 |  | Electric Utility | N | OP |  | Non Combustion (NUC, WAT, WND, GEO, or SUN)
EXCLUDE | CO | North Fork Hydro Plant | 10423 | GEN1 | WAT | HY | 5.5 | 5.5 | 0 | 16543.89 |  |  | 16543.89 | 0 |  | IPP Non-CHP | N | OP |  | Non Combustion (NUC, WAT, WND, GEO, or SUN)
EXCLUDE | CO | Northern Colorado Wind LLC | 57290 | GE | WND | WT | 22.5 | 22.5 | 0 | 73090.0172 |  |  | 73090.0172 | 0 |  | IPP Non-CHP | N | OP |  | Non Combustion (NUC, WAT, WND, GEO, or SUN)
EXCLUDE | CO | Northern Colorado Wind LLC | 57290 | SIEM | WND | WT | 151.8 | 151.8 | 0 | 493113.9828 |  |  | 493113.9828 | 0 |  | IPP Non-CHP | N | OP |  | Non Combustion (NUC, WAT, WND, GEO, or SUN)
EXCLUDE | CO | Nucla | 527 | 1 | BIT | ST | 11.5 | 12 | 189.7673 | 65210 |  |  | 65210 | 87074.5013 |  | Electric Utility | N | OP |  | Steam unit (PRMVR=ST) under 25MW/250 MMBtu/hr
EXCLUDE | CO | Nucla | 527 | 2 | BIT | ST | 11.5 | 12 | 181.9072 | 62509 |  |  | 62509 | 83467.8731 |  | Electric Utility | N | OP |  | Steam unit (PRMVR=ST) under 25MW/250 MMBtu/hr
EXCLUDE | CO | Nucla | 527 | 3 | BIT | ST | 11.5 | 12 | 183.2458 | 62969 |  |  | 62969 | 84082.1082 |  | Electric Utility | N | OP |  | Steam unit (PRMVR=ST) under 25MW/250 MMBtu/hr
COALST | CO | Nucla | 527 | ST4 | BIT | ST | 79.3 | 64 | 1170.0797 | 402076 |  |  | 402076 | 536889.5444 |  | Electric Utility | N | OP
EXCLUDE | CO | OREG 4 Peetz | 57134 | 1 | WH | OT | 4.5 | 3.2 | 0 | 15068 |  |  | 15068 | 0 |  | IPP Non-CHP | N | OP |  | Non Fossil fuel type
COALST | CO | Pawnee | 6248 | 1 | SUB | ST | 552.3 | 505 | 6000 | 2939559 |  |  | 2939559 | 3351660.683 |  | Electric Utility | N | OP
EXCLUDE | CO | Peetz Table Wind Energy | 56563 | GE | WND | WT | 199.5 | 199.5 | 0 | 656697 |  |  | 656697 | 0 |  | IPP Non-CHP | N | OP |  | Non Combustion (NUC, WAT, WND, GEO, or SUN)
EXCLUDE | CO | Plains End | 55650 | GE10 | NG | IC | 5.7 | 5.7 | 0 | 0 |  |  | 0 | 0 |  | IPP Non-CHP | N | OP |  | Internal Combustion (PRMVR=IC)
EXCLUDE | CO | Plains End | 55650 | GE11 | NG | IC | 5.7 | 5.7 | 0 | 0 |  |  | 0 | 0 |  | IPP Non-CHP | N | OP |  | Internal Combustion (PRMVR=IC)
EXCLUDE | CO | Plains End | 55650 | GE12 | NG | IC | 5.7 | 5.7 | 0 | 0 |  |  | 0 | 0 |  | IPP Non-CHP | N | OP |  | Internal Combustion (PRMVR=IC)
EXCLUDE | CO | Plains End | 55650 | GE13 | NG | IC | 5.7 | 5.7 | 0 | 0 |  |  | 0 | 0 |  | IPP Non-CHP | N | OP |  | Internal Combustion (PRMVR=IC)
EXCLUDE | CO | Plains End | 55650 | GE14 | NG | IC | 5.7 | 5.7 | 0 | 0 |  |  | 0 | 0 |  | IPP Non-CHP | N | OP |  | Internal Combustion (PRMVR=IC)
EXCLUDE | CO | Plains End | 55650 | GE15 | NG | IC | 5.7 | 5.7 | 0 | 0 |  |  | 0 | 0 |  | IPP Non-CHP | N | OP |  | Internal Combustion (PRMVR=IC)
EXCLUDE | CO | Plains End | 55650 | GE16 | NG | IC | 5.7 | 5.7 | 0 | 0 |  |  | 0 | 0 |  | IPP Non-CHP | N | OP |  | Internal Combustion (PRMVR=IC)
EXCLUDE | CO | Plains End | 55650 | GE17 | NG | IC | 5.7 | 5.7 | 0 | 0 |  |  | 0 | 0 |  | IPP Non-CHP | N | OP |  | Internal Combustion (PRMVR=IC)
EXCLUDE | CO | Plains End | 55650 | GE18 | NG | IC | 5.7 | 5.7 | 0 | 0 |  |  | 0 | 0 |  | IPP Non-CHP | N | OP |  | Internal Combustion (PRMVR=IC)
EXCLUDE | CO | Plains End | 55650 | GE19 | NG | IC | 5.7 | 5.7 | 0 | 0 |  |  | 0 | 0 |  | IPP Non-CHP | N | OP |  | Internal Combustion (PRMVR=IC)
EXCLUDE | CO | Plains End | 55650 | GE20 | NG | IC | 5.7 | 5.7 | 0 | 0 |  |  | 0 | 0 |  | IPP Non-CHP | N | OP |  | Internal Combustion (PRMVR=IC)
EXCLUDE | CO | Plains End | 55650 | GEN1 | NG | IC | 5.7 | 5.7 | 0 | 0 |  |  | 0 | 0 |  | IPP Non-CHP | N | OP |  | Internal Combustion (PRMVR=IC)
EXCLUDE | CO | Plains End | 55650 | GEN2 | NG | IC | 5.7 | 5.7 | 0 | 0 |  |  | 0 | 0 |  | IPP Non-CHP | N | OP |  | Internal Combustion (PRMVR=IC)
EXCLUDE | CO | Plains End | 55650 | GEN3 | NG | IC | 5.7 | 5.7 | 0 | 0 |  |  | 0 | 0 |  | IPP Non-CHP | N | OP |  | Internal Combustion (PRMVR=IC)
EXCLUDE | CO | Plains End | 55650 | GEN4 | NG | IC | 5.7 | 5.7 | 0 | 0 |  |  | 0 | 0 |  | IPP Non-CHP | N | OP |  | Internal Combustion (PRMVR=IC)
EXCLUDE | CO | Plains End | 55650 | GEN5 | NG | IC | 5.7 | 5.7 | 0 | 0 |  |  | 0 | 0 |  | IPP Non-CHP | N | OP |  | Internal Combustion (PRMVR=IC)
EXCLUDE | CO | Plains End | 55650 | GEN6 | NG | IC | 5.7 | 5.7 | 0 | 0 |  |  | 0 | 0 |  | IPP Non-CHP | N | OP |  | Internal Combustion (PRMVR=IC)
EXCLUDE | CO | Plains End | 55650 | GEN7 | NG | IC | 5.7 | 5.7 | 0 | 0 |  |  | 0 | 0 |  | IPP Non-CHP | N | OP |  | Internal Combustion (PRMVR=IC)
EXCLUDE | CO | Plains End | 55650 | GEN8 | NG | IC | 5.7 | 5.7 | 0 | 0 |  |  | 0 | 0 |  | IPP Non-CHP | N | OP |  | Internal Combustion (PRMVR=IC)
EXCLUDE | CO | Plains End | 55650 | GEN9 | NG | IC | 5.7 | 5.7 | 0 | 0 |  |  | 0 | 0 |  | IPP Non-CHP | N | OP |  | Internal Combustion (PRMVR=IC)
EXCLUDE | CO | Plains End II LLC | 56516 | 2G01 | NG | IC | 8.4 | 8.3 | 0 | 0 |  |  | 0 | 0 |  | IPP Non-CHP | N | OP |  | Internal Combustion (PRMVR=IC)
EXCLUDE | CO | Plains End II LLC | 56516 | 2G02 | NG | IC | 8.4 | 8.3 | 0 | 0 |  |  | 0 | 0 |  | IPP Non-CHP | N | OP |  | Internal Combustion (PRMVR=IC)
EXCLUDE | CO | Plains End II LLC | 56516 | 2G03 | NG | IC | 8.4 | 8.3 | 0 | 0 |  |  | 0 | 0 |  | IPP Non-CHP | N | OP |  | Internal Combustion (PRMVR=IC)
EXCLUDE | CO | Plains End II LLC | 56516 | 2G04 | NG | IC | 8.4 | 8.3 | 0 | 0 |  |  | 0 | 0 |  | IPP Non-CHP | N | OP |  | Internal Combustion (PRMVR=IC)
EXCLUDE | CO | Plains End II LLC | 56516 | 2G05 | NG | IC | 8.4 | 8.3 | 0 | 0 |  |  | 0 | 0 |  | IPP Non-CHP | N | OP |  | Internal Combustion (PRMVR=IC)
EXCLUDE | CO | Plains End II LLC | 56516 | 2G06 | NG | IC | 8.4 | 8.3 | 0 | 0 |  |  | 0 | 0 |  | IPP Non-CHP | N | OP |  | Internal Combustion (PRMVR=IC)
EXCLUDE | CO | Plains End II LLC | 56516 | 2G07 | NG | IC | 8.4 | 8.3 | 0 | 0 |  |  | 0 | 0 |  | IPP Non-CHP | N | OP |  | Internal Combustion (PRMVR=IC)
EXCLUDE | CO | Plains End II LLC | 56516 | 2G08 | NG | IC | 8.4 | 8.3 | 0 | 0 |  |  | 0 | 0 |  | IPP Non-CHP | N | OP |  | Internal Combustion (PRMVR=IC)
EXCLUDE | CO | Plains End II LLC | 56516 | 2G09 | NG | IC | 8.4 | 8.3 | 0 | 0 |  |  | 0 | 0 |  | IPP Non-CHP | N | OP |  | Internal Combustion (PRMVR=IC)
EXCLUDE | CO | Plains End II LLC | 56516 | 2G10 | NG | IC | 8.4 | 8.3 | 0 | 0 |  |  | 0 | 0 |  | IPP Non-CHP | N | OP |  | Internal Combustion (PRMVR=IC)
EXCLUDE | CO | Plains End II LLC | 56516 | 2G11 | NG | IC | 8.4 | 8.3 | 0 | 0 |  |  | 0 | 0 |  | IPP Non-CHP | N | OP |  | Internal Combustion (PRMVR=IC)
EXCLUDE | CO | Plains End II LLC | 56516 | 2G12 | NG | IC | 8.4 | 8.3 | 0 | 0 |  |  | 0 | 0 |  | IPP Non-CHP | N | OP |  | Internal Combustion (PRMVR=IC)
EXCLUDE | CO | Plains End II LLC | 56516 | 2G13 | NG | IC | 8.4 | 8.3 | 0 | 0 |  |  | 0 | 0 |  | IPP Non-CHP | N | OP |  | Internal Combustion (PRMVR=IC)
EXCLUDE | CO | Plains End II LLC | 56516 | 2G14 | NG | IC | 8.4 | 8.3 | 0 | 0 |  |  | 0 | 0 |  | IPP Non-CHP | N | OP |  | Internal Combustion (PRMVR=IC)
EXCLUDE | CO | Pole Hill | 519 | 1 | WAT | HY | 38.2 | 38.2 | 0 | 208582 |  |  | 208582 | 0 |  | Electric Utility | N | OP |  | Non Combustion (NUC, WAT, WND, GEO, or SUN)
EXCLUDE | CO | Ponnequin | 7937 | 8 | WND | WT | 15.4 | 15.4 | 0 | 36756.087 |  |  | 36756.087 | 0 |  | Electric Utility | N | OP |  | Non Combustion (NUC, WAT, WND, GEO, or SUN)
EXCLUDE | CO | Ponnequin | 7937 | 30 | WND | WT | 9.9 | 9.9 | 0 | 23628.913 |  |  | 23628.913 | 0 |  | Electric Utility | N | OP |  | Non Combustion (NUC, WAT, WND, GEO, or SUN)
EXCLUDE | CO | Ponnequin Phase 1 | 55203 | EXIS | WND | WT | 5.2 | 5.2 | 0 | 6222 |  |  | 6222 | 0 |  | IPP Non-CHP | N | OP |  | Non Combustion (NUC, WAT, WND, GEO, or SUN)
EXCLUDE | CO | Pueblo | 460 | 5 | NG | ST | 7.5 | 9 | 0 | 883 |  |  | 883 | 11.8446 |  | Electric Utility | N | SB | 2014 | Steam unit (PRMVR=ST) under 25MW/250 MMBtu/hr
EXCLUDE | CO | Pueblo | 460 | 6 | NG | ST | 15 | 18.8 | 0 | 3827 |  |  | 3827 | 23.6893 |  | Electric Utility | N | OP | 2014 | Steam unit (PRMVR=ST) under 25MW/250 MMBtu/hr
EXCLUDE | CO | Pueblo | 460 | IC1 | DFO | IC | 2 | 2 | 0 | 0 |  |  | 0 | 0 |  | Electric Utility | N | OP |  | Internal Combustion (PRMVR=IC)
EXCLUDE | CO | Pueblo | 460 | IC2 | DFO | IC | 2 | 2 | 0 | 0 |  |  | 0 | 0 |  | Electric Utility | N | OP |  | Internal Combustion (PRMVR=IC)
EXCLUDE | CO | Pueblo | 460 | IC3 | DFO | IC | 2 | 2 | 0 | 0 |  |  | 0 | 0 |  | Electric Utility | N | OP |  | Internal Combustion (PRMVR=IC)
EXCLUDE | CO | Pueblo | 460 | IC4 | DFO | IC | 2 | 2 | 0 | 0 |  |  | 0 | 0 |  | Electric Utility | N | OP |  | Internal Combustion (PRMVR=IC)
EXCLUDE | CO | Pueblo | 460 | IC5 | DFO | IC | 2 | 2 | 0 | 0 |  |  | 0 | 0 |  | Electric Utility | N | OP |  | Internal Combustion (PRMVR=IC)
NGCC | CO | Pueblo Airport Generating Station | 56998 | 4 | NG | CC | 40 | 40 | 0 | 0 |  |  | 0 | 0 |  | Electric Utility/IPP Non-CHP | N | TS
NGCC | CO | Pueblo Airport Generating Station | 56998 | 5 | NG | CC | 40 | 40 | 0 | 0 |  |  | 0 | 0 |  | Electric Utility/IPP Non-CHP | N | TS
NGCC | CO | Pueblo Airport Generating Station | 56998 | 6 | NG | CC | 40 | 40 | 0 | 0 |  |  | 0 | 0 |  | Electric Utility/IPP Non-CHP | N | TS
NGCC | CO | Pueblo Airport Generating Station | 56998 | 7 | NG | CC | 40 | 40 | 0 | 0 |  |  | 0 | 0 |  | Electric Utility/IPP Non-CHP | N | TS
NGCC | CO | Pueblo Airport Generating Station | 56998 | 43 | NG | CC | 20 | 20 | 0 | 0 |  |  | 0 | 0 | 1 | Electric Utility/IPP Non-CHP | N | TS
NGCC | CO | Pueblo Airport Generating Station | 56998 | 53 | NG | CC | 20 | 20 | 0 | 0 |  |  | 0 | 0 | 1 | Electric Utility/IPP Non-CHP | N | TS
SSTLOGN | CO | Pueblo Airport Generating Station | 56998 | GT1 | NG | GT | 100 | 90 | 0 | 0 |  |  | 0 | 0 |  | Electric Utility/IPP Non-CHP | N | TS
SSTLOGN | CO | Pueblo Airport Generating Station | 56998 | GT2 | NG | GT | 100 | 90 | 0 | 0 |  |  | 0 | 0 |  | Electric Utility/IPP Non-CHP | N | TS
EXCLUDE | CO | Pueblo Airport Generating Station | 56998 | GT3 | NG | GT | 100 | 90 | 0 | 0 |  |  | 0 | 0 |  | IPP Non-CHP | N | P |  | Status of operation (IP,L,P,T,or U)
COALST | CO | Rawhide | 6761 | 1 | SUB | ST | 293.6 | 278 | 3500 | 2287156 |  |  | 2287156 | 2335252.494 |  | Electric Utility | N | OP
SSTLOGN | CO | Rawhide | 6761 | A | NG | GT | 89.3 | 65 | 900 | 987.6514 |  |  | 987.6514 | 823.462 |  | Electric Utility | N | OP
SSTLOGN | CO | Rawhide | 6761 | B | NG | GT | 89.3 | 65 | 900 | 3462.7537 |  |  | 3462.7537 | 1960.931 |  | Electric Utility | N | OP
SSTLOGN | CO | Rawhide | 6761 | C | NG | GT | 89.3 | 65 | 900 | 3462.7537 |  |  | 3462.7537 | 2066.052 |  | Electric Utility | N | OP
SSTLOGN | CO | Rawhide | 6761 | D | NG | GT | 89.3 | 65 | 900 | 3462.7537 |  |  | 3462.7537 | 1807.948 |  | Electric Utility | N | OP
SSTLOGN | CO | Rawhide | 6761 | F | NG | GT | 149.6 | 128 | 1700 | 5800.985 |  |  | 5800.985 | 7710.96 |  | Electric Utility | N | OP
COALST | CO | Ray D Nixon | 8219 | 1 | SUB | ST | 207 | 208 | 2550 | 1451829 |  |  | 1451829 | 1648964.351 |  | Electric Utility | N | OP
SSTLOGN | CO | Ray D Nixon | 8219 | GT1 | NG | GT | 35.8 | 29.3 | 400 | 701.5 |  |  | 701.5 | 738.088 |  | Electric Utility | N | OP
SSTLOGN | CO | Ray D Nixon | 8219 | GT2 | NG | GT | 35.8 | 30 | 400 | 701.5 |  |  | 701.5 | 578.029 |  | Electric Utility | N | OP
EXCLUDE | CO | Redlands Water & Power | 50267 | RED1 | WAT | HY | 1.4 | 1.4 | 0 | 7291 |  |  | 7291 | 0 |  | IPP Non-CHP | N | OP |  | Non Combustion (NUC, WAT, WND, GEO, or SUN)
EXCLUDE | CO | Ridge Crest Wind Partners | 55741 | A1 | WND | WT | 29.7 | 29.7 | 0 | 78715 |  |  | 78715 | 0 |  | IPP Non-CHP | N | OP |  | Non Combustion (NUC, WAT, WND, GEO, or SUN)
EXCLUDE | CO | Rifle Generating Station | 10755 | GT2 | NG | CC | 15.3 | 13 | 0 | 511.1302 | 0.84135 | 438.4712 | 607.5116 | 366.6602 |  | Electric Utility | Y | OP |  | Combined Cycle (PRMVR=CC) unit under 25MW
EXCLUDE | CO | Rifle Generating Station | 10755 | GT3 | NG | CC | 15 | 13 | 0 | 501.108 | 0.84135 | 429.8737 | 595.5996 | 359.4707 |  | Electric Utility | Y | OP |  | Combined Cycle (PRMVR=CC) unit under 25MW
NGCC | CO | Rifle Generating Station | 10755 | GT4 | NG | CC | 39 | 13 | 0 | 1302.8809 | 0.84135 | 1117.6717 | 1548.559 | 934.6239 |  | Electric Utility | Y | OP
NGCC | CO | Rifle Generating Station | 10755 | ST1 | NG | CC | 39 | 21.2 | 0 | 1302.8809 |  |  | 1302.8809 | 934.6239 |  | Electric Utility | N | OP
EXCLUDE | CO | Rocky Ford | 6516 | IC1 | DFO | IC | 2 | 2 | 0 | 0 |  |  | 0 | 0 |  | Electric Utility | N | OP |  | Internal Combustion (PRMVR=IC)
EXCLUDE | CO | Rocky Ford | 6516 | IC2 | DFO | IC | 2 | 2 | 0 | 0 |  |  | 0 | 0 |  | Electric Utility | N | OP |  | Internal Combustion (PRMVR=IC)
EXCLUDE | CO | Rocky Ford | 6516 | IC3 | DFO | IC | 2 | 2 | 0 | 0 |  |  | 0 | 0 |  | Electric Utility | N | OP |  | Internal Combustion (PRMVR=IC)
EXCLUDE | CO | Rocky Ford | 6516 | IC4 | DFO | IC | 2 | 2 | 0 | 0 |  |  | 0 | 0 |  | Electric Utility | N | OP |  | Internal Combustion (PRMVR=IC)
EXCLUDE | CO | Rocky Ford | 6516 | IC5 | DFO | IC | 2 | 2 | 0 | 0 |  |  | 0 | 0 |  | Electric Utility | N | OP |  | Internal Combustion (PRMVR=IC)
NGCC | CO | Rocky Mountain Energy Center | 55835 | CTG1 | NG | CC | 175.1 | 145 | 2460 | 681139.7667 |  |  | 681139.7667 | 306825.4433 |  | Electric Utility | N | OP
NGCC | CO | Rocky Mountain Energy Center | 55835 | CTG2 | NG | CC | 175.1 | 145 | 2373 | 681139.7667 |  |  | 681139.7667 | 306825.4433 |  | Electric Utility | N | OP
NGCC | CO | Rocky Mountain Energy Center | 55835 | STG1 | NG | CC | 334.9 | 290 | 2460 | 1302762.4665 |  |  | 1302762.4665 | 586840.8964 |  | Electric Utility | N | OP
EXCLUDE | CO | Ruedi | 7458 | 1 | WAT | HY | 5 | 5 | 0 | 18697 |  |  | 18697 | 0 |  | Electric Utility | N | OP |  | Non Combustion (NUC, WAT, WND, GEO, or SUN)
EXCLUDE | CO | Ruxton Park | 495 | 1 | WAT | HY | 1.2 | 1 | 0 | 344 |  |  | 344 | 0 |  | Electric Utility | N | OP |  | Non Combustion (NUC, WAT, WND, GEO, or SUN)
EXCLUDE | CO | RV CSU Power II LLC | 57507 | CSUII | SUN | PV | 3 | 3 | 0 | 4899.51 |  |  | 4899.51 | 0 |  | Commercial Non-CHP | N | OP |  | Non Combustion (NUC, WAT, WND, GEO, or SUN)
EXCLUDE | CO | RV CSU Power LLC | 57141 | CSU1 | SUN | PV | 1.9 | 1.9 | 0 | 3422.43 |  |  | 3422.43 | 0 |  | Commercial Non-CHP | N | OP |  | Non Combustion (NUC, WAT, WND, GEO, or SUN)
EXCLUDE | CO | Salida | 474 | 1 | WAT | HY | 0.8 | 0.8 | 0 | 1236 |  |  | 1236 | 0 |  | Electric Utility | N | OP |  | Non Combustion (NUC, WAT, WND, GEO, or SUN)
EXCLUDE | CO | Salida | 474 | 2 | WAT | HY | 0.6 | 0.6 | 0 | 927 |  |  | 927 | 0 |  | Electric Utility | N | OP |  | Non Combustion (NUC, WAT, WND, GEO, or SUN)
EXCLUDE | CO | San Luis Valley Solar Ranch | 57317 | 1 | SUN | PV | 35 | 35 | 0 | 2605 |  |  | 2605 | 0 |  | IPP Non-CHP | N | OP |  | Non Combustion (NUC, WAT, WND, GEO, or SUN)
EXCLUDE | CO | SECC | 7730 | 1 | DFO | IC | 1.5 | 1.1 | 0 | 0 |  |  | 0 | 0 |  | Electric Utility | N | SB |  | Internal Combustion (PRMVR=IC)
EXCLUDE | CO | Shoshone | 476 | A | WAT | HY | 7.2 | 7.5 | 0 | 28001.5 |  |  | 28001.5 | 0 |  | Electric Utility | N | OP |  | Non Combustion (NUC, WAT, WND, GEO, or SUN)
EXCLUDE | CO | Shoshone | 476 | B | WAT | HY | 7.2 | 7.5 | 0 | 28001.5 |  |  | 28001.5 | 0 |  | Electric Utility | N | OP |  | Non Combustion (NUC, WAT, WND, GEO, or SUN)
SSTLOGN | CO | Spindle Hill Energy Center | 56445 | GEN1 | NG | GT | 197 | 135 | 2707 | 211781 |  |  | 211781 | 130154.495 |  | Electric Utility/IPP Non-CHP | N | OP
SSTLOGN | CO | Spindle Hill Energy Center | 56445 | GEN2 | NG | GT | 197 | 135 | 2707 | 211781 |  |  | 211781 | 141727.196 |  | Electric Utility/IPP Non-CHP | N | OP
EXCLUDE | CO | Spring Canyon | 56320 | 1 | WND | WT | 60 | 60 | 0 | 215801 |  |  | 215801 | 0 |  | IPP Non-CHP | N | OP |  | Non Combustion (NUC, WAT, WND, GEO, or SUN)
EXCLUDE | CO | Springfield | 8100 | 1 | DFO | IC | 1.2 | 1.2 | 0 | 0 |  |  | 0 | 0 |  | Electric Utility | N | SB |  | Internal Combustion (PRMVR=IC)
EXCLUDE | CO | Springfield | 8100 | 2 | DFO | IC | 0.2 | 0.2 | 0 | 0 |  |  | 0 | 0 |  | Electric Utility | N | SB |  | Internal Combustion (PRMVR=IC)
EXCLUDE | CO | Springfield | 8100 | IC4 | DFO | IC | 0.5 | 0.5 | 0 | 0 |  |  | 0 | 0 |  | Electric Utility | N | SB |  | Internal Combustion (PRMVR=IC)
EXCLUDE | CO | Springfield | 8100 | IC5 | DFO | IC | 0.8 | 0.8 | 0 | 0 |  |  | 0 | 0 |  | Electric Utility | N | SB |  | Internal Combustion (PRMVR=IC)
EXCLUDE | CO | Strontia Springs Hydro Plant | 10081 | GEN1 | WAT | HY | 1 | 1 | 0 | 6849.81 |  |  | 6849.81 | 0 |  | IPP Non-CHP | N | OP |  | Non Combustion (NUC, WAT, WND, GEO, or SUN)
EXCLUDE | CO | Sugarloaf Hydro Plant | 50435 | SUG1 | WAT | HY | 2.5 | 2.5 | 0 | 7291 |  |  | 7291 | 0 |  | IPP Non-CHP | N | OP |  | Non Combustion (NUC, WAT, WND, GEO, or SUN)
EXCLUDE | CO | SunE Alamosa | 56481 | 1 | SUN | PV | 1 | 1 | 0 | 2170.3659 |  |  | 2170.3659 | 0 |  | IPP Non-CHP | N | OP |  | Non Combustion (NUC, WAT, WND, GEO, or SUN)
EXCLUDE | CO | SunE Alamosa | 56481 | 2 | SUN | PV | 7.2 | 6.7 | 0 | 15626.6341 |  |  | 15626.6341 | 0 |  | IPP Non-CHP | N | OP |  | Non Combustion (NUC, WAT, WND, GEO, or SUN)
EXCLUDE | CO | Tacoma | 6206 | 1 | WAT | HY | 2.3 | 2.3 | 0 | 9848.5 |  |  | 9848.5 | 0 |  | Electric Utility | N | OP |  | Non Combustion (NUC, WAT, WND, GEO, or SUN)
EXCLUDE | CO | Tacoma | 6206 | 2 | WAT | HY | 2.3 | 2.3 | 0 | 9848.5 |  |  | 9848.5 | 0 |  | Electric Utility | N | OP |  | Non Combustion (NUC, WAT, WND, GEO, or SUN)
EXCLUDE | CO | Tacoma | 6206 | 3 | WAT | HY | 3.5 | 4 | 0 | 0 |  |  | 0 | 0 |  | Electric Utility | N | RE | 2007 | Non Combustion (NUC, WAT, WND, GEO, or SUN)
EXCLUDE | CO | Taylor Draw Hydroelectric Facility | 54729 | COX1 | WAT | HY | 2.3 | 2 | 0 | 13581 |  |  | 13581 | 0 |  | IPP Non-CHP | N | OP |  | Non Combustion (NUC, WAT, WND, GEO, or SUN)
NGCC | CO | TCP 272 | 50707 | LMA | NG | CC | 58.5 | 31.8 | 640 | 78351.2523 | 0.39651 | 542513.2178 | 197602.3992 | 51781.9163 |  | Electric Utility/Cogeneration | Y | OP
NGCC | CO | TCP 272 | 50707 | LMB | NG | CC | 58.5 | 31.8 | 640 | 78351.2523 | 0.83579 | 70034.333 | 93745.669 | 51781.9163 |  | Electric Utility/Cogeneration | Y | OP
NGCC | CO | TCP 272 | 50707 | LMC | NG | CC | 58.5 | 31.8 | 605 | 78351.2523 | 1 | 0 | 78351.2523 | 51781.9163 |  | Electric Utility/Cogeneration | Y | OP
NGCC | CO | TCP 272 | 50707 | LMD | NG | CC | 58.5 | 31.8 | 580 | 78351.2523 | 0.64439 | 196702.6733 | 121588.9442 | 51781.9163 |  | Electric Utility/Cogeneration | Y | OP
NGCC | CO | TCP 272 | 50707 | LME | NG | CC | 58.5 | 31.8 | 580 | 78351.2523 | 0.71154 | 144504.2017 | 110115.0715 | 51781.9163 |  | Electric Utility/Cogeneration | Y | OP
NGCC | CO | TCP 272 | 50707 | STA | NG | CC | 47 | 52 | 640 | 62948.8693 | 0.31272 | 629367.9753 | 201291.7713 | 41602.5652 |  | Electric Utility/Cogeneration | Y | OP
NGCC | CO | TCP 272 | 50707 | STB | NG | CC | 47 | 52 | 640 | 62948.8693 | 0.63719 | 163056.6327 | 98790.7435 | 41602.5652 |  | Electric Utility/Cogeneration | Y | OP
EXCLUDE | CO | Tesla | 7233 | 1 | WAT | HY | 27.6 | 28 | 0 | 64830 |  |  | 64830 | 0 |  | Electric Utility | N | OP |  | Non Combustion (NUC, WAT, WND, GEO, or SUN)
SSTLOGN | CO | Thermo Greeley | 50709 | GEN1 | NG | GT | 37 | 37 | 0 | 0 | 0 |  |  | 0 |  | IPP CHP | Y | OS
NGCC | CO | Thermo Power & Electric | 50676 | GEN1 | NG | CC | 47.2 | 30 | 0 | 51289.9567 | 0.69874 | 100602.3257 | 73403.598 | 27085.1438 |  | IPP CHP | Y | OP
NGCC | CO | Thermo Power & Electric | 50676 | GEN2 | NG | CC | 47.2 | 30 | 0 | 51289.9567 | 0.69874 | 100602.3257 | 73403.598 | 27085.1438 |  | IPP CHP | Y | OP
NGCC | CO | Thermo Power & Electric | 50676 | GEN3 | NG | CC | 16.4 | 8 | 0 | 17821.0866 | 0.69874 | 34955.0454 | 25504.64 | 9410.9398 | 1 | IPP CHP | Y | OP
EXCLUDE | CO | Towaoc | 7373 | 1 | WAT | HY | 11.4 | 11.4 | 0 | 16450 |  |  | 16450 | 0 |  | Electric Utility | N | OP |  | Non Combustion (NUC, WAT, WND, GEO, or SUN)
EXCLUDE | CO | Trinidad | 511 | 1 | BIT | ST | 3.7 | 3.8 | 0 | 0 |  |  | 0 | 0 |  | Electric Utility | N | OS |  | Steam unit (PRMVR=ST) under 25MW/250 MMBtu/hr
EXCLUDE | CO | Trinidad | 511 | 3 | NG | IC | 1.9 | 1.9 | 0 | 0 |  |  | 0 | 0 |  | Electric Utility | N | SB |  | Internal Combustion (PRMVR=IC)
EXCLUDE | CO | Trinidad | 511 | 4 | NG | IC | 1.9 | 1.9 | 0 | 0 |  |  | 0 | 0 |  | Electric Utility | N | SB |  | Internal Combustion (PRMVR=IC)
EXCLUDE | CO | Trinidad | 511 | 5 | DFO | IC | 1.8 | 1.8 | 0 | 0 |  |  | 0 | 0 |  | Electric Utility | N | OP |  | Internal Combustion (PRMVR=IC)
EXCLUDE | CO | Trinidad | 511 | 6 | DFO | IC | 1.8 | 1.8 | 0 | 0 |  |  | 0 | 0 |  | Electric Utility | N | OP |  | Internal Combustion (PRMVR=IC)
EXCLUDE | CO | Trinidad | 511 | 7 | DFO | IC | 1.8 | 1.8 | 0 | 0 |  |  | 0 | 0 |  | Electric Utility | N | OP |  | Internal Combustion (PRMVR=IC)
EXCLUDE | CO | Twin Buttes Wind Project | 56460 | WT1 | WND | WT | 75 | 75 | 0 | 245601 |  |  | 245601 | 0 |  | IPP Non-CHP | N | OP |  | Non Combustion (NUC, WAT, WND, GEO, or SUN)
EXCLUDE | CO | University of Colorado | 54372 | GT1 | NG | CC | 16 | 15 | 0 | 1954.2352 | 0.34827 | 16636.8998 | 5611.2325 | 2417.6383 |  | Commercial CHP | Y | OP |  | Combined Cycle (PRMVR=CC) unit under 25MW
EXCLUDE | CO | University of Colorado | 54372 | GT2 | NG | CC | 16 | 15 | 0 | 1954.2352 | 0.34827 | 16636.8998 | 5611.2325 | 2417.6383 |  | Commercial CHP | Y | OP |  | Combined Cycle (PRMVR=CC) unit under 25MW
EXCLUDE | CO | University of Colorado | 54372 | ST1 | NG | CC | 1 | 1 | 0 | 122.1397 | 0.34827 | 1039.8062 | 350.702 | 151.1024 |  | Commercial CHP | Y | OP |  | Combined Cycle (PRMVR=CC) unit under 25MW
EXCLUDE | CO | Upper Molina | 521 | 1 | WAT | HY | 8.6 | 8.6 | 0 | 30923 |  |  | 30923 | 0 |  | Electric Utility | N | OP |  | Non Combustion (NUC, WAT, WND, GEO, or SUN)
EXCLUDE | CO | Vallecito Hydroelectric | 50206 | GEN1 | WAT | HY | 0.8 | 0.8 | 0 | 2310.8966 |  |  | 2310.8966 | 0 |  | IPP Non-CHP | N | OP |  | Non Combustion (NUC, WAT, WND, GEO, or SUN)
EXCLUDE | CO | Vallecito Hydroelectric | 50206 | GEN2 | WAT | HY | 2.5 | 2.5 | 0 | 7221.5517 |  |  | 7221.5517 | 0 |  | IPP Non-CHP | N | OP |  | Non Combustion (NUC, WAT, WND, GEO, or SUN)
EXCLUDE | CO | Vallecito Hydroelectric | 50206 | GEN3 | WAT | HY | 2.5 | 2.5 | 0 | 7221.5517 |  |  | 7221.5517 | 0 |  | IPP Non-CHP | N | OP |  | Non Combustion (NUC, WAT, WND, GEO, or SUN)
COALST | CO | Valmont | 477 | 5 | BIT | ST | 191.7 | 184 | 2095 | 1025211 |  |  | 1025211 | 1167086.79 |  | Electric Utility | N | OP | 2018
SSTLOGN | CO | Valmont | 477 | 6 | NG | GT | 59.3 | 43 | 0 | 1693 |  |  | 1693 | 1851.738 |  | Electric Utility | N | OP
SSTLOGN | CO | Valmont Combustion Turbine Project | 55207 | UN7 | NG | GT | 71.1 | 39.9 | 425 | 2952 |  |  | 2952 | 2036.413 |  | Electric Utility/IPP Non-CHP | N | OP
SSTLOGN | CO | Valmont Combustion Turbine Project | 55207 | UN8 | NG | GT | 71.1 | 39.9 | 425 | 2952 |  |  | 2952 | 2196.199 |  | Electric Utility/IPP Non-CHP | N | OP
EXCLUDE | CO | Vestas Towers America, Inc. | 57643 | V100 | WND | WT | 1.8 | 1.8 | 0 | 2946.24 |  |  | 2946.24 | 0 |  | Industrial Non-CHP | N | OP |  | Non Combustion (NUC, WAT, WND, GEO, or SUN)
EXCLUDE | CO | Vestas Towers America, Inc. | 57643 | V112 | WND | WT | 3 | 3 | 0 | 0 |  |  | 0 | 0 |  | Industrial Non-CHP | N | P |  | Non Combustion (NUC, WAT, WND, GEO, or SUN)
EXCLUDE | CO | W N Clark | 462 | 1 | BIT | ST | 18.7 | 17.6 | 0 | 97420 |  |  | 97420 | 135314.3281 |  | Electric Utility | N | OP | 2014 | Steam unit (PRMVR=ST) under 25MW/250 MMBtu/hr
COALST | CO | W N Clark | 462 | 2 | BIT | ST | 25 | 24.9 | 0 | 158686 |  |  | 158686 | 220411.5118 |  | Electric Utility | N | OP | 2014
EXCLUDE | CO | Williams Fork Hydro Plant | 10422 | GEN1 | WAT | HY | 3 | 3 | 0 | 0 |  |  | 0 | 0 |  | IPP Non-CHP | N | OP |  | Non Combustion (NUC, WAT, WND, GEO, or SUN)
EXCLUDE | CO | Williams Ignacio Gasoline Plant | 50205 | 7101 | WH | ST | 6.1 | 6.1 | 0 | 48386 |  |  |  | 0 |  | Industrial CHP | Y | OP |  | Non Fossil fuel type
EXCLUDE | CO | WWRF Solar Plant | 56922 | EAST | SUN | PV | 0.5 | 0.4 | 0 | 874.4118 |  |  | 874.4118 | 0 |  | IPP Non-CHP | N | OP |  | Non Combustion (NUC, WAT, WND, GEO, or SUN)
EXCLUDE | CO | WWRF Solar Plant | 56922 | WEST | SUN | PV | 1.2 | 0.9 | 0 | 2098.5882 |  |  | 2098.5882 | 0 |  | IPP Non-CHP | N | OP |  | Non Combustion (NUC, WAT, WND, GEO, or SUN)
EXCLUDE | CO | Yuma | 524 | 1 | DFO | IC | 0.1 | 0.1 | 0 | 0 |  |  | 0 | 0 |  | Electric Utility | N | OP |  | Internal Combustion (PRMVR=IC)
EXCLUDE | CO | Yuma | 524 | 2 | DFO | IC | 0.1 | 0.1 | 0 | 0 |  |  | 0 | 0 |  | Electric Utility | N | OP |  | Internal Combustion (PRMVR=IC)
EXCLUDE | CO | Yuma | 524 | 3 | DFO | IC | 0.3 | 0.2 | 0 | 0 |  |  | 0 | 0 |  | Electric Utility | N | OS |  | Internal Combustion (PRMVR=IC)
EXCLUDE | CO | Yuma | 524 | 4 | DFO | IC | 0.5 | 0.5 | 0 | 0 |  |  | 0 | 0 |  | Electric Utility | N | OP |  | Internal Combustion (PRMVR=IC)
EXCLUDE | CO | Zuni | 478 | 1 | NG | ST | 40.2 | 26 | 0 | 0 | 1 | 0 | 0 | 0 |  | Electric Utility | Y | RE | 2010 | Retired in 2010
OGST | CO | Zuni | 478 | 2 | NG | ST | 75 | 65 | 1620 | 694 | 0.16878 | 15548.4824 | 4111.7496 | 2076.89 |  | Electric Utility/Cogeneration | Y | OP | 2014
EXCLUDE | CT | A L Pierce | 6635 | 1 | DFO | ST | 7.5 | 7.5 | 0 | 0 |  |  | 0 | 0 |  | Electric Utility | N | RE | 1998 | Steam unit (PRMVR=ST) under 25MW/250 MMBtu/hr
EXCLUDE | CT | A L Pierce | 6635 | 2 | DFO | ST | 7.5 | 7.3 | 0 | 0 |  |  | 0 | 0 |  | Electric Utility | N | RE | 2000 | Steam unit (PRMVR=ST) under 25MW/250 MMBtu/hr
EXCLUDE | CT | A L Pierce | 6635 | 3 | DFO | ST | 7.5 | 7.3 | 0 | 0 |  |  | 0 | 0 |  | Electric Utility | N | RE | 2000 | Steam unit (PRMVR=ST) under 25MW/250 MMBtu/hr
SSTLOGN | CT | A L Pierce | 6635 | 4 | NG | GT | 84 | 71.4 | 1560 | 4789 |  |  | 4789 | 3470.135 |  | Electric Utility | N | OP
COALST | CT | AES Thames | 10675 | GEN1 | BIT | ST | 213.9 | 181 | 0 | 48389 | 0 |  |  | 69047.2287 |  | IPP CHP | Y | OS
NGCC | CT | Algonquin Windsor Locks | 10567 | GTG | NG | CC | 40 | 35 | 425 | 251892.1414 | 0.7904 | 303886.8919 | 318690.2566 | 153053.6786 |  | IPP CHP | Y | OP
EXCLUDE | CT | Algonquin Windsor Locks | 10567 | GTG2 | NG | CC | 15 | 13 | 0 | 0 | 0.7904 | 0 | 0 | 0 |  | IPP CHP | Y | U |  | Combined Cycle (PRMVR=CC) unit under 25MW
EXCLUDE | CT | Algonquin Windsor Locks | 10567 | STG | NG | CC | 16 | 16 | 170 | 100756.8566 | 0.7904 | 121554.7568 | 127476.1026 | 61221.4714 |  | IPP CHP | Y | OP |  | Combined Cycle (PRMVR=CC) unit under 25MW
EXCLUDE | CT | Branford | 540 | UN10 | KER | GT | 21.8 | 17.4 | 0 | 231 |  |  | 231 | 283.5679 |  | IPP Non-CHP | N | OP |  | Simple Cycle Turbine (PRMVR=GT or OT) unit under 25MW
EXCLUDE | CT | Bridge Street 1 & 2 | 57598 | BS1 | DFO | IC | 2.5 | 2.5 | 0 | 0 |  |  | 0 | 0 |  | Electric Utility | N | OP |  | Internal Combustion (PRMVR=IC)
EXCLUDE | CT | Bridge Street 1 & 2 | 57598 | BS2 | DFO | IC | 2.5 | 2.5 | 0 | 0 |  |  | 0 | 0 |  | Electric Utility | N | OP |  | Internal Combustion (PRMVR=IC)
NGCC | CT | Bridgeport Energy Project | 55042 | GEN1 | NG | CC | 170 | 148.4 | 1884 | 935385.7692 |  |  | 935385.7692 | 398118.8481 |  | Electric Utility/IPP Non-CHP | N | OP
NGCC | CT | Bridgeport Energy Project | 55042 | GEN2 | NG | CC | 170 | 148.4 | 1884 | 935385.7692 |  |  | 935385.7692 | 398118.8481 |  | Electric Utility/IPP Non-CHP | N | OP
NGCC | CT | Bridgeport Energy Project | 55042 | GEN3 | NG | CC | 180 | 157.2 | 1884 | 990408.4615 |  |  | 990408.4615 | 421537.6038 |  | Electric Utility/IPP Non-CHP | N | OP
COALST | CT | Bridgeport Station | 568 | 2 | SUB | ST | 163 | 130.5 | 0 | 140360.9511 |  |  | 140360.9511 | 171704.9618 |  | Electric Utility/IPP Non-CHP | N | SB | 2013
COALST | CT | Bridgeport Station | 568 | 3 | SUB | ST | 400 | 383.4 | 4100 | 344444.0519 |  |  | 344444.0519 | 553086.75 |  | Electric Utility/IPP Non-CHP | N | OP
EXCLUDE | CT | Bridgeport Station | 568 | 4 | JF | GT | 18.6 | 18.3 | 0 | 165 |  |  | 165 | 196.6683 |  | IPP Non-CHP | N | OP |  | Simple Cycle Turbine (PRMVR=GT or OT) unit under 25MW
EXCLUDE | CT | Bulls Bridge | 541 | 1 | WAT | HY | 1.2 | 1.4 | 0 | 7227.1667 |  |  | 7227.1667 | 0 |  | IPP Non-CHP | N | OP |  | Non Combustion (NUC, WAT, WND, GEO, or SUN)
EXCLUDE | CT | Bulls Bridge | 541 | 2 | WAT | HY | 1.2 | 1.4 | 0 | 7227.1667 |  |  | 7227.1667 | 0 |  | IPP Non-CHP | N | OP |  | Non Combustion (NUC, WAT, WND, GEO, or SUN)
EXCLUDE | CT | Bulls Bridge | 541 | 3 | WAT | HY | 1.2 | 1.4 | 0 | 7227.1667 |  |  | 7227.1667 | 0 |  | IPP Non-CHP | N | OP |  | Non Combustion (NUC, WAT, WND, GEO, or SUN)
EXCLUDE | CT | Bulls Bridge | 541 | 4 | WAT | HY | 1.2 | 1.4 | 0 | 7227.1667 |  |  | 7227.1667 | 0 |  | IPP Non-CHP | N | OP |  | Non Combustion (NUC, WAT, WND, GEO, or SUN)
EXCLUDE | CT | Bulls Bridge | 541 | 5 | WAT | HY | 1.2 | 1.4 | 0 | 7227.1667 |  |  | 7227.1667 | 0 |  | IPP Non-CHP | N | OP |  | Non Combustion (NUC, WAT, WND, GEO, or SUN)
EXCLUDE | CT | Bulls Bridge | 541 | 6 | WAT | HY | 1.2 | 1.4 | 0 | 7227.1667 |  |  | 7227.1667 | 0 |  | IPP Non-CHP | N | OP |  | Non Combustion (NUC, WAT, WND, GEO, or SUN)
NGCC | CT | Capital District Energy Center | 50498 | GTG | NG | CC | 44.1 | 31.9 | 739 | 3147.0087 | 0.97064 | 433.0707 | 3242.203 | 1892.8177 |  | IPP CHP | Y | SB
NGCC | CT | Capital District Energy Center | 50498 | STG | NG | CC | 34.1 | 23.3 | 739 | 2433.4013 | 0.97064 | 334.8687 | 2507.0096 | 1463.6073 |  | IPP CHP | Y | SB
EXCLUDE | CT | Colebrook Hydroelectric | 54301 | BK1 | WAT | HY | 1.5 | 1.4 | 0 | 2923 |  |  | 2923 | 0 |  | IPP Non-CHP | N | OA |  | Non Combustion (NUC, WAT, WND, GEO, or SUN)
EXCLUDE | CT | Colebrook Hydroelectric | 54301 | BK2 | WAT | HY | 1.5 | 1.4 | 0 | 2923 |  |  | 2923 | 0 |  | IPP Non-CHP | N | OP |  | Non Combustion (NUC, WAT, WND, GEO, or SUN)
SSTLOGN | CT | Cos Cob | 542 | UN10 | KER | GT | 25 | 19.1 | 0 | 311.9565 |  |  | 311.9565 | 426.2025 |  | IPP Non-CHP | N | OP
SSTLOGN | CT | Cos Cob | 542 | UN11 | KER | GT | 25 | 18.7 | 0 | 311.9565 |  |  | 311.9565 | 426.2025 |  | IPP Non-CHP | N | OP
SSTLOGN | CT | Cos Cob | 542 | UN12 | KER | GT | 25 | 19.1 | 0 | 311.9565 |  |  | 311.9565 | 426.2025 |  | IPP Non-CHP | N | OP
EXCLUDE | CT | Cos Cob | 542 | UN13 | KER | GT | 20 | 19.1 | 0 | 249.5652 |  |  | 249.5652 | 340.962 |  | IPP Non-CHP | N | OP |  | Simple Cycle Turbine (PRMVR=GT or OT) unit under 25MW
EXCLUDE | CT | Cos Cob | 542 | un14 | KER | GT | 20 | 19.6 | 0 | 249.5652 |  |  | 249.5652 | 340.962 |  | IPP Non-CHP | N | OP |  | Simple Cycle Turbine (PRMVR=GT or OT) unit under 25MW
EXCLUDE | CT | Covanta Bristol Energy | 50648 | GEN1 | MSB | ST | 16.3 | 13.2 | 0 | 98188 |  |  | 98188 | 223733.7195 |  | IPP Non-CHP | N | OP |  | Non Fossil fuel type
EXCLUDE | CT | Covanta Southeastern Connecticut Company | 10646 | GEN1 | MSB | ST | 16.9 | 12 | 0 | 136204 |  |  | 136204 | 277942.631 |  | IPP Non-CHP | N | OP |  | Non Fossil fuel type
EXCLUDE | CT | Covanta Wallingford Energy | 50664 | GEN1 | MSB | ST | 11 | 8.4 | 0 | 43277 |  |  | 43277 | 139819.8757 |  | IPP Non-CHP | N | OP |  | Non Fossil fuel type
EXCLUDE | CT | CPV Towantic Energy Center | 56047 | GTG1 | NG | CC | 193 | 161.8 | 0 | 0 |  |  | 0 | 0 |  | IPP Non-CHP | N | L |  | Status of operation (IP,L,P,T,or U)
EXCLUDE | CT | CPV Towantic Energy Center | 56047 | GTG2 | NG | CC | 193 | 161.8 | 0 | 0 |  |  | 0 | 0 |  | IPP Non-CHP | N | L |  | Status of operation (IP,L,P,T,or U)
EXCLUDE | CT | CPV Towantic Energy Center | 56047 | STG1 | NG | CC | 198.2 | 165.6 | 0 | 0 |  |  | 0 | 0 |  | IPP Non-CHP | N | L |  | Status of operation (IP,L,P,T,or U)
EXCLUDE | CT | CT Resource Rec Authority Facility | 54945 | NO5 | MSB | ST | 45 | 33.6 | 0 | 223830 |  |  | 223830 | 380002.3264 |  | IPP Non-CHP | N | OP |  | Non Fossil fuel type
EXCLUDE | CT | CT Resource Rec Authority Facility | 54945 | NO6 | MSB | ST | 45 | 34.9 | 0 | 164046 |  |  | 164046 | 380002.3264 |  | IPP Non-CHP | N | OP |  | Non Fossil fuel type
EXCLUDE | CT | Cytec 1, 2 & 3 | 56257 | CY1 | DFO | IC | 1.8 | 2 | 0 | 0 |  |  | 0 | 0 |  | Electric Utility | N | SB |  | Internal Combustion (PRMVR=IC)
EXCLUDE | CT | Cytec 1, 2 & 3 | 56257 | CY2 | DFO | IC | 1.8 | 2 | 0 | 0 |  |  | 0 | 0 |  | Electric Utility | N | SB |  | Internal Combustion (PRMVR=IC)
EXCLUDE | CT | Cytec 1, 2 & 3 | 56257 | CY3 | DFO | IC | 1.8 | 2 | 0 | 0 |  |  | 0 | 0 |  | Electric Utility | N | SB |  | Internal Combustion (PRMVR=IC)
EXCLUDE | CT | Derby Hydro | 10063 | GEN1 | WAT | HY | 4 | 4 | 0 | 13493.0233 |  |  | 13493.0233 | 0 |  | IPP Non-CHP | N | OP |  | Non Combustion (NUC, WAT, WND, GEO, or SUN)
EXCLUDE | CT | Derby Hydro | 10063 | GEN2 | WAT | HY | 4 | 4 | 0 | 13493.0233 |  |  | 13493.0233 | 0 |  | IPP Non-CHP | N | OP |  | Non Combustion (NUC, WAT, WND, GEO, or SUN)
EXCLUDE | CT | Derby Hydro | 10063 | GEN3 | WAT | HY | 0.3 | 0.3 | 0 | 1011.9767 |  |  | 1011.9767 | 0 |  | IPP Non-CHP | N | SB |  | Non Combustion (NUC, WAT, WND, GEO, or SUN)
EXCLUDE | CT | Derby Hydro | 10063 | GEN4 | WAT | HY | 0.3 | 0.3 | 0 | 1011.9767 |  |  | 1011.9767 | 0 |  | IPP Non-CHP | N | SB |  | Non Combustion (NUC, WAT, WND, GEO, or SUN)
EXCLUDE | CT | Devon Station | 544 | 7 | RFO | ST | 103.5 | 107 | 0 | 0 |  |  | 0 | 0 |  | IPP Non-CHP | N | RE | 2007 | Retired in 2007
EXCLUDE | CT | Devon Station | 544 | 8 | RFO | ST | 103.5 | 107 | 0 | 0 |  |  | 0 | 0 |  | IPP Non-CHP | N | RE | 2007 | Retired in 2007
EXCLUDE | CT | Devon Station | 544 | 10 | KER | GT | 19.2 | 14.4 | 23.0962 | 8.7826 |  |  | 8.7826 | 12.8378 |  | Electric Utility/IPP Non-CHP | N | OP |  | Simple Cycle Turbine (PRMVR=GT or OT) unit under 25MW
SSTLOGN | CT | Devon Station | 544 | 11 | NG | GT | 43 | 29.3 | 51.7259 | 20.2313 |  |  | 20.2313 | 20.8289 |  | Electric Utility/IPP Non-CHP | N | OP
SSTLOGN | CT | Devon Station | 544 | 12 | NG | GT | 43 | 29.2 | 51.7259 | 20.2313 |  |  | 20.2313 | 20.8289 |  | Electric Utility/IPP Non-CHP | N | OP
SSTLOGN | CT | Devon Station | 544 | 13 | NG | GT | 43 | 30.7 | 51.7259 | 20.2313 |  |  | 20.2313 | 20.8289 |  | Electric Utility/IPP Non-CHP | N | OP
SSTLOGN | CT | Devon Station | 544 | 14 | NG | GT | 43 | 29.7 | 51.7259 | 20.2313 |  |  | 20.2313 | 20.8289 |  | Electric Utility/IPP Non-CHP | N | OP
OTHERST | CT | Exeter Energy LP | 50736 | GEN1 | TDF | ST | 31.3 | 26 | 0 | 98686 |  |  | 98686 | 103310.5844 |  | IPP Non-CHP | N | OP
EXCLUDE | CT | Fairfield University CHP Plant | 56928 | CHP1 | NG | GT | 4.5 | 4.5 | 0 | 24047 | 0.92921 | 8334.5643 | 25879.0408 | 15876.9408 |  | Commercial CHP | Y | OP |  | Simple Cycle Turbine (PRMVR=GT or OT) unit under 25MW
EXCLUDE | CT | Falls Village | 560 | 1 | WAT | HY | 3 | 3.3 | 0 | 17857.6667 |  |  | 17857.6667 | 0 |  | IPP Non-CHP | N | OP |  | Non Combustion (NUC, WAT, WND, GEO, or SUN)
EXCLUDE | CT | Falls Village | 560 | 2 | WAT | HY | 3 | 3.3 | 0 | 17857.6667 |  |  | 17857.6667 | 0 |  | IPP Non-CHP | N | OP |  | Non Combustion (NUC, WAT, WND, GEO, or SUN)
EXCLUDE | CT | Falls Village | 560 | 3 | WAT | HY | 3 | 3.3 | 0 | 17857.6667 |  |  | 17857.6667 | 0 |  | IPP Non-CHP | N | OP |  | Non Combustion (NUC, WAT, WND, GEO, or SUN)
EXCLUDE | CT | Fort Hill 1, 2, 3 & 4 | 57599 | FH1 | DFO | IC | 2.5 | 2.5 | 0 | 0 |  |  | 0 | 0 |  | Electric Utility | N | OP |  | Internal Combustion (PRMVR=IC)
EXCLUDE | CT | Fort Hill 1, 2, 3 & 4 | 57599 | FH2 | DFO | IC | 2.5 | 2.5 | 0 | 0 |  |  | 0 | 0 |  | Electric Utility | N | OP |  | Internal Combustion (PRMVR=IC)
EXCLUDE | CT | Fort Hill 1, 2, 3 & 4 | 57599 | FH3 | DFO | IC | 2.5 | 2.5 | 0 | 0 |  |  | 0 | 0 |  | Electric Utility | N | OP |  | Internal Combustion (PRMVR=IC)
EXCLUDE | CT | Fort Hill 1, 2, 3 & 4 | 57599 | FH4 | DFO | IC | 2.5 | 2.5 | 0 | 0 |  |  | 0 | 0 |  | Electric Utility | N | OP |  | Internal Combustion (PRMVR=IC)
EXCLUDE | CT | Foxwoods CoGen | 57666 | CT1 | NG | GT | 6.6 | 6 | 0 | 56807.5 | 0.87337 | 37470.0195 | 65043.8759 | 38135.8436 |  | Commercial CHP | Y | OP |  | Simple Cycle Turbine (PRMVR=GT or OT) unit under 25MW
EXCLUDE | CT | Foxwoods CoGen | 57666 | CT2 | NG | GT | 6.6 | 6 | 0 | 56807.5 | 0.87337 | 37470.0195 | 65043.8759 | 38135.8436 |  | Commercial CHP | Y | OP |  | Simple Cycle Turbine (PRMVR=GT or OT) unit under 25MW
EXCLUDE | CT | Franklin Drive | 561 | UN19 | KER | GT | 21.8 | 16.1 | 0 | 254 |  |  | 254 | 288.1663 |  | IPP Non-CHP | N | OP |  | Simple Cycle Turbine (PRMVR=GT or OT) unit under 25MW
EXCLUDE | CT | Gary Court 1 & 2 | 57601 | GC1 | DFO | IC | 2.5 | 2.5 | 0 | 0 |  |  | 0 | 0 |  | Electric Utility | N | OP |  | Internal Combustion (PRMVR=IC)
EXCLUDE | CT | Gary Court 1 & 2 | 57601 | GC2 | DFO | IC | 2.5 | 2.5 | 0 | 0 |  |  | 0 | 0 |  | Electric Utility | N | OP |  | Internal Combustion (PRMVR=IC)
SSTLOGN | CT | GenConn Devon LLC | 57070 | 15 | KER | GT | 50 | 48.5 | 0 | 2697.75 |  |  | 2697.75 | 2100.8632 |  | IPP Non-CHP | N | OP
SSTLOGN | CT | GenConn Devon LLC | 57070 | 16 | KER | GT | 50 | 48.5 | 0 | 2697.75 |  |  | 2697.75 | 2100.8632 |  | IPP Non-CHP | N | OP
SSTLOGN | CT | GenConn Devon LLC | 57070 | 17 | KER | GT | 50 | 48.5 | 0 | 2697.75 |  |  | 2697.75 | 2100.8632 |  | IPP Non-CHP | N | OP
SSTLOGN | CT | GenConn Devon LLC | 57070 | 18 | KER | GT | 50 | 48.5 | 0 | 2697.75 |  |  | 2697.75 | 2100.8632 |  | IPP Non-CHP | N | OP
SSTLOGN | CT | GenConn Middletown LLC | 57068 | 12 | KER | GT | 50 | 48.5 | 0 | 4051.75 |  |  | 4051.75 | 3658.5304 |  | IPP Non-CHP | N | OP
SSTLOGN | CT | GenConn Middletown LLC | 57068 | 13 | KER | GT | 50 | 48.5 | 0 | 4051.75 |  |  | 4051.75 | 3658.5304 |  | IPP Non-CHP | N | OP
SSTLOGN | CT | GenConn Middletown LLC | 57068 | 14 | KER | GT | 50 | 48.5 | 0 | 4051.75 |  |  | 4051.75 | 3658.5304 |  | IPP Non-CHP | N | OP
SSTLOGN | CT | GenConn Middletown LLC | 57068 | 15 | KER | GT | 50 | 48.5 | 0 | 4051.75 |  |  | 4051.75 | 3658.5304 |  | IPP Non-CHP | N | OP
EXCLUDE | CT | Goodwin Hydroelectric | 54302 | G1 | WAT | HY | 1.6 | 1.6 | 0 | 9033 |  |  | 9033 | 0 |  | IPP Non-CHP | N | OP |  | Non Combustion (NUC, WAT, WND, GEO, or SUN)
EXCLUDE | CT | Goodwin Hydroelectric | 54302 | G2 | WAT | HY | 1.6 | 1.6 | 0 | 9033 |  |  | 9033 | 0 |  | IPP Non-CHP | N | OP |  | Non Combustion (NUC, WAT, WND, GEO, or SUN)
EXCLUDE | CT | Hartford Hospital Cogeneration | 52061 | GEN2 | NG | CC | 4.2 | 2.4 | 0 | 18414.8717 | 0.3619 | 147712.2858 | 50883.8677 | 19423.5409 |  | Commercial CHP | Y | OP |  | Combined Cycle (PRMVR=CC) unit under 25MW
EXCLUDE | CT | Hartford Hospital Cogeneration | 52061 | GEN3 | NG | CC | 6.2 | 5.2 | 0 | 27183.8583 | 0.3619 | 218051.4695 | 75114.2809 | 28672.846 |  | Commercial CHP | Y | OP |  | Combined Cycle (PRMVR=CC) unit under 25MW
EXCLUDE | CT | HSCo CHP | 57179 | 1 | NG | GT | 4 | 3.5 | 0 | 28029 | 0.50247 | 126261.1411 | 55782.7678 | 39935.5665 |  | Commercial CHP | Y | OP |  | Simple Cycle Turbine (PRMVR=GT or OT) unit under 25MW
EXCLUDE | CT | Jewett City 1 | 57602 | JC1 | DFO | IC | 2.5 | 2.5 | 0 | 0 |  |  | 0 | 0 |  | Electric Utility | N | OP |  | Internal Combustion (PRMVR=IC)
EXCLUDE | CT | John Street 1, 3, 4 & 5 | 56256 | JS1 | DFO | IC | 1.8 | 2 | 0 | 0 |  |  | 0 | 0 |  | Electric Utility | N | OP |  | Internal Combustion (PRMVR=IC)
EXCLUDE | CT | John Street 1, 3, 4 & 5 | 56256 | JS3 | DFO | IC | 1.8 | 2 | 0 | 0 |  |  | 0 | 0 |  | Electric Utility | N | SB |  | Internal Combustion (PRMVR=IC)
EXCLUDE | CT | John Street 1, 3, 4 & 5 | 56256 | JS4 | DFO | IC | 1.8 | 2 | 0 | 0 |  |  | 0 | 0 |  | Electric Utility | N | SB |  | Internal Combustion (PRMVR=IC)
EXCLUDE | CT | John Street 1, 3, 4 & 5 | 56256 | JS5 | DFO | IC | 1.8 | 2 | 0 | 0 |  |  | 0 | 0 |  | Electric Utility | N | SB |  | Internal Combustion (PRMVR=IC)
EXCLUDE | CT | Kinneytown New Old | 54385 | GEN1 | WAT | HY | 0.8 | 0.8 | 0 | 1473.0435 |  |  | 1473.0435 | 0 |  | IPP Non-CHP | N | OP |  | Non Combustion (NUC, WAT, WND, GEO, or SUN)
EXCLUDE | CT | Kinneytown New Old | 54385 | GEN2 | WAT | HY | 1.5 | 1.4 | 0 | 2761.9565 |  |  | 2761.9565 | 0 |  | IPP Non-CHP | N | OP |  | Non Combustion (NUC, WAT, WND, GEO, or SUN)
NGCC | CT | Kleen Energy Systems Project | 56798 | ST | NG | CC | 295 | 274 | 2581 | 819239.6898 |  |  | 819239.6898 | 269483.2505 |  | Electric Utility/IPP Non-CHP | N | OP
NGCC | CT | Kleen Energy Systems Project | 56798 | U1 | NG | CC | 199 | 177 | 2581 | 552639.6551 |  |  | 552639.6551 | 181787.0063 |  | Electric Utility/IPP Non-CHP | N | OP
NGCC | CT | Kleen Energy Systems Project | 56798 | U2 | NG | CC | 199 | 177 | 2581 | 552639.6551 |  |  | 552639.6551 | 181787.0063 |  | Electric Utility/IPP Non-CHP | N | OP
NGCC | CT | Lake Road Generating Plant | 55149 | U1 | NG | CC | 280 | 245.8 | 2276 | 1759814.6667 |  |  | 1759814.6667 | 753634.8097 |  | Electric Utility/IPP Non-CHP | N | OP
NGCC | CT | Lake Road Generating Plant | 55149 | U2 | NG | CC | 280 | 251.2 | 2276 | 1759814.6667 |  |  | 1759814.6667 | 753634.8097 |  | Electric Utility/IPP Non-CHP | N | OP
NGCC | CT | Lake Road Generating Plant | 55149 | U3 | NG | CC | 280 | 248.2 | 2276 | 1759814.6667 |  |  | 1759814.6667 | 753634.8097 |  | Electric Utility/IPP Non-CHP | N | OP
EXCLUDE | CT | Lebanon Pines 1 & 2 | 57604 | LP1 | DFO | IC | 2.5 | 2.5 | 0 | 0 |  |  | 0 | 0 |  | Electric Utility | N | OP |  | Internal Combustion (PRMVR=IC)
EXCLUDE | CT | Lebanon Pines 1 & 2 | 57604 | LP2 | DFO | IC | 2.5 | 2.5 | 0 | 0 |  |  | 0 | 0 |  | Electric Utility | N | OP |  | Internal Combustion (PRMVR=IC)
EXCLUDE | CT | LNG 1 & 2 | 57603 | LNG1 | DFO | IC | 2.5 | 2.5 | 0 | 0 |  |  | 0 | 0 |  | Electric Utility | N | OP |  | Internal Combustion (PRMVR=IC)
EXCLUDE | CT | LNG 1 & 2 | 57603 | LNG2 | DFO | IC | 2.5 | 2.5 | 0 | 0 |  |  | 0 | 0 |  | Electric Utility | N | OP |  | Internal Combustion (PRMVR=IC)
EXCLUDE | CT | Middletown | 562 | 1 | RFO | ST | 69 | 66.3 | 0 | 0 |  |  | 0 | 0 |  | IPP Non-CHP | N | RE | 1998 | Retired in 1998
OGST | CT | Middletown | 562 | 2 | NG | ST | 113.6 | 117 | 1295 | 37799 |  |  | 37799 | 31781.168 |  | Electric Utility/IPP Non-CHP | N | OP
OGST | CT | Middletown | 562 | 3 | NG | ST | 239.4 | 236 | 2370 | 42847 |  |  | 42847 | 29995.566 |  | Electric Utility/IPP Non-CHP | N | OP
OGST | CT | Middletown | 562 | 4 | RFO | ST | 414.9 | 400 | 4684 | 20975 |  |  | 20975 | 27693.868 |  | Electric Utility/IPP Non-CHP | N | OP
EXCLUDE | CT | Middletown | 562 | 10 | KER | GT | 18.5 | 17.2 | 1899.6 | 10754.414 |  |  | 10754.414 | 8918.983 |  | Electric Utility/IPP Non-CHP | N | OP |  | Simple Cycle Turbine (PRMVR=GT or OT) unit under 25MW
NGCC | CT | Milford Power Project | 55126 | CA01 | NG | CC | 289 | 253.6 | 2064 | 1960441.5 |  |  | 1960441.5 | 814406.209 |  | Electric Utility/IPP Non-CHP | N | OP
NGCC | CT | Milford Power Project | 55126 | CA02 | NG | CC | 289 | 253.1 | 2082 | 1960441.5 |  |  | 1960441.5 | 814406.209 |  | Electric Utility/IPP Non-CHP | N | OP
EXCLUDE | CT | Millstone | 566 | 2 | NUC | ST | 909.9 | 869.1 | 0 | 6700605.1534 |  |  | 6700605.1534 | 0 |  | IPP Non-CHP | N | OP |  | Non Combustion (NUC, WAT, WND, GEO, or SUN)
EXCLUDE | CT | Millstone | 566 | 3 | NUC | ST | 1253 | 1233.4 | 0 | 9227231.8466 |  |  | 9227231.8466 | 0 |  | IPP Non-CHP | N | OP |  | Non Combustion (NUC, WAT, WND, GEO, or SUN)
EXCLUDE | CT | MM Hartford Energy | 55163 | UNT1 | LFG | IC | 0.9 | 0.9 | 0 | 0 |  |  | 0 | 0 |  | IPP Non-CHP | N | OS |  | Internal Combustion (PRMVR=IC)
EXCLUDE | CT | MM Hartford Energy | 55163 | UNT2 | LFG | IC | 0.9 | 0.9 | 0 | 0 |  |  | 0 | 0 |  | IPP Non-CHP | N | OP |  | Internal Combustion (PRMVR=IC)
EXCLUDE | CT | MM Hartford Energy | 55163 | UNT3 | LFG | IC | 0.9 | 0.9 | 0 | 0 |  |  | 0 | 0 |  | IPP Non-CHP | N | OP |  | Internal Combustion (PRMVR=IC)
OGST | CT | Montville Station | 546 | 5 | RFO | ST | 75 | 81 | 995 | 12965 |  |  | 12965 | 10594.943 |  | Electric Utility/IPP Non-CHP | N | OP
OGST | CT | Montville Station | 546 | 6 | RFO | ST | 414.9 | 410 | 5925 | 14892 |  |  | 14892 | 19227.353 |  | Electric Utility/IPP Non-CHP | N | OP
EXCLUDE | CT | Montville Station | 546 | 10 | DFO | IC | 2.7 | 2.7 | 0 | 0 |  |  | 0 | 0 |  | IPP Non-CHP | N | SB |  | Internal Combustion (PRMVR=IC)
EXCLUDE | CT | Montville Station | 546 | 11 | DFO | IC | 2.7 | 2.7 | 0 | 0 |  |  | 0 | 0 |  | IPP Non-CHP | N | SB |  | Internal Combustion (PRMVR=IC)
OGST | CT | New Haven Harbor | 6156 | 1 | NG | ST | 460 | 449.9 | 4425 | 68247 |  |  | 68247 | 75347.012 |  | Electric Utility/IPP Non-CHP | N | OP
SSTLOGN | CT | New Haven Harbor | 6156 | 2 | NG | GT | 60.5 | 44.5 | 0 | 0 |  |  | 0 | 0 |  | Electric Utility/IPP Non-CHP | N | V
SSTLOGN | CT | New Haven Harbor | 6156 | 3 | NG | GT | 60.5 | 44.5 | 0 | 0 |  |  | 0 | 0 |  | Electric Utility/IPP Non-CHP | N | V
SSTLOGN | CT | New Haven Harbor | 6156 | 4 | NG | GT | 60.5 | 44.5 | 0 | 0 |  |  | 0 | 0 |  | Electric Utility/IPP Non-CHP | N | V
EXCLUDE | CT | New Milford Gas Recovery | 50564 | GEN1 | LFG | GT | 3 | 2.9 | 0 | 0 |  |  | 0 | 0 |  | IPP Non-CHP | N | RE | 2007 | Non Fossil fuel type
EXCLUDE | CT | New Milford Gas Recovery | 50564 | GEN2 | LFG | IC | 0.8 | 0.8 | 0 | 0 |  |  | 0 | 0 |  | IPP Non-CHP | N | OP |  | Internal Combustion (PRMVR=IC)
EXCLUDE | CT | New Milford Gas Recovery | 50564 | GEN3 | LFG | IC | 0.8 | 0.8 | 0 | 0 |  |  | 0 | 0 |  | IPP Non-CHP | N | OP |  | Internal Combustion (PRMVR=IC)
EXCLUDE | CT | New Milford Gas Recovery | 50564 | GEN4 | LFG | IC | 0.8 | 0.8 | 0 | 0 |  |  | 0 | 0 |  | IPP Non-CHP | N | OP | 2012 | Internal Combustion (PRMVR=IC)
EXCLUDE | CT | Norden 1-3 | 57689 | NORD1 | DFO | IC | 2 | 2 | 0 | 0 |  |  | 0 | 0 |  | Electric Utility | N | OP |  | Internal Combustion (PRMVR=IC)
EXCLUDE | CT | Norden 1-3 | 57689 | NORD2 | DFO | IC | 2 | 2 | 0 | 0 |  |  | 0 | 0 |  | Electric Utility | N | OP |  | Internal Combustion (PRMVR=IC)
EXCLUDE | CT | Norden 1-3 | 57689 | NORD3 | DFO | IC | 2 | 2 | 0 | 0 |  |  | 0 | 0 |  | Electric Utility | N | OP |  | Internal Combustion (PRMVR=IC)
EXCLUDE | CT | North Main Street | 581 | 5 | DFO | GT | 19 | 15.3 | 0 | 247 |  |  | 247 | 216.7682 |  | Electric Utility | N | OP |  | Simple Cycle Turbine (PRMVR=GT or OT) unit under 25MW
EXCLUDE | CT | Norwich WWTP | 57624 | 1 | DFO | IC | 2 | 2 | 0 | 0 |  |  | 0 | 0 |  | Commercial Non-CHP | N | OP |  | Internal Combustion (PRMVR=IC)
OGST | CT | NRG Norwalk Harbor | 548 | 1 | RFO | ST | 163.2 | 162 | 1776 | 13789 |  |  | 13789 | 14210.742 |  | Electric Utility/IPP Non-CHP | N | OP
OGST | CT | NRG Norwalk Harbor | 548 | 2 | RFO | ST | 163.2 | 168 | 1776 | 14987 |  |  | 14987 | 15583.633 |  | Electric Utility/IPP Non-CHP | N | OP
EXCLUDE | CT | NRG Norwalk Harbor | 548 | 10 | DFO | GT | 16.3 | 11.9 | 0 | 114 |  |  | 114 | 171.1971 |  | IPP Non-CHP | N | OP |  | Simple Cycle Turbine (PRMVR=GT or OT) unit under 25MW
EXCLUDE | CT | Pfizer Groton Plant | 54236 | GT-1 | NG | GT | 10 | 9.5 | 0 | 71844 | 0.90688 | 33559.9358 | 79220.8909 | 54234.1117 |  | Industrial CHP | Y | OP |  | Simple Cycle Turbine (PRMVR=GT or OT) unit under 25MW
EXCLUDE | CT | Pfizer Groton Plant | 54236 | TG1 | NG | ST | 2.5 | 2.5 | 0 | 0 | 0.15286 | 0 | 0 | 0 |  | Industrial CHP | Y | RE | 2005 | Steam unit (PRMVR=ST) under 25MW/250 MMBtu/hr
EXCLUDE | CT | Pfizer Groton Plant | 54236 | TG2 | NG | ST | 2.5 | 2.5 | 0 | 1616 | 0.15286 | 40743.0749 | 10571.8342 | 7052.616 |  | Industrial CHP | Y | OP |  | Steam unit (PRMVR=ST) under 25MW/250 MMBtu/hr
EXCLUDE | CT | Pfizer Groton Plant | 54236 | TG3 | NG | ST | 10 | 9.4 | 0 | 7060 | 0.15286 | 177998.8299 | 46186.3547 | 28210.4641 |  | Industrial CHP | Y | OP |  | Steam unit (PRMVR=ST) under 25MW/250 MMBtu/hr
EXCLUDE | CT | Pfizer Groton Plant | 54236 | TG4 | NG | ST | 10 | 10 | 0 | 2514 | 0.15286 | 63383.7193 | 16446.5292 | 28210.4641 |  | Industrial CHP | Y | OP |  | Steam unit (PRMVR=ST) under 25MW/250 MMBtu/hr
EXCLUDE | CT | Pfizer Groton Plant | 54236 | TG5 | NG | ST | 7.5 | 7.5 | 0 | 25264 | 0.15286 | 636963.5181 | 165276.4966 | 58652.7541 |  | Industrial CHP | Y | OP |  | Steam unit (PRMVR=ST) under 25MW/250 MMBtu/hr
EXCLUDE | CT | Plainfield Renewable Energy LLC | 56847 | STG | WDS | ST | 43 | 37.5 | 0 | 0 |  |  | 0 | 0 |  | IPP Non-CHP | N | U |  | Non Fossil fuel type
EXCLUDE | CT | Pratt & Whitney | 54605 | FT-8 | NG | GT | 25.8 | 27 | 365.7 | 62181 | 0.53734 | 243570.805 | 115720.8897 | 45773.253 |  | Industrial CHP | Y | OP |  | Commercial/Industrial Unit
EXCLUDE | CT | Quinebaug Lower Project | 55860 | 5-M | WAT | HY | 0.3 | 0.3 | 0 | 1331.88 |  |  | 1331.88 | 0 |  | IPP Non-CHP | N | OP |  | Non Combustion (NUC, WAT, WND, GEO, or SUN)
EXCLUDE | CT | Quinebaug Lower Project | 55860 | MF | WAT | HY | 0.1 | 0.1 | 0 | 443.96 |  |  | 443.96 | 0 |  | IPP Non-CHP | N | OP |  | Non Combustion (NUC, WAT, WND, GEO, or SUN)
EXCLUDE | CT | Quinebaug Lower Project | 55860 | U2 | WAT | HY | 0.8 | 0.8 | 0 | 3551.68 |  |  | 3551.68 | 0 |  | IPP Non-CHP | N | OP |  | Non Combustion (NUC, WAT, WND, GEO, or SUN)
EXCLUDE | CT | Quinebaug Lower Project | 55860 | UI | WAT | HY | 1.3 | 1.2 | 0 | 5771.48 |  |  | 5771.48 | 0 |  | IPP Non-CHP | N | OP |  | Non Combustion (NUC, WAT, WND, GEO, or SUN)
EXCLUDE | CT | Rainbow | 559 | 1 | WAT | HY | 4 | 4 | 0 | 24780.5 |  |  | 24780.5 | 0 |  | Electric Utility | N | OP |  | Non Combustion (NUC, WAT, WND, GEO, or SUN)
EXCLUDE | CT | Rainbow | 559 | 2 | WAT | HY | 4 | 4 | 0 | 24780.5 |  |  | 24780.5 | 0 |  | Electric Utility | N | OP |  | Non Combustion (NUC, WAT, WND, GEO, or SUN)
EXCLUDE | CT | Rocky River | 539 | 1 | WAT | PS | 3.5 | 2 | 0 | 632.7097 |  |  | 632.7097 | 0 |  | IPP Non-CHP | N | SB |  | Non Combustion (NUC, WAT, WND, GEO, or SUN)
EXCLUDE | CT | Rocky River | 539 | 2 | WAT | PS | 3.5 | 2 | 0 | 632.7097 |  |  | 632.7097 | 0 |  | IPP Non-CHP | N | SB |  | Non Combustion (NUC, WAT, WND, GEO, or SUN)
EXCLUDE | CT | Rocky River | 539 | 3 | WAT | PS | 24 | 25.4 | 0 | 4338.5806 |  |  | 4338.5806 | 0 |  | IPP Non-CHP | N | OP |  | Non Combustion (NUC, WAT, WND, GEO, or SUN)
EXCLUDE | CT | Scotland Dam | 551 | 1 | WAT | HY | 2 | 1.7 | 0 | 8662 |  |  | 8662 | 0 |  | IPP Non-CHP | N | OP |  | Non Combustion (NUC, WAT, WND, GEO, or SUN)
EXCLUDE | CT | Shepaug | 552 | 1 | WAT | HY | 37.2 | 41.5 | 0 | 184256 |  |  | 184256 | 0 |  | IPP Non-CHP | N | OP |  | Non Combustion (NUC, WAT, WND, GEO, or SUN)
EXCLUDE | CT | Shepaug | 552 | 2 | DFO | GT | 49.2 | 39 | 0 | 0 |  |  | 0 | 0 |  | IPP Non-CHP | N | IP |  | Status of operation (IP,L,P,T,or U)
SSTLOGN | CT | South Meadow | 563 | 11 | KER | GT | 41.8 | 35.8 | 532 | 448 |  |  | 448 | 646.6 |  | Electric Utility/IPP Non-CHP | N | SB
SSTLOGN | CT | South Meadow | 563 | 12 | KER | GT | 41.8 | 37.7 | 532 | 448 |  |  | 448 | 732.8 |  | Electric Utility/IPP Non-CHP | N | SB
SSTLOGN | CT | South Meadow | 563 | 13 | KER | GT | 41.8 | 38.3 | 532 | 448 |  |  | 448 | 740.2 |  | Electric Utility/IPP Non-CHP | N | SB
SSTLOGN | CT | South Meadow | 563 | 14 | KER | GT | 41.8 | 36.8 | 532 | 448 |  |  | 448 | 717.6 |  | Electric Utility/IPP Non-CHP | N | SB
EXCLUDE | CT | South Norwalk Electric | 6598 | 1 | DFO | IC | 5 | 5 | 0 | 0 |  |  | 0 | 0 |  | Electric Utility | N | RE | 2004 | Internal Combustion (PRMVR=IC)
EXCLUDE | CT | South Norwalk Electric | 6598 | 2 | DFO | IC | 2 | 2 | 0 | 0 |  |  | 0 | 0 |  | Electric Utility | N | RE | 2004 | Internal Combustion (PRMVR=IC)
EXCLUDE | CT | South Norwalk Electric | 6598 | 3 | DFO | IC | 2 | 2 | 0 | 0 |  |  | 0 | 0 |  | Electric Utility | N | RE | 2004 | Internal Combustion (PRMVR=IC)
EXCLUDE | CT | South Norwalk Electric | 6598 | 4 | DFO | IC | 3.3 | 3.1 | 0 | 0 |  |  | 0 | 0 |  | Electric Utility | N | RE | 2004 | Internal Combustion (PRMVR=IC)
EXCLUDE | CT | South Norwalk Electric | 6598 | 5 | DFO | IC | 4 | 3.2 | 0 | 0 |  |  | 0 | 0 |  | Electric Utility | N | RE | 2004 | Internal Combustion (PRMVR=IC)
EXCLUDE | CT | South Norwalk Electric | 6598 | 6 | DFO | IC | 1 | 1.1 | 0 | 0 |  |  | 0 | 0 |  | Electric Utility | N | OP |  | Internal Combustion (PRMVR=IC)
EXCLUDE | CT | South Norwalk Electric | 6598 | 7 | DFO | GT | 22.8 | 22 | 0 | 0 |  |  | 0 | 0 |  | Electric Utility | N | RE | 2003 | Simple Cycle Turbine (PRMVR=GT or OT) unit under 25MW
EXCLUDE | CT | Stevenson | 553 | 1 | WAT | HY | 7.5 | 7.1 | 0 | 33450.7377 |  |  | 33450.7377 | 0 |  | IPP Non-CHP | N | OP |  | Non Combustion (NUC, WAT, WND, GEO, or SUN)
EXCLUDE | CT | Stevenson | 553 | 2 | WAT | HY | 7.5 | 7.1 | 0 | 33450.7377 |  |  | 33450.7377 | 0 |  | IPP Non-CHP | N | OP |  | Non Combustion (NUC, WAT, WND, GEO, or SUN)
EXCLUDE | CT | Stevenson | 553 | 3 | WAT | HY | 7.5 | 7.1 | 0 | 33450.7377 |  |  | 33450.7377 | 0 |  | IPP Non-CHP | N | OP |  | Non Combustion (NUC, WAT, WND, GEO, or SUN)
EXCLUDE | CT | Stevenson | 553 | 4 | WAT | HY | 8 | 7.1 | 0 | 35680.7869 |  |  | 35680.7869 | 0 |  | IPP Non-CHP | N | OP |  | Non Combustion (NUC, WAT, WND, GEO, or SUN)
EXCLUDE | CT | Taftville | 554 | 1 | WAT | HY | 0.4 | 0.4 | 0 | 1943 |  |  | 1943 | 0 |  | IPP Non-CHP | N | OP |  | Non Combustion (NUC, WAT, WND, GEO, or SUN)
EXCLUDE | CT | Taftville | 554 | 2 | WAT | HY | 0.3 | 0.4 | 0 | 1457.25 |  |  | 1457.25 | 0 |  | IPP Non-CHP | N | OP |  | Non Combustion (NUC, WAT, WND, GEO, or SUN)
EXCLUDE | CT | Taftville | 554 | 3 | WAT | HY | 0.3 | 0.4 | 0 | 1457.25 |  |  | 1457.25 | 0 |  | IPP Non-CHP | N | OP |  | Non Combustion (NUC, WAT, WND, GEO, or SUN)
EXCLUDE | CT | Taftville | 554 | 4 | WAT | HY | 0.3 | 0.4 | 0 | 1457.25 |  |  | 1457.25 | 0 |  | IPP Non-CHP | N | OP |  | Non Combustion (NUC, WAT, WND, GEO, or SUN)
EXCLUDE | CT | Taftville | 554 | 5 | WAT | HY | 0.3 | 0.4 | 0 | 1457.25 |  |  | 1457.25 | 0 |  | IPP Non-CHP | N | OP |  | Non Combustion (NUC, WAT, WND, GEO, or SUN)
EXCLUDE | CT | Tenth Street | 583 | 1 | WAT | HY | 1.4 | 1 | 0 | 3692 |  |  | 3692 | 0 |  | Electric Utility | N | OP |  | Non Combustion (NUC, WAT, WND, GEO, or SUN)
EXCLUDE | CT | Torrington Terminal | 565 | UN10 | KER | GT | 21.8 | 17.4 | 0 | 232 |  |  | 232 | 274.2905 |  | IPP Non-CHP | N | OP |  | Simple Cycle Turbine (PRMVR=GT or OT) unit under 25MW
EXCLUDE | CT | Tunnel | 557 | 1 | WAT | HY | 1 | 0.8 | 0 | 6137 |  |  | 6137 | 0 |  | IPP Non-CHP | N | OP |  | Non Combustion (NUC, WAT, WND, GEO, or SUN)
EXCLUDE | CT | Tunnel | 557 | 2 | WAT | HY | 1 | 0.8 | 0 | 6137 |  |  | 6137 | 0 |  | IPP Non-CHP | N | OP |  | Non Combustion (NUC, WAT, WND, GEO, or SUN)
EXCLUDE | CT | Tunnel | 557 | 10 | JF | GT | 18.5 | 15.9 | 0 | 547 |  |  | 547 | 570.6566 |  | IPP Non-CHP | N | SB |  | Simple Cycle Turbine (PRMVR=GT or OT) unit under 25MW
EXCLUDE | CT | Uncasville Mill | 50801 | GEN1 | NG | ST | 2.8 | 1.3 | 0 | 6564 | 0.14175 | 180808.0597 | 46307.8584 | 30107.2235 |  | Industrial CHP | Y | OP |  | Steam unit (PRMVR=ST) under 25MW/250 MMBtu/hr
EXCLUDE | CT | Versailles Mill | 54657 | NO1 | NG | ST | 20 | 14 | 275 | 56163 | 0.25231 | 757162.0982 | 222596.6382 | 110580.1202 |  | Industrial CHP/Pulp & Paper Mill | Y | OP |  | Steam unit (PRMVR=ST) under 25MW/250 MMBtu/hr
SSTLOGN | CT | Wallingford Energy | 55517 | CTG1 | NG | GT | 50 | 42.3 | 530 | 36692.8 |  |  | 36692.8 | 17735.477 |  | Electric Utility/IPP Non-CHP | N | OP
SSTLOGN | CT | Wallingford Energy | 55517 | CTG2 | NG | GT | 50 | 40.6 | 530 | 36692.8 |  |  | 36692.8 | 21839.423 |  | Electric Utility/IPP Non-CHP | N | OP
SSTLOGN | CT | Wallingford Energy | 55517 | CTG3 | NG | GT | 50 | 42.3 | 530 | 36692.8 |  |  | 36692.8 | 23276.947 |  | Electric Utility/IPP Non-CHP | N | OP
SSTLOGN | CT | Wallingford Energy | 55517 | CTG4 | NG | GT | 50 | 42.3 | 530 | 36692.8 |  |  | 36692.8 | 21766.708 |  | Electric Utility/IPP Non-CHP | N | OP
SSTLOGN | CT | Wallingford Energy | 55517 | CTG5 | NG | GT | 50 | 42.3 | 530 | 36692.8 |  |  | 36692.8 | 20548.509 |  | Electric Utility/IPP Non-CHP | N | OP
EXCLUDE | CT | Water Treatment 1 & 2 | 57605 | WT1 | DFO | IC | 2.5 | 2.5 | 0 | 0 |  |  | 0 | 0 |  | Electric Utility | N | OP |  | Internal Combustion (PRMVR=IC)
EXCLUDE | CT | Water Treatment 1 & 2 | 57605 | WT2 | DFO | IC | 2.5 | 2.5 | 0 | 0 |  |  | 0 | 0 |  | Electric Utility | N | OP |  | Internal Combustion (PRMVR=IC)
SSTLOGN | CT | Waterbury Generation | 56629 | 10 | NG | GT | 96 | 95 | 1800 | 65112 |  |  | 65112 | 30160.512 |  | Electric Utility/IPP Non-CHP | N | OP
EXCLUDE | CT | Waterside Power, LLC | 56189 | 1 | DFO | GT | 23.2 | 23.2 | 0 | 0 |  |  | 0 | 0 |  | IPP Non-CHP | N | RE | 2003 | Simple Cycle Turbine (PRMVR=GT or OT) unit under 25MW
EXCLUDE | CT | Waterside Power, LLC | 56189 | 2 | DFO | GT | 23.2 | 23.2 | 0 | 0 |  |  | 0 | 0 |  | IPP Non-CHP | N | RE | 2003 | Simple Cycle Turbine (PRMVR=GT or OT) unit under 25MW
EXCLUDE | CT | Waterside Power, LLC | 56189 | 4 | DFO | GT | 23.2 | 23.2 | 0 | 778.3333 |  |  | 778.3333 | 713.9463 |  | IPP Non-CHP | N | SB |  | Simple Cycle Turbine (PRMVR=GT or OT) unit under 25MW
EXCLUDE | CT | Waterside Power, LLC | 56189 | 5 | DFO | GT | 23.2 | 23.2 | 0 | 778.3333 |  |  | 778.3333 | 713.9463 |  | IPP Non-CHP | N | SB |  | Simple Cycle Turbine (PRMVR=GT or OT) unit under 25MW
EXCLUDE | CT | Waterside Power, LLC | 56189 | 6 | DFO | GT | 23.2 | 23.2 | 0 | 0 |  |  | 0 | 0 |  | IPP Non-CHP | N | RE | 2006 | Simple Cycle Turbine (PRMVR=GT or OT) unit under 25MW
EXCLUDE | CT | Waterside Power, LLC | 56189 | 7 | DFO | GT | 23.2 | 23.2 | 0 | 778.3333 |  |  | 778.3333 | 713.9463 |  | IPP Non-CHP | N | SB |  | Simple Cycle Turbine (PRMVR=GT or OT) unit under 25MW
EXCLUDE | CT | Wheelabrator Bridgeport | 50883 | GEN1 | MSB | ST | 67 | 58 | 0 | 465530 |  |  | 465530 | 863275.2848 |  | IPP Non-CHP | N | OP |  | Non Fossil fuel type
EXCLUDE | CT | Wheelabrator Lisbon | 54758 | GEN1 | MSB | ST | 14.6 | 13 | 0 | 111157 |  |  | 111157 | 211771.8894 |  | IPP Non-CHP | N | OP |  | Non Fossil fuel type
OGST | DC | Benning | 603 | 15 | DFO | ST | 290 | 275 | 0 | 88736 |  |  | 88736 | 74974.3649 |  | IPP Non-CHP | N | OP | 2012
OGST | DC | Benning | 603 | 16 | DFO | ST | 290 | 275 | 3230 | 36430 |  |  | 36430 | 42305.54 |  | IPP Non-CHP | N | OP | 2012
EXCLUDE | DC | Buzzard Point | 604 | E1 | DFO | GT | 18 | 16 | 0 | 300.6 |  |  | 300.6 | 505.0097 |  | IPP Non-CHP | N | OP | 2012 | Simple Cycle Turbine (PRMVR=GT or OT) unit under 25MW
EXCLUDE | DC | Buzzard Point | 604 | E2 | DFO | GT | 18 | 16 | 0 | 300.6 |  |  | 300.6 | 505.0097 |  | IPP Non-CHP | N | OP | 2012 | Simple Cycle Turbine (PRMVR=GT or OT) unit under 25MW
EXCLUDE | DC | Buzzard Point | 604 | E3 | DFO | GT | 18 | 16 | 0 | 0 |  |  | 0 | 0 |  | IPP Non-CHP | N | RE | 2008 | Simple Cycle Turbine (PRMVR=GT or OT) unit under 25MW
EXCLUDE | DC | Buzzard Point | 604 | E4 | DFO | GT | 18 | 16 | 0 | 300.6 |  |  | 300.6 | 505.0097 |  | IPP Non-CHP | N | OP | 2012 | Simple Cycle Turbine (PRMVR=GT or OT) unit under 25MW
EXCLUDE | DC | Buzzard Point | 604 | E5 | DFO | GT | 18 | 16 | 0 | 300.6 |  |  | 300.6 | 505.0097 |  | IPP Non-CHP | N | OP | 2012 | Simple Cycle Turbine (PRMVR=GT or OT) unit under 25MW
EXCLUDE | DC | Buzzard Point | 604 | E6 | DFO | GT | 18 | 16 | 0 | 300.6 |  |  | 300.6 | 505.0097 |  | IPP Non-CHP | N | OP | 2012 | Simple Cycle Turbine (PRMVR=GT or OT) unit under 25MW
EXCLUDE | DC | Buzzard Point | 604 | E7 | DFO | GT | 18 | 16 | 0 | 300.6 |  |  | 300.6 | 505.0097 |  | IPP Non-CHP | N | OP | 2012 | Simple Cycle Turbine (PRMVR=GT or OT) unit under 25MW
EXCLUDE | DC | Buzzard Point | 604 | E8 | DFO | GT | 18 | 16 | 0 | 300.6 |  |  | 300.6 | 505.0097 |  | IPP Non-CHP | N | OP | 2012 | Simple Cycle Turbine (PRMVR=GT or OT) unit under 25MW
EXCLUDE | DC | Buzzard Point | 604 | W10 | DFO | GT | 18 | 16 | 0 | 300.6 |  |  | 300.6 | 505.0097 |  | IPP Non-CHP | N | OP | 2012 | Simple Cycle Turbine (PRMVR=GT or OT) unit under 25MW
EXCLUDE | DC | Buzzard Point | 604 | W11 | DFO | GT | 18 | 16 | 0 | 300.6 |  |  | 300.6 | 505.0097 |  | IPP Non-CHP | N | OP | 2012 | Simple Cycle Turbine (PRMVR=GT or OT) unit under 25MW
EXCLUDE | DC | Buzzard Point | 604 | W12 | DFO | GT | 18 | 16 | 0 | 300.6 |  |  | 300.6 | 505.0097 |  | IPP Non-CHP | N | OP | 2012 | Simple Cycle Turbine (PRMVR=GT or OT) unit under 25MW
EXCLUDE | DC | Buzzard Point | 604 | W13 | DFO | GT | 18 | 16 | 0 | 300.6 |  |  | 300.6 | 505.0097 |  | IPP Non-CHP | N | OP | 2012 | Simple Cycle Turbine (PRMVR=GT or OT) unit under 25MW
EXCLUDE | DC | Buzzard Point | 604 | W14 | DFO | GT | 18 | 16 | 0 | 300.6 |  |  | 300.6 | 505.0097 |  | IPP Non-CHP | N | OP | 2012 | Simple Cycle Turbine (PRMVR=GT or OT) unit under 25MW
EXCLUDE | DC | Buzzard Point | 604 | W15 | DFO | GT | 18 | 16 | 0 | 300.6 |  |  | 300.6 | 505.0097 |  | IPP Non-CHP | N | OP | 2012 | Simple Cycle Turbine (PRMVR=GT or OT) unit under 25MW
EXCLUDE | DC | Buzzard Point | 604 | W16 | DFO | GT | 18 | 16 | 0 | 300.6 |  |  | 300.6 | 505.0097 |  | IPP Non-CHP | N | OP | 2012 | Simple Cycle Turbine (PRMVR=GT or OT) unit under 25MW
EXCLUDE | DC | Buzzard Point | 604 | W9 | DFO | GT | 18 | 16 | 0 | 300.6 |  |  | 300.6 | 505.0097 |  | IPP Non-CHP | N | OP | 2012 | Simple Cycle Turbine (PRMVR=GT or OT) unit under 25MW
EXCLUDE | DC | US GSA Heating and Transmission | 57788 | TG1 | NG | GT | 5.4 | 5 | 0 | 35599.48 | 0.69338 | 71616.3277 | 51341.6388 | 29891.5361 |  | Commercial CHP | Y | OP |  | Simple Cycle Turbine (PRMVR=GT or OT) unit under 25MW
EXCLUDE | DC | US GSA Heating and Transmission | 57788 | TG2 | NG | GT | 5.4 | 5 | 0 | 35599.48 | 0.69338 | 71616.3277 | 51341.6388 | 29891.5361 |  | Commercial CHP | Y | OP |  | Simple Cycle Turbine (PRMVR=GT or OT) unit under 25MW
EXCLUDE | DE | AMERESCO Delaware Central | 56430 | 1C | LFG | IC | 1 | 1 | 0 | 0 |  |  | 0 | 0 |  | IPP Non-CHP | N | OP |  | Internal Combustion (PRMVR=IC)
EXCLUDE | DE | AMERESCO Delaware Central | 56430 | 2C | LFG | IC | 1 | 1 | 0 | 0 |  |  | 0 | 0 |  | IPP Non-CHP | N | OP |  | Internal Combustion (PRMVR=IC)
EXCLUDE | DE | AMERESCO Delaware Central | 56430 | 3C | LFG | IC | 1 | 1 | 0 | 0 |  |  | 0 | 0 |  | IPP Non-CHP | N | OP |  | Internal Combustion (PRMVR=IC)
EXCLUDE | DE | AMERESCO Delaware South | 56429 | 1 | LFG | IC | 1 | 1 | 0 | 0 |  |  | 0 | 0 |  | IPP Non-CHP | N | OP |  | Internal Combustion (PRMVR=IC)
EXCLUDE | DE | AMERESCO Delaware South | 56429 | 2 | LFG | IC | 1 | 1 | 0 | 0 |  |  | 0 | 0 |  | IPP Non-CHP | N | OP |  | Internal Combustion (PRMVR=IC)
EXCLUDE | DE | AMERESCO Delaware South | 56429 | 3 | LFG | IC | 1 | 1 | 0 | 0 |  |  | 0 | 0 |  | IPP Non-CHP | N | OP |  | Internal Combustion (PRMVR=IC)
EXCLUDE | DE | AMERESCO Delaware South | 56429 | 4 | LFG | IC | 1 | 1 | 0 | 0 |  |  | 0 | 0 |  | IPP Non-CHP | N | OP |  | Internal Combustion (PRMVR=IC)
EXCLUDE | DE | AMERESCO Delaware South | 56429 | 5 | LFG | IC | 1 | 1 | 0 | 0 |  |  | 0 | 0 |  | IPP Non-CHP | N | OP |  | Internal Combustion (PRMVR=IC)
SSTLOGN | DE | Christiana | 591 | CH11 | DFO | GT | 26 | 22.5 | 391 | 110.3251 |  |  | 110.3251 | 287.8 |  | Electric Utility/IPP Non-CHP | N | SB
SSTLOGN | DE | Christiana | 591 | CH14 | DFO | GT | 26 | 22.5 | 391 | 82.3708 |  |  | 82.3708 | 161.8 |  | Electric Utility/IPP Non-CHP | N | SB
EXCLUDE | DE | Delaware City 10 | 592 | DC10 | DFO | GT | 18.5 | 16 | 0 | -3 |  |  | -3 | 99.4574 |  | IPP Non-CHP | N | SB |  | Simple Cycle Turbine (PRMVR=GT or OT) unit under 25MW
EXCLUDE | DE | Delaware City Plant | 52193 | CT1 | NG | GT | 92 | 65 | 0 | 94190 | 0.99386 | 2647.6884 | 94771.9948 | 63173.6684 |  | Industrial CHP | Y | OP |  | Commercial/Industrial Unit
EXCLUDE | DE | Delaware City Plant | 52193 | CT2 | NG | GT | 92 | 65 | 0 | 94190 | 0.99386 | 2647.6884 | 94771.9948 | 63173.6684 |  | Industrial CHP | Y | OP |  | Commercial/Industrial Unit
EXCLUDE | DE | Delaware City Plant | 52193 | FGTG | NG | GT | 1.2 | 1 | 0 | 0 | 0.99386 | 0 | 0 | 0 |  | Industrial CHP | Y | RE | 1997 | Simple Cycle Turbine (PRMVR=GT or OT) unit under 25MW
EXCLUDE | DE | Delaware City Plant | 52193 | G1 | OG | ST | 27.5 | 29.5 | 144.7679 | 70155 | 0.2028 | 1254601.2833 | 345931.9527 | 54063.7912 |  | Industrial CHP/Petroleum Refinery | Y | OP |  | Commercial/Industrial Unit
EXCLUDE | DE | Delaware City Plant | 52193 | G2 | OG | ST | 27.5 | 29.5 | 144.7679 | 53186 | 0.2028 | 951139.9594 | 262258.3826 | 40986.9118 |  | Industrial CHP/Petroleum Refinery | Y | OP |  | Commercial/Industrial Unit
EXCLUDE | DE | Delaware City Plant | 52193 | G3 | OG | ST | 75 | 66 | 394.8214 | 42565 | 0.2028 | 761201.6766 | 209886.5878 | 32802.0137 |  | Industrial CHP/Petroleum Refinery | Y | OP |  | Commercial/Industrial Unit
EXCLUDE | DE | Delaware City Plant | 52193 | G4 | OG | ST | 10 | 10 | 52.6429 | 42348 | 0.2028 | 757321.0056 | 208816.568 | 32634.7863 |  | Industrial CHP/Petroleum Refinery | Y | OP |  | Steam unit (PRMVR=ST) under 25MW/250 MMBtu/hr
EXCLUDE | DE | Dover Sun Park | 57337 | 1 | SUN | PV | 10 | 10 | 0 | 6495 |  |  | 6495 | 0 |  | IPP Non-CHP | N | OP |  | Non Combustion (NUC, WAT, WND, GEO, or SUN)
OGST | DE | Edge Moor | 593 | 3 | NG | ST | 75 | 86 | 1117 | 252632 | 0.99867 | 1530.6143 | 252968.448 | 234602.475 |  | Electric Utility/IPP CHP | Y | OP
OGST | DE | Edge Moor | 593 | 4 | NG | ST | 176.8 | 174 | 1867 | 253803 | 0.99867 | 1537.709 | 254141.0075 | 178940.475 |  | Electric Utility/IPP CHP | Y | OP
OGST | DE | Edge Moor | 593 | 5 | NG | ST | 446 | 450 | 4695 | 150503 | 0.99867 | 911.8482 | 150703.4356 | 134499.875 |  | Electric Utility/IPP CHP | Y | OP
EXCLUDE | DE | Edge Moor | 593 | 10 | DFO | GT | 12.5 | 13 | 0 | 71 | 0.51163 | 308.3206 | 138.7727 | 109.9738 |  | IPP CHP | Y | SB |  | Simple Cycle Turbine (PRMVR=GT or OT) unit under 25MW
EXCLUDE | DE | Garrison Energy Center LLC | 57349 | UNIT1 | NG | CC | 309 | 309 | 0 | 0 |  |  | 0 | 0 |  | IPP Non-CHP | N | P |  | Status of operation (IP,L,P,T,or U)
EXCLUDE | DE | Garrison Energy Center LLC | 57349 | UNIT2 | NG | CC | 309 | 309 | 0 | 0 |  |  | 0 | 0 |  | IPP Non-CHP | N | P |  | Status of operation (IP,L,P,T,or U)
NGCC | DE | Hay Road | 7153 | HR1 | NG | CC | 122 | 126 | 1751 | 400419.2457 |  |  | 400419.2457 | 199667.5503 |  | Electric Utility/IPP Non-CHP | N | OP
NGCC | DE | Hay Road | 7153 | HR2 | NG | CC | 122 | 126 | 1751 | 400419.2457 |  |  | 400419.2457 | 199667.5503 |  | Electric Utility/IPP Non-CHP | N | OP
NGCC | DE | Hay Road | 7153 | HR3 | NG | CC | 122 | 126 | 1751 | 400419.2457 |  |  | 400419.2457 | 199667.5503 |  | Electric Utility/IPP Non-CHP | N | OP
NGCC | DE | Hay Road | 7153 | HR4 | NG | CC | 200 | 187 | 1751 | 656424.993 |  |  | 656424.993 | 327323.853 |  | Electric Utility/IPP Non-CHP | N | OP
NGCC | DE | Hay Road | 7153 | HR5 | NG | CC | 144 | 126 | 1751 | 472625.9949 |  |  | 472625.9949 | 235673.1741 |  | Electric Utility/IPP Non-CHP | N | OP
NGCC | DE | Hay Road | 7153 | HR6 | NG | CC | 144 | 126 | 1751 | 472625.9949 |  |  | 472625.9949 | 235673.1741 |  | Electric Utility/IPP Non-CHP | N | OP
NGCC | DE | Hay Road | 7153 | HR7 | NG | CC | 144 | 126 | 1751 | 472625.9949 |  |  | 472625.9949 | 235673.1741 |  | Electric Utility/IPP Non-CHP | N | OP
NGCC | DE | Hay Road | 7153 | HR8 | NG | CC | 195 | 187 | 1751 | 640014.3681 |  |  | 640014.3681 | 319140.7567 |  | Electric Utility/IPP Non-CHP | N | OP
COALST | DE | Indian River Generating Station | 594 | 1 | BIT | ST | 81.6 | 89 | 0 | 146732.1124 |  |  | 146732.1124 | 29069.2779 |  | Electric Utility/IPP Non-CHP | N | OS
COALST | DE | Indian River Generating Station | 594 | 2 | BIT | ST | 81.6 | 89 | 0 | 146732.1124 |  |  | 146732.1124 | 180960.7538 |  | Electric Utility/IPP Non-CHP | N | OS
COALST | DE | Indian River Generating Station | 594 | 3 | BIT | ST | 176.8 | 170 | 1904 | 317919.5769 |  |  | 317919.5769 | 454630.425 |  | Electric Utility/IPP Non-CHP | N | OP | 2014
COALST | DE | Indian River Generating Station | 594 | 4 | BIT | ST | 442.4 | 430 | 5091 | 795518.2173 |  |  | 795518.2173 | 1120255.475 |  | Electric Utility/IPP Non-CHP | N | OP
EXCLUDE | DE | Indian River Generating Station | 594 | 10 | DFO | GT | 17 | 17 | 0 | 53 |  |  | 53 | 68.3158 |  | IPP Non-CHP | N | OP |  | Simple Cycle Turbine (PRMVR=GT or OT) unit under 25MW
EXCLUDE | DE | Kent County Wastewater Treatment Solar | 57330 | 1 | SUN | PV | 1.2 | 1.2 | 0 | 1306.8 |  |  | 1306.8 | 0 |  | IPP Non-CHP | N | OP |  | Non Combustion (NUC, WAT, WND, GEO, or SUN)
EXCLUDE | DE | McKee Run | 599 | 1 | NG | ST | 18.8 | 17 | 225 | 796 |  |  | 796 | 553.2273 |  | Electric Utility/IPP Non-CHP | N | OP |  | Steam unit (PRMVR=ST) under 25MW/250 MMBtu/hr
EXCLUDE | DE | McKee Run | 599 | 2 | NG | ST | 18.8 | 17 | 225 | 788 |  |  | 788 | 547.6672 |  | Electric Utility/IPP Non-CHP | N | OP |  | Steam unit (PRMVR=ST) under 25MW/250 MMBtu/hr
OGST | DE | McKee Run | 599 | 3 | NG | ST | 113.6 | 102 | 1359.5745 | 22843 |  |  | 22843 | 15545.951 |  | Electric Utility/IPP Non-CHP | N | OP
EXCLUDE | DE | NRG Energy Center Dover | 10030 | COG1 | BIT | ST | 18 | 16 | 400 | 63197 | 0.80431 | 69951.1575 | 78573.1337 | 122814.1757 |  | IPP CHP | Y | OP |  | Steam unit (PRMVR=ST) under 25MW/250 MMBtu/hr
SSTLOGN | DE | NRG Energy Center Dover | 10030 | KD-1 | NG | GT | 50 | 42 | 500 | 15236 | 0.90309 | 7437.6619 | 16870.8905 | 8856.269 |  | Electric Utility/IPP CHP | Y | OP
SSTLOGN | DE | NRG Energy Center Dover | 10030 | KD-2 | NG | GT | 50 | 42 | 500 | 15236 | 0.90309 | 7437.6619 | 16870.8905 | 8536.992 |  | Electric Utility/IPP CHP | Y | OP
EXCLUDE | DE | Perdue Bridgeville Photovoltaic | 57772 | BRID | SUN | PV | 1.3 | 1.3 | 0 | 478 |  |  | 478 | 0 |  | Electric Utility | N | OP |  | Non Combustion (NUC, WAT, WND, GEO, or SUN)
EXCLUDE | DE | Seaford | 601 | 1 | DFO | IC | 1.4 | 1.3 | 0 | 0 |  |  | 0 | 0 |  | Electric Utility | N | OS |  | Internal Combustion (PRMVR=IC)
EXCLUDE | DE | Seaford | 601 | 2 | DFO | IC | 1.4 | 1.3 | 0 | 0 |  |  | 0 | 0 |  | Electric Utility | N | OS |  | Internal Combustion (PRMVR=IC)
EXCLUDE | DE | Seaford | 601 | 3 | DFO | IC | 1.1 | 1.1 | 0 | 0 |  |  | 0 | 0 |  | Electric Utility | N | OS |  | Internal Combustion (PRMVR=IC)
EXCLUDE | DE | Seaford | 601 | 5 | DFO | IC | 0.8 | 0.8 | 0 | 0 |  |  | 0 | 0 |  | Electric Utility | N | RE | 2001 | Internal Combustion (PRMVR=IC)
EXCLUDE | DE | Seaford | 601 | 6 | DFO | IC | 2 | 2 | 0 | 0 |  |  | 0 | 0 |  | Electric Utility | N | OS |  | Internal Combustion (PRMVR=IC)
EXCLUDE | DE | Seaford | 601 | 7 | DFO | IC | 1.1 | 1.1 | 0 | 0 |  |  | 0 | 0 |  | Electric Utility | N | OS |  | Internal Combustion (PRMVR=IC)
EXCLUDE | DE | Seaford Delaware Plant | 10793 | GEN1 | NG | ST | 10 | 9 | 0 | 0 | 0 |  |  | 0 |  | Industrial CHP | Y | OS |  | Steam unit (PRMVR=ST) under 25MW/250 MMBtu/hr
EXCLUDE | DE | Seaford Delaware Plant | 10793 | GEN2 | BIT | ST | 10 | 9 | 0 | 0 | 0 |  |  | 0 |  | Industrial CHP | Y | RE | 2009 | Steam unit (PRMVR=ST) under 25MW/250 MMBtu/hr
EXCLUDE | DE | Seaford Delaware Plant | 10793 | GEN3 | NG | ST | 10 | 9 | 0 | 0 | 0 |  |  | 0 |  | Industrial CHP | Y | OS |  | Steam unit (PRMVR=ST) under 25MW/250 MMBtu/hr
EXCLUDE | DE | University of Delaware Wind Turbine | 57176 | FSMW | WND | WT | 2 | 2 | 0 | 4825 |  |  | 4825 | 0 |  | Commercial Non-CHP | N | OP |  | Non Combustion (NUC, WAT, WND, GEO, or SUN)
SSTLOGN | DE | Van Sant Station | 7318 | 1 | NG | GT | 45.1 | 39 | 546.7 | 2216 |  |  | 2216 | 2200.305 |  | Electric Utility/IPP Non-CHP | N | OP
SSTLOGN | DE | Warren F Sam Beasley Generation Station | 7962 | 1 | NG | GT | 45 | 48 | 0 | 19274 |  |  | 19274 | 11327.4887 |  | Electric Utility | N | OP
EXCLUDE | DE | Warren F Sam Beasley Generation Station | 7962 | 2 | NG | GT | 51 | 50 | 0 | 0 |  |  | 0 | 0 |  | Electric Utility | N | T |  | Status of operation (IP,L,P,T,or U)
EXCLUDE | DE | West Station | 597 | WEST | DFO | GT | 20 | 15 | 0 | 57 |  |  | 57 | 269.5132 |  | IPP Non-CHP | N | SB |  | Simple Cycle Turbine (PRMVR=GT or OT) unit under 25MW
EXCLUDE | FL | 6th St Solar Park of Gainesville FL | 57438 | 1 | SUN | PV | 2 | 2 | 0 | 1540 |  |  | 1540 | 0 |  | IPP Non-CHP | N | OP |  | Non Combustion (NUC, WAT, WND, GEO, or SUN)
OGST | FL | Anclote | 8048 | 1 | NG | ST | 556.2 | 501 | 5600 | 775476 |  |  | 775476 | 642327.799 |  | Electric Utility | N | OP
OGST | FL | Anclote | 8048 | 2 | NG | ST | 556.2 | 510 | 5600 | 838324 |  |  | 838324 | 653486.839 |  | Electric Utility | N | OP
EXCLUDE | FL | Anheuser-Busch Jacksonville | 10431 | GEN1 | NG | GT | 8.6 | 8.6 | 0 | 60174.94 | 0.37663 | 453092.6461 | 159770.3341 | 48918.1088 |  | Industrial CHP | Y | OP |  | Simple Cycle Turbine (PRMVR=GT or OT) unit under 25MW
OGST | FL | Arvah B Hopkins | 688 | 1 | NG | ST | 75 | 76 | 903 | 117758 |  |  | 117758 | 91683.25 |  | Electric Utility | N | OP | 2020
NGCC | FL | Arvah B Hopkins | 688 | 2 | NG | CC | 259.2 | 140 | 2844 | 671572.4305 |  |  | 671572.4305 | 440821.3007 |  | Electric Utility | N | OP
EXCLUDE | FL | Arvah B Hopkins | 688 | 5 | NG | CC | 212.5 | 156 | 0 | 0 |  |  | 0 | 0 |  | Electric Utility | N | IP |  | Status of operation (IP,L,P,T,or U)
NGCC | FL | Arvah B Hopkins | 688 | CT2A | NG | CC | 198.9 | 160 | 0 | 515338.5665 |  |  | 515338.5665 | 338269.1231 |  | Electric Utility | N | OP
EXCLUDE | FL | Arvah B Hopkins | 688 | CTA | NG | CC | 50 | 36 | 0 | 0 |  |  | 0 | 0 |  | Electric Utility | N | IP |  | Status of operation (IP,L,P,T,or U)
EXCLUDE | FL | Arvah B Hopkins | 688 | GT1 | NG | GT | 16.3 | 12 | 159.7061 | 7069.9878 |  |  | 7069.9878 | 4688.3611 |  | Electric Utility | N | OP | 2015 | Simple Cycle Turbine (PRMVR=GT or OT) unit under 25MW
SSTLOGN | FL | Arvah B Hopkins | 688 | GT2 | NG | GT | 27 | 24 | 264.5438 | 11711.0227 |  |  | 11711.0227 | 7765.9969 |  | Electric Utility | N | OP | 2017
SSTLOGN | FL | Arvah B Hopkins | 688 | GT3 | NG | GT | 60 | 46 | 587.8751 | 26024.4948 |  |  | 26024.4948 | 17257.771 |  | Electric Utility | N | OP
SSTLOGN | FL | Arvah B Hopkins | 688 | GT4 | NG | GT | 60 | 46 | 587.8751 | 26024.4948 |  |  | 26024.4948 | 17257.771 |  | Electric Utility | N | OP
EXCLUDE | FL | Arvah B Hopkins | 688 | GT5 | NG | GT | 60 | 46 | 0 | 0 |  |  | 0 | 0 |  | Electric Utility | N | P |  | Status of operation (IP,L,P,T,or U)
SSTLOGN | FL | Auburndale Peaker Energy Center | 55833 | CTP | NG | GT | 130.1 | 122 | 1591 | 45802 |  |  | 45802 | 31687.498 |  | Electric Utility/IPP Non-CHP | N | OP
NGCC | FL | Auburndale Power Partners | 54658 | CT | NG | CC | 121.5 | 111.3 | 1600 | 458384.8392 | 0.73228 | 762413.379 | 625972.7742 | 232157.1579 |  | Electric Utility/IPP CHP | Y | OP
NGCC | FL | Auburndale Power Partners | 54658 | ST | NG | CC | 52 | 44 | 1600 | 196181.1658 | 0.73228 | 326300.3762 | 267906.0433 | 99359.4421 |  | Electric Utility/IPP CHP | Y | OP
SSTLOGN | FL | Avon Park | 624 | P1 | NG | GT | 33.7 | 24 | 563 | 262 |  |  | 262 | 682.887 |  | Electric Utility | N | OP | 2016
SSTLOGN | FL | Avon Park | 624 | P2 | DFO | GT | 33.7 | 24 | 563 | 262 |  |  | 262 | 70.829 |  | Electric Utility | N | OP | 2016
EXCLUDE | FL | Baptist Medical Center | 10008 | CG-1 | NG | IC | 0.5 | 0.5 | 0 | 0 | 0 |  |  | 0 |  | Commercial CHP | Y | RE | 2005 | Internal Combustion (PRMVR=IC)
EXCLUDE | FL | Baptist Medical Center | 10008 | CG-3 | NG | IC | 0.5 | 0.5 | 0 | 0 |  |  | 0 | 0 |  | Commercial CHP | N | RE | 2007 | Internal Combustion (PRMVR=IC)
EXCLUDE | FL | Baptist Medical Center | 10008 | CG-4 | NG | IC | 0.5 | 0.5 | 0 | 0 |  |  | 0 | 0 |  | Commercial CHP | N | RE | 2006 | Internal Combustion (PRMVR=IC)
EXCLUDE | FL | Baptist Medical Center | 10008 | TG-1 | NG | GT | 2.6 | 2.3 | 0 | 0 |  |  | 0 | 0 |  | Commercial CHP | N | RE | 2007 | Simple Cycle Turbine (PRMVR=GT or OT) unit under 25MW
EXCLUDE | FL | Baptist Medical Center | 10008 | TG-2 | NG | GT | 2.5 | 2.2 | 0 | 4938.1111 | 0.32378 | 46918.1262 | 15251.2983 | 4328.0015 |  | Commercial CHP | Y | OP |  | Simple Cycle Turbine (PRMVR=GT or OT) unit under 25MW
EXCLUDE | FL | Baptist Medical Center | 10008 | TG-3 | NG | GT | 3 | 2.7 | 0 | 5925.7333 | 0.32378 | 56301.7514 | 18301.5579 | 5193.6018 |  | Commercial CHP | Y | OS |  | Simple Cycle Turbine (PRMVR=GT or OT) unit under 25MW
EXCLUDE | FL | Baptist Medical Center | 10008 | TG-4 | NG | GT | 3.5 | 3.2 | 0 | 6913.3556 | 0.32378 | 65685.3766 | 21351.8176 | 6059.2021 |  | Commercial CHP | Y | OP |  | Simple Cycle Turbine (PRMVR=GT or OT) unit under 25MW
EXCLUDE | FL | Bay Resource Management Center | 10250 | GEN1 | MSB | ST | 13.6 | 10 | 0 | 64011 |  |  | 64011 | 89165.5605 |  | IPP Non-CHP | N | OP |  | Non Fossil fuel type
SSTLOGN | FL | Bayboro | 627 | P1 | DFO | GT | 56.7 | 44 | 1548 | 860.75 |  |  | 860.75 | 739.054 |  | Electric Utility | N | OP
SSTLOGN | FL | Bayboro | 627 | P2 | DFO | GT | 56.7 | 42 | 1548 | 860.75 |  |  | 860.75 | 1078.138 |  | Electric Utility | N | OP
SSTLOGN | FL | Bayboro | 627 | P3 | DFO | GT | 56.7 | 44 | 1548 | 860.75 |  |  | 860.75 | 1378.556 |  | Electric Utility | N | OP
SSTLOGN | FL | Bayboro | 627 | P4 | DFO | GT | 56.7 | 44 | 1548 | 860.75 |  |  | 860.75 | 758.72 |  | Electric Utility | N | OP
EXCLUDE | FL | Big Bend | 645 | GT1 | DFO | GT | 18 | 10 | 0 | 0 |  |  | 0 | 0 |  | Electric Utility | N | RE | 2008 | Simple Cycle Turbine (PRMVR=GT or OT) unit under 25MW
EXCLUDE | FL | Big Bend | 645 | GT2 | DFO | GT | 78.7 | 49 | 0 | 0 |  |  | 0 | 0 |  | Electric Utility | N | RE | 2008 | Retired in 2008
EXCLUDE | FL | Big Bend | 645 | GT3 | DFO | GT | 78.7 | 39 | 0 | 0 |  |  | 0 | 0 |  | Electric Utility | N | RE | 2008 | Retired in 2008
SSTLOGN | FL | Big Bend | 645 | GT4 | NG | GT | 62 | 56 | 1144 | 7682 |  |  | 7682 | 5201.075 |  | Electric Utility | N | OP
EXCLUDE | FL | Big Bend | 645 | GT5 | NG | GT | 62 | 56 | 0 | 0 |  |  | 0 | 0 |  | Electric Utility | N | IP |  | Status of operation (IP,L,P,T,or U)
EXCLUDE | FL | Big Bend | 645 | GT6 | NG | GT | 62 | 56 | 0 | 0 |  |  | 0 | 0 |  | Electric Utility | N | IP |  | Status of operation (IP,L,P,T,or U)
COALST | FL | Big Bend | 645 | ST1 | BIT | ST | 445.5 | 385 | 6100 | 2591164 |  |  | 2591164 | 3163822.818 |  | Electric Utility | N | OP
COALST | FL | Big Bend | 645 | ST2 | BIT | ST | 445.5 | 385 | 5200 | 1879739 |  |  | 1879739 | 1998480.132 |  | Electric Utility | N | OP
COALST | FL | Big Bend | 645 | ST3 | BIT | ST | 445.5 | 365 | 5600 | 2305767 |  |  | 2305767 | 2828977.625 |  | Electric Utility | N | OP
COALST | FL | Big Bend | 645 | ST4 | BIT | ST | 486 | 417 | 6300 | 2641388 |  |  | 2641388 | 3157913.125 |  | Electric Utility | N | OP
EXCLUDE | FL | Big Pine | 164 | 1 | DFO | IC | 2.7 | 2.5 | 0 | 0 |  |  | 0 | 0 |  | Electric Utility | N | RE | 2006 | Internal Combustion (PRMVR=IC)
SSTLOGN | FL | Brandy Branch | 7846 | 1 | NG | GT | 185 | 158.6 | 0 | 36041 |  |  | 36041 | 25259.2981 |  | Electric Utility | N | OP
NGCC | FL | Brandy Branch | 7846 | 2 | NG | CC | 185 | 158.6 | 0 | 988198.4869 |  |  | 988198.4869 | 412979.167 |  | Electric Utility | N | OP
NGCC | FL | Brandy Branch | 7846 | 3 | NG | CC | 185 | 158.6 | 0 | 988198.4869 |  |  | 988198.4869 | 412979.167 |  | Electric Utility | N | OP
NGCC | FL | Brandy Branch | 7846 | 4 | NG | CC | 228.1 | 185 | 0 | 1218422.0262 |  |  | 1218422.0262 | 509192.1513 |  | Electric Utility | N | OP
EXCLUDE | FL | Bryant Sugar House | 50483 | DGE | DFO | IC | 1 | 1 | 0 | 0 |  |  | 0 | 0 |  | Industrial CHP | N | RE | 2007 | Internal Combustion (PRMVR=IC)
EXCLUDE | FL | Bryant Sugar House | 50483 | DGW | DFO | IC | 1 | 1 | 0 | 0 |  |  | 0 | 0 |  | Industrial CHP | N | RE | 2007 | Internal Combustion (PRMVR=IC)
EXCLUDE | FL | Bryant Sugar House | 50483 | TG1 | AB | ST | 2.5 | 2.3 | 0 | 0 | 0 |  |  | 0 |  | Industrial CHP | Y | RE | 2007 | Non Fossil fuel type
EXCLUDE | FL | Bryant Sugar House | 50483 | TG2 | AB | ST | 2.5 | 2.3 | 0 | 0 | 0 |  |  | 0 |  | Industrial CHP | Y | RE | 2007 | Non Fossil fuel type
EXCLUDE | FL | Bryant Sugar House | 50483 | TG3 | AB | ST | 3.5 | 3.3 | 0 | 0 | 0 |  |  | 0 |  | Industrial CHP | Y | RE | 2007 | Non Fossil fuel type
EXCLUDE | FL | Bryant Sugar House | 50483 | TG4 | AB | ST | 20 | 18.6 | 0 | 0 | 0 |  |  | 0 |  | Industrial CHP | Y | RE | 2007 | Non Fossil fuel type
EXCLUDE | FL | Buckeye Florida LP | 50466 | GEN2 | BLQ | ST | 8.2 | 6.7 | 0 | 64929.722 | 0.049243 | 5703170.1787 | 1318557.399 | 836471.6537 |  | Industrial CHP | Y | OP |  | Steam unit (PRMVR=ST) under 25MW/250 MMBtu/hr
EXCLUDE | FL | Buckeye Florida LP | 50466 | GEN3 | BLQ | ST | 10.4 | 9.7 | 0 | 83335.796 | 0.049243 | 7319886.9781 | 1692337.916 | 1073592.0152 |  | Industrial CHP | Y | OP |  | Steam unit (PRMVR=ST) under 25MW/250 MMBtu/hr
EXCLUDE | FL | Buckeye Florida LP | 50466 | GEN4 | BLQ | ST | 14.8 | 12.2 | 0 | 99345.917 | 0.049243 | 8726152.7349 | 2017462.7257 | 1279845.9768 |  | Industrial CHP | Y | OP |  | Steam unit (PRMVR=ST) under 25MW/250 MMBtu/hr
EXCLUDE | FL | Buckeye Florida LP | 50466 | GEN5 | BLQ | ST | 11 | 8.7 | 0 | 73487.916 | 0.049243 | 6454888.1177 | 1492352.5374 | 946724.5004 |  | Industrial CHP | Y | OP |  | Steam unit (PRMVR=ST) under 25MW/250 MMBtu/hr
EXCLUDE | FL | Buckeye Florida LP | 50466 | GEN6 | BLQ | ST | 25 | 15 | 0 | 41828.749 |  |  | 41828.749 | 538868.2066 |  | Industrial CHP | N | OP |  | Commercial/Industrial Unit
COALST | FL | C D McIntosh Jr | 676 | 3 | BIT | ST | 363.8 | 342 | 3640 | 1368174 |  |  | 1368174 | 1663216.172 |  | Electric Utility | N | OP
EXCLUDE | FL | C D McIntosh Jr | 676 | 4 | PC | ST | 288 | 288 | 0 | 0 |  |  | 0 | 0 |  | Electric Utility | N | IP |  | Status of operation (IP,L,P,T,or U)
NGCC | FL | C D McIntosh Jr | 676 | 5CT | NG | CC | 249 | 215 | 2407 | 1545816.3123 |  |  | 1545816.3123 | 599571.2844 |  | Electric Utility | N | OP
NGCC | FL | C D McIntosh Jr | 676 | 5ST | NG | CC | 120 | 123 | 2407 | 744971.7167 |  |  | 744971.7167 | 288950.0166 |  | Electric Utility | N | OP
SSTLOGN | FL | C D McIntosh Jr | 676 | GT1 | NG | GT | 26.6 | 16 | 0 | 153 |  |  | 153 | 249.9063 |  | Electric Utility | N | OP
EXCLUDE | FL | C D McIntosh Jr | 676 | IC1 | DFO | IC | 2.5 | 2.5 | 0 | 0 |  |  | 0 | 0 |  | Electric Utility | N | OP |  | Internal Combustion (PRMVR=IC)
EXCLUDE | FL | C D McIntosh Jr | 676 | IC2 | DFO | IC | 2.5 | 2.5 | 0 | 0 |  |  | 0 | 0 |  | Electric Utility | N | OP |  | Internal Combustion (PRMVR=IC)
OGST | FL | C D McIntosh Jr | 676 | ST1 | NG | ST | 103.5 | 85 | 985 | 852.2426 |  |  | 852.2426 | 1622.551 |  | Electric Utility | N | OP
OGST | FL | C D McIntosh Jr | 676 | ST2 | NG | ST | 126 | 106 | 1185 | 11181 |  |  | 11181 | 12014.954 |  | Electric Utility | N | OP
EXCLUDE | FL | C H Corn Hydroelectric Facility | 956 | 1 | WAT | HY | 4.4 | 4 | 0 | 1888.0328 |  |  | 1888.0328 | 0 |  | Electric Utility | N | OP |  | Non Combustion (NUC, WAT, WND, GEO, or SUN)
EXCLUDE | FL | C H Corn Hydroelectric Facility | 956 | 2 | WAT | HY | 4.4 | 4 | 0 | 1888.0328 |  |  | 1888.0328 | 0 |  | Electric Utility | N | OP |  | Non Combustion (NUC, WAT, WND, GEO, or SUN)
EXCLUDE | FL | C H Corn Hydroelectric Facility | 956 | 3 | WAT | HY | 3.4 | 3 | 0 | 1458.9344 |  |  | 1458.9344 | 0 |  | Electric Utility | N | OP |  | Non Combustion (NUC, WAT, WND, GEO, or SUN)
SSTLOGN | FL | Cane Island | 7238 | 1 | NG | GT | 42 | 32 | 435 | 4243.1248 |  |  | 4243.1248 | 2932.307 |  | Electric Utility | N | OP
NGCC | FL | Cane Island | 7238 | 2 | NG | CC | 80 | 69 | 987 | 144054.5257 |  |  | 144054.5257 | 108100.3951 |  | Electric Utility | N | OP
NGCC | FL | Cane Island | 7238 | 3 | NG | CC | 167.5 | 150 | 2076 | 301614.1633 |  |  | 301614.1633 | 226335.2022 |  | Electric Utility | N | OP
NGCC | FL | Cane Island | 7238 | 4 | NG | CC | 180 | 160 | 987 | 324122.6829 |  |  | 324122.6829 | 243225.889 |  | Electric Utility | N | OP
NGCC | FL | Cane Island | 7238 | 2A | NG | CC | 40 | 39 | 2560 | 72027.2629 |  |  | 72027.2629 | 54050.1975 |  | Electric Utility | N | OP
NGCC | FL | Cane Island | 7238 | 3A | NG | CC | 82.5 | 90 | 2560 | 148556.2297 |  |  | 148556.2297 | 111478.5324 |  | Electric Utility | N | OP
NGCC | FL | Cane Island | 7238 | 4A | NG | CC | 143.5 | 130 | 2076 | 258397.8055 |  |  | 258397.8055 | 193905.0837 |  | Electric Utility | N | OP
EXCLUDE | FL | Cape Canaveral | 609 | 1 | RFO | ST | 402 | 396 | 0 | 0 |  |  | 0 | 0 |  | Electric Utility | N | RE | 2010 | Retired in 2010
EXCLUDE | FL | Cape Canaveral | 609 | 2 | RFO | ST | 402 | 396 | 0 | 0 |  |  | 0 | 0 |  | Electric Utility | N | RE | 2010 | Retired in 2010
EXCLUDE | FL | Cape Canaveral | 609 | 3A | NG | CC | 265 | 1210 | 0 | 0 |  |  | 0 | 0 |  | Electric Utility | N | U |  | Status of operation (IP,L,P,T,or U)
EXCLUDE | FL | Cape Canaveral | 609 | 3B | NG | CC | 265 |  | 0 | 0 |  |  | 0 | 0 |  | Electric Utility | N | U |  | Status of operation (IP,L,P,T,or U)
EXCLUDE | FL | Cape Canaveral | 609 | 3C | NG | CC | 265 |  | 0 | 0 |  |  | 0 | 0 |  | Electric Utility | N | U |  | Status of operation (IP,L,P,T,or U)
EXCLUDE | FL | Cape Canaveral | 609 | 3ST | NG | CC | 500 |  | 0 | 0 |  |  | 0 | 0 |  | Electric Utility | N | U |  | Status of operation (IP,L,P,T,or U)
COALST | FL | Cedar Bay Generating Company LP | 10672 | GEN1 | BIT | ST | 291.6 | 250 | 3507 | 1173366 | 0.57698 | 3913644.7422 | 2033633.7481 | 1989042.846 |  | Electric Utility/IPP CHP | Y | OP
EXCLUDE | FL | Central District Wastewater Treat Plant | 54623 | 1 | OBG | IC | 1.2 | 1.2 | 0 | 0 | 0.90968 | 0 | 0 | 0 |  | Commercial CHP | Y | OP |  | Internal Combustion (PRMVR=IC)
EXCLUDE | FL | Central District Wastewater Treat Plant | 54623 | 2 | OBG | IC | 1.2 | 1.2 | 0 | 0 | 0.90968 | 0 | 0 | 0 |  | Commercial CHP | Y | OP |  | Internal Combustion (PRMVR=IC)
EXCLUDE | FL | Central District Wastewater Treat Plant | 54623 | 3 | OBG | IC | 1.2 | 1.2 | 0 | 0 | 0.90968 | 0 | 0 | 0 |  | Commercial CHP | Y | OS |  | Internal Combustion (PRMVR=IC)
EXCLUDE | FL | Central District Wastewater Treat Plant | 54623 | 4 | OBG | IC | 1.2 | 1.2 | 0 | 0 | 0.90968 | 0 | 0 | 0 |  | Commercial CHP | Y | OP |  | Internal Combustion (PRMVR=IC)
NGCC | FL | Central Energy Plant | 7294 | GTG | NG | CC | 61.5 | 48 | 0 | 325890.2536 | 1 | 0 | 325890.2536 | 157907.9348 |  | Electric Utility/Cogeneration | Y | OP
NGCC | FL | Central Energy Plant | 7294 | STG | NG | CC | 8.5 | 8 | 0 | 45041.7424 | 1 | 0 | 45041.7424 | 21824.6739 | 1 | Electric Utility/Cogeneration | Y | OP
COALST | FL | Central Power & Lime | 10333 | GEN1 | BIT | ST | 125 | 135 | 0 | 47255 | 0 |  |  | 56840.4383 |  | IPP CHP | Y | OP
EXCLUDE | FL | CFI Plant City Phosphate Complex | 50371 | MI34 | WH | ST | 40.5 | 27.9 | 0 | 220915.56 |  |  |  | 0 |  | Industrial CHP | Y | OP |  | Non Fossil fuel type
EXCLUDE | FL | Clewiston Sugar House | 50482 | DGN | DFO | IC | 1 | 1 | 0 | 0 |  |  | 0 | 0 |  | Industrial CHP | N | RE | 2006 | Internal Combustion (PRMVR=IC)
EXCLUDE | FL | Clewiston Sugar House | 50482 | DGS | DFO | IC | 1 | 1 | 0 | 0 |  |  | 0 | 0 |  | Industrial CHP | N | RE | 2006 | Internal Combustion (PRMVR=IC)
EXCLUDE | FL | Clewiston Sugar House | 50482 | TG1 | AB | ST | 5 | 4.7 | 0 | 0 | 0.08955 | 0 | 0 | 0 |  | Industrial CHP | Y | RE | 2004 | Non Fossil fuel type
EXCLUDE | FL | Clewiston Sugar House | 50482 | TG2 | AB | ST | 3.5 | 3.3 | 0 | 0 | 0.08955 | 0 | 0 | 0 |  | Industrial CHP | Y | RE | 2004 | Non Fossil fuel type
EXCLUDE | FL | Clewiston Sugar House | 50482 | TG3 | AB | ST | 3.1 | 2.9 | 0 | 0 | 0.08955 | 0 | 0 | 0 |  | Industrial CHP | Y | RE | 2007 | Non Fossil fuel type
EXCLUDE | FL | Clewiston Sugar House | 50482 | TG4 | AB | ST | 6 | 5.6 | 0 | 0 | 0.08955 | 0 | 0 | 0 |  | Industrial CHP | Y | RE | 2007 | Non Fossil fuel type
EXCLUDE | FL | Clewiston Sugar House | 50482 | TG5 | AB | ST | 21.6 | 11 | 0 | 64723.5902 | 0.08955 | 2993648.9282 | 722764.8258 | 502216.266 |  | Industrial CHP | Y | OS |  | Non Fossil fuel type
EXCLUDE | FL | Clewiston Sugar House | 50482 | TG6 | AB | ST | 15 | 14 | 0 | 44946.9376 | 0.08955 | 2078922.8668 | 501920.0179 | 539649.3152 |  | Industrial CHP | Y | OP |  | Non Fossil fuel type
EXCLUDE | FL | Clewiston Sugar House | 50482 | TG7 | AB | ST | 20 | 18.6 | 0 | 59929.2501 | 0.08955 | 2771897.1557 | 669226.6906 | 475739.0418 |  | Industrial CHP | Y | OP |  | Non Fossil fuel type
EXCLUDE | FL | Clewiston Sugar House | 50482 | TG8 | AB | ST | 14 | 12 | 0 | 41950.4751 | 0.08955 | 1940328.009 | 468458.6834 | 626114.8088 |  | Industrial CHP | Y | OP |  | Non Fossil fuel type
EXCLUDE | FL | Covanta Lake County Energy | 50629 | GEN1 | MSB | ST | 15.5 | 12.5 | 0 | 90319 |  |  | 90319 | 177588.3788 |  | IPP Non-CHP | N | OP |  | Non Fossil fuel type
EXCLUDE | FL | Crist | 641 | 1 | NG | ST | 28.1 | 24 | 0 | 0 |  |  | 0 | 0 |  | Electric Utility | N | RE | 2003 | Retired in 2003
EXCLUDE | FL | Crist | 641 | 2 | NG | ST | 28.1 | 24 | 0 | 0 |  |  | 0 | 0 |  | Electric Utility | N | RE | 2006 | Retired in 2006
EXCLUDE | FL | Crist | 641 | 3 | NG | ST | 37.5 | 35 | 0 | 0 |  |  | 0 | 0 |  | Electric Utility | N | RE | 2006 | Retired in 2006
COALST | FL | Crist | 641 | 4 | BIT | ST | 93.7 | 75 | 1097 | 176787 |  |  | 176787 | 241354.913 |  | Electric Utility | N | OP
COALST | FL | Crist | 641 | 5 | BIT | ST | 93.7 | 75 | 1097 | 356243 |  |  | 356243 | 470170.328 |  | Electric Utility | N | OP
COALST | FL | Crist | 641 | 6 | BIT | ST | 369.7 | 291 | 3705 | 832296 |  |  | 832296 | 1126052.194 |  | Electric Utility | N | OP
COALST | FL | Crist | 641 | 7 | BIT | ST | 578 | 465 | 6406 | 2552944 |  |  | 2552944 | 3215425.648 |  | Electric Utility | N | OP
COALST | FL | Crystal River | 628 | 1 | BIT | ST | 440.5 | 375 | 3750 | 1428473.8125 |  |  | 1428473.8125 | 1217994.247 |  | Electric Utility | N | OP
COALST | FL | Crystal River | 628 | 2 | BIT | ST | 523.8 | 498 | 4795 | 1698602.9126 |  |  | 1698602.9126 | 1647945.525 |  | Electric Utility | N | OP
EXCLUDE | FL | Crystal River | 628 | 3 | NUC | ST | 890.4 | 860 | 0 | 2887430.3806 |  |  | 2887430.3806 | 0 |  | Electric Utility | N | OS |  | Non Combustion (NUC, WAT, WND, GEO, or SUN)
COALST | FL | Crystal River | 628 | 5 | BIT | ST | 739.2 | 710 | 7200 | 2397112.0141 |  |  | 2397112.0141 | 4982083.5 |  | Electric Utility | N | OP
COALST | FL | Crystal River | 628 | ST4 | BIT | ST | 739.2 | 712 | 7200 | 2397112.0141 |  |  | 2397112.0141 | 4314123.427 |  | Electric Utility | N | OP
EXCLUDE | FL | CSL Gas Recovery | 50572 | GEN1 | LFG | CC | 3 | 2.9 | 0 | 17021.7857 |  |  | 17021.7857 | 15372.5948 |  | IPP Non-CHP | N | OP |  | Non Fossil fuel type
EXCLUDE | FL | CSL Gas Recovery | 50572 | GEN2 | LFG | CC | 3 | 2.9 | 0 | 17021.7857 |  |  | 17021.7857 | 15372.5948 |  | IPP Non-CHP | N | OP |  | Non Fossil fuel type
EXCLUDE | FL | CSL Gas Recovery | 50572 | GEN3 | LFG | CC | 3 | 2.9 | 0 | 17021.7857 |  |  | 17021.7857 | 15372.5948 |  | IPP Non-CHP | N | OP |  | Non Fossil fuel type
EXCLUDE | FL | CSL Gas Recovery | 50572 | GEN4 | LFG | CC | 2.2 | 2.2 | 0 | 12482.6429 |  |  | 12482.6429 | 11273.2362 |  | IPP Non-CHP | N | OP |  | Non Fossil fuel type
EXCLUDE | FL | Cudjoe | 6582 | 2 | DFO | IC | 2.7 | 2.5 | 0 | 0 |  |  | 0 | 0 |  | Electric Utility | N | RE | 2006 | Internal Combustion (PRMVR=IC)
EXCLUDE | FL | Cudjoe | 6582 | 3 | DFO | IC | 2.3 | 2 | 0 | 0 |  |  | 0 | 0 |  | Electric Utility | N | RE | 2006 | Internal Combustion (PRMVR=IC)
NGCC | FL | Curtis H Stanton Energy Center | 55821 | A | NG | CC | 203.2 | 656.9 | 2402 | 528869.1032 |  |  | 528869.1032 | 231687.3012 |  | Electric Utility/IPP Non-CHP | N | OP
NGCC | FL | Curtis H Stanton Energy Center | 55821 | B | NG | CC | 203.2 |  | 2402 | 528869.1032 |  |  | 528869.1032 | 231687.3012 |  | Electric Utility/IPP Non-CHP | N | OP
EXCLUDE | FL | Curtis H Stanton Energy Center | 55821 | BCT | SGC | CC | 197 | 197 | 0 | 0 |  |  | 0 | 0 |  | IPP Non-CHP | N | IP |  | Status of operation (IP,L,P,T,or U)
EXCLUDE | FL | Curtis H Stanton Energy Center | 55821 | BST | SGC | CC | 132 | 132 | 0 | 0 |  |  | 0 | 0 |  | IPP Non-CHP | N | IP |  | Status of operation (IP,L,P,T,or U)
NGCC | FL | Curtis H Stanton Energy Center | 55821 | C | NG | CC | 281.9 |  | 2402 | 733701.7726 |  |  | 733701.7726 | 321420.5226 |  | Electric Utility/IPP Non-CHP | N | OP
OGST | FL | Cutler | 610 | 5 | NG | ST | 74.5 | 68 | 0 | 0 |  |  | 0 | 0 |  | Electric Utility | N | OS
OGST | FL | Cutler | 610 | 6 | NG | ST | 162 | 137 | 0 | 0 |  |  | 0 | 0 |  | Electric Utility | N | OS
EXCLUDE | FL | Cutrale Citrus Juices USA I | 10020 | GEN1 | NG | GT | 3.5 | 3.1 | 0 | 0 | 0.59116 | 0 | 0 | 0 |  | Industrial CHP | Y | RE | 2010 | Simple Cycle Turbine (PRMVR=GT or OT) unit under 25MW
EXCLUDE | FL | Cutrale Citrus Juices USA I | 10020 | GEN2 | NG | GT | 3.5 | 3.3 | 0 | 25130 | 0.59116 | 79064.8035 | 42509.4263 | 18352.1004 |  | Industrial CHP | Y | OP |  | Simple Cycle Turbine (PRMVR=GT or OT) unit under 25MW
EXCLUDE | FL | Cutrale Citrus Juices USA II | 10188 | GEN1 | NG | CC | 3.5 | 3 | 0 | 0 | 0.59801 | 0 | 0 | 0 |  | Industrial CHP | Y | RE | 2010 | Combined Cycle (PRMVR=CC) unit under 25MW
EXCLUDE | FL | Cutrale Citrus Juices USA II | 10188 | GEN2 | NG | CC | 3.5 | 3 | 0 | 0 | 0.59801 | 0 | 0 | 0 |  | Industrial CHP | Y | RE | 2010 | Combined Cycle (PRMVR=CC) unit under 25MW
EXCLUDE | FL | Cutrale Citrus Juices USA II | 10188 | GEN3 | NG | CC | 1.5 | 1.3 | 0 | 7497 | 0.59801 | 22926.4416 | 12536.5168 | 5475.1286 |  | Industrial CHP | Y | OS |  | Combined Cycle (PRMVR=CC) unit under 25MW
EXCLUDE | FL | Cutrale Citrus Juices USA II | 10188 | GEN4 | NG | CC | 3.5 | 3.7 | 0 | 17493 | 0.59801 | 53495.0304 | 29251.8725 | 12775.3 |  | Industrial CHP | Y | OP |  | Combined Cycle (PRMVR=CC) unit under 25MW
EXCLUDE | FL | Cutrale Citrus Juices USA II | 10188 | GEN5 | NG | CC | 3.5 | 3.7 | 0 | 17493 | 0.59801 | 53495.0304 | 29251.8725 | 12775.3 |  | Industrial CHP | Y | OP |  | Combined Cycle (PRMVR=CC) unit under 25MW
SSTLOGN | FL | DeBary | 6046 | 2 | DFO | GT | 66.8 | 50 | 825 | 1955.2567 |  |  | 1955.2567 | 2547.037 |  | Electric Utility | N | OP
SSTLOGN | FL | DeBary | 6046 | 3 | DFO | GT | 66.8 | 52 | 825 | 1083.8168 |  |  | 1083.8168 | 1370.078 |  | Electric Utility | N | OP
SSTLOGN | FL | DeBary | 6046 | 4 | DFO | GT | 66.8 | 51 | 825 | 1929.1132 |  |  | 1929.1132 | 2511.394 |  | Electric Utility | N | OP
SSTLOGN | FL | DeBary | 6046 | 5 | DFO | GT | 66.8 | 50 | 825 | 1323.3196 |  |  | 1323.3196 | 1590.749 |  | Electric Utility | N | OP
SSTLOGN | FL | DeBary | 6046 | 6 | DFO | GT | 66.8 | 53 | 825 | 1632.2757 |  |  | 1632.2757 | 2091.203 |  | Electric Utility | N | OP
SSTLOGN | FL | DeBary | 6046 | 7 | NG | GT | 115 | 83 | 1228.5 | 21115.0852 |  |  | 21115.0852 | 41427.211 |  | Electric Utility | N | OP
SSTLOGN | FL | DeBary | 6046 | 8 | NG | GT | 115 | 83 | 1228.5 | 21115.0852 |  |  | 21115.0852 | 40713.175 |  | Electric Utility | N | OP
SSTLOGN | FL | DeBary | 6046 | 9 | NG | GT | 115 | 81 | 1228.5 | 21115.0852 |  |  | 21115.0852 | 39950.894 |  | Electric Utility | N | OP
SSTLOGN | FL | DeBary | 6046 | 10 | DFO | GT | 115 | 82 | 1159 | 2206.6738 |  |  | 2206.6738 | 2586.028 |  | Electric Utility | N | OP
SSTLOGN | FL | DeBary | 6046 | P1 | DFO | GT | 66.8 | 53 | 825 | 1338.6769 |  |  | 1338.6769 | 1730.824 |  | Electric Utility | N | OP
OGST | FL | Deerhaven Generating Station | 663 | 1 | NG | ST | 75 | 83 | 960 | 118010 |  |  | 118010 | 93214.825 |  | Electric Utility | N | OP
COALST | FL | Deerhaven Generating Station | 663 | 2 | BIT | ST | 250.7 | 227 | 2700 | 1099049 |  |  | 1099049 | 1261788.025 |  | Electric Utility | N | OP
EXCLUDE | FL | Deerhaven Generating Station | 663 | GT1 | NG | GT | 24.6 | 17.5 | 186.2354 | 2179.1232 |  |  | 2179.1232 | 1690.086 |  | Electric Utility | N | OP |  | Simple Cycle Turbine (PRMVR=GT or OT) unit under 25MW
EXCLUDE | FL | Deerhaven Generating Station | 663 | GT2 | NG | GT | 24.6 | 17.5 | 186.2354 | 2179.1232 |  |  | 2179.1232 | 1690.086 |  | Electric Utility | N | OP |  | Simple Cycle Turbine (PRMVR=GT or OT) unit under 25MW
SSTLOGN | FL | Deerhaven Generating Station | 663 | GT3 | NG | GT | 96.1 | 75 | 727.5292 | 8512.7536 |  |  | 8512.7536 | 6602.3279 |  | Electric Utility | N | OP
SSTLOGN | FL | DeSoto County Plant | 55422 | DES1 | NG | GT | 199.4 | 159 | 1986.6 | 88438.5 |  |  | 88438.5 | 48624.25 |  | Electric Utility/IPP Non-CHP | N | OP
SSTLOGN | FL | DeSoto County Plant | 55422 | DES2 | NG | GT | 199.4 | 161 | 1986.6 | 88438.5 |  |  | 88438.5 | 63209.825 |  | Electric Utility/IPP Non-CHP | N | OP
EXCLUDE | FL | DeSoto Next Generation Solar Energy | 56929 | 1 | SUN | PV | 25 | 25 | 0 | 51845 |  |  | 51845 | 0 |  | Electric Utility | N | OP |  | Non Combustion (NUC, WAT, WND, GEO, or SUN)
EXCLUDE | FL | Dinner Lake | 747 | 1 | NG | ST | 12.6 | 11 | 0 | 0 |  |  | 0 | 0 |  | Electric Utility | N | RE | 2003 | Steam unit (PRMVR=ST) under 25MW/250 MMBtu/hr
EXCLUDE | FL | F J Gannon | 646 | 1 | BIT | ST | 125 | 94 | 0 | 0 |  |  | 0 | 0 |  | Electric Utility | N | RE | 2004 | Retired in 2004
EXCLUDE | FL | F J Gannon | 646 | 2 | BIT | ST | 125 | 100 | 0 | 0 |  |  | 0 | 0 |  | Electric Utility | N | RE | 2004 | Retired in 2004
EXCLUDE | FL | F J Gannon | 646 | 3 | BIT | ST | 179.5 | 150 | 0 | 0 |  |  | 0 | 0 |  | Electric Utility | N | RE | 2003 | Retired in 2003
EXCLUDE | FL | F J Gannon | 646 | 4 | BIT | ST | 187.5 | 164 | 0 | 0 |  |  | 0 | 0 |  | Electric Utility | N | RE | 2003 | Retired in 2003
EXCLUDE | FL | F J Gannon | 646 | GT1 | DFO | GT | 18 | 12 | 0 | 0 |  |  | 0 | 0 |  | Electric Utility | N | RE | 2001 | Simple Cycle Turbine (PRMVR=GT or OT) unit under 25MW
EXCLUDE | FL | Fernandina Beach Mill | 10202 | GEN4 | BIT | ST | 9.3 | 7 | 0 | 0 | 0.20373 | 0 | 0 | 0 |  | Industrial CHP | Y | RE | 2003 | Steam unit (PRMVR=ST) under 25MW/250 MMBtu/hr
EXCLUDE | FL | Fernandina Beach Mill | 10202 | GEN5 | WDL | ST | 44 | 30 | 0 | 312480 | 0.20373 | 5556099.3048 | 1533779.6713 | 590770.0752 |  | Industrial CHP | Y | OP |  | Non Fossil fuel type
EXCLUDE | FL | Fernandina Beach Mill | 10202 | GEN6 | BIT | ST | 74.4 | 50 | 0 | 422064 | 0.20373 | 7504574.6831 | 2071662.7727 | 797947.9679 |  | Industrial CHP | Y | OP |  | Commercial/Industrial Unit
EXCLUDE | FL | Field Street | 7954 | 1 | DFO | GT | 24 | 22 | 0 | 21 |  |  | 21 | 121.0201 |  | Electric Utility | N | OP |  | Simple Cycle Turbine (PRMVR=GT or OT) unit under 25MW
EXCLUDE | FL | Field Street | 7954 | 2 | DFO | GT | 24 | 22 | 0 | 21 |  |  | 21 | 121.0201 |  | Electric Utility | N | OP |  | Simple Cycle Turbine (PRMVR=GT or OT) unit under 25MW
EXCLUDE | FL | Florida's Natural Growers | 10275 | CE50 | NG | GT | 3.5 | 3.1 | 0 | 18421.6645 | 0.39286 | 129518.8929 | 46891.5267 | 14292.6145 |  | Industrial CHP | Y | OP |  | Simple Cycle Turbine (PRMVR=GT or OT) unit under 25MW
EXCLUDE | FL | Florida's Natural Growers | 10275 | TA70 | NG | GT | 7.2 | 5 | 0 | 37895.9955 | 0.39286 | 266438.8655 | 96462.5691 | 29401.9498 |  | Industrial CHP | Y | OP |  | Simple Cycle Turbine (PRMVR=GT or OT) unit under 25MW
SSTLOGN | FL | Fort Myers | 612 | 3 | DFO | GT | 62 | 54 | 836.7197 | 30098.5812 |  |  | 30098.5812 | 20011.4634 |  | Electric Utility | N | OP
SSTLOGN | FL | Fort Myers | 612 | 4 | DFO | GT | 62 | 54 | 836.7197 | 30098.5812 |  |  | 30098.5812 | 20011.4634 |  | Electric Utility | N | OP
SSTLOGN | FL | Fort Myers | 612 | 5 | DFO | GT | 62 | 54 | 836.7197 | 30098.5812 |  |  | 30098.5812 | 20011.4634 |  | Electric Utility | N | OP
SSTLOGN | FL | Fort Myers | 612 | 6 | DFO | GT | 62 | 54 | 836.7197 | 30098.5812 |  |  | 30098.5812 | 20011.4634 |  | Electric Utility | N | OP
SSTLOGN | FL | Fort Myers | 612 | 7 | DFO | GT | 62 | 54 | 836.7197 | 30098.5812 |  |  | 30098.5812 | 20011.4634 |  | Electric Utility | N | OP
SSTLOGN | FL | Fort Myers | 612 | 8 | DFO | GT | 62 | 54 | 836.7197 | 30098.5812 |  |  | 30098.5812 | 20011.4634 |  | Electric Utility | N | OP
SSTLOGN | FL | Fort Myers | 612 | 9 | DFO | GT | 62 | 54 | 836.7197 | 30098.5812 |  |  | 30098.5812 | 20011.4634 |  | Electric Utility | N | OP
SSTLOGN | FL | Fort Myers | 612 | 11 | DFO | GT | 62 | 54 | 836.7197 | 30098.5812 |  |  | 30098.5812 | 20011.4634 |  | Electric Utility | N | OP
SSTLOGN | FL | Fort Myers | 612 | 12 | DFO | GT | 62 | 54 | 836.7197 | 30098.5812 |  |  | 30098.5812 | 20011.4634 |  | Electric Utility | N | OP
NGCC | FL | Fort Myers | 612 | 2A | NG | CC | 188.2 |  | 1838 | 810555.1339 |  |  | 810555.1339 | 339660.9167 |  | Electric Utility | N | OP
NGCC | FL | Fort Myers | 612 | 2B | NG | CC | 188.2 |  | 1838 | 810555.1339 |  |  | 810555.1339 | 339660.9167 |  | Electric Utility | N | OP
NGCC | FL | Fort Myers | 612 | 2C | NG | CC | 188.2 |  | 1838 | 810555.1339 |  |  | 810555.1339 | 339660.9167 |  | Electric Utility | N | OP
NGCC | FL | Fort Myers | 612 | 2D | NG | CC | 188.2 |  | 1838 | 810555.1339 |  |  | 810555.1339 | 339660.9167 |  | Electric Utility | N | OP
NGCC | FL | Fort Myers | 612 | 2E | NG | CC | 188.2 |  | 1838 | 810555.1339 |  |  | 810555.1339 | 339660.9167 |  | Electric Utility | N | OP
NGCC | FL | Fort Myers | 612 | 2F | NG | CC | 188.2 |  | 1838 | 810555.1339 |  |  | 810555.1339 | 339660.9167 |  | Electric Utility | N | OP
SSTLOGN | FL | Fort Myers | 612 | CT1 | NG | GT | 181 | 315 | 2442.6817 | 86102.6269 |  |  | 86102.6269 | 58420.5624 |  | Electric Utility | N | OP
SSTLOGN | FL | Fort Myers | 612 | CT2 | NG | GT | 181 |  | 2442.6817 | 86102.6269 |  |  | 86102.6269 | 58420.5624 |  | Electric Utility | N | OP
SSTLOGN | FL | Fort Myers | 612 | G10 | DFO | GT | 62 | 54 | 836.7197 | 30098.5812 |  |  | 30098.5812 | 20011.4634 |  | Electric Utility | N | OP
SSTLOGN | FL | Fort Myers | 612 | GT1 | DFO | GT | 62 | 54 | 836.7197 | 30098.5812 |  |  | 30098.5812 | 20011.4634 |  | Electric Utility | N | OP
SSTLOGN | FL | Fort Myers | 612 | GT2 | DFO | GT | 62 | 54 | 836.7197 | 30098.5812 |  |  | 30098.5812 | 20011.4634 |  | Electric Utility | N | OP
NGCC | FL | Fort Myers | 612 | ST1 | NG | CC | 156.2 | 1432 | 1838 | 672734.9199 |  |  | 672734.9199 | 281907.7322 |  | Electric Utility | N | OP
NGCC | FL | Fort Myers | 612 | ST2 | NG | CC | 436.1 |  | 1838 | 1878231.1047 |  |  | 1878231.1047 | 787067.6184 |  | Electric Utility | N | OP
EXCLUDE | FL | G E Turner | 629 | P1 | DFO | GT | 19.2 | 10 | 220.885 | 2612.6018 |  |  | 2612.6018 | 3212.535 |  | Electric Utility | N | OP | 2016 | Simple Cycle Turbine (PRMVR=GT or OT) unit under 25MW
EXCLUDE | FL | G E Turner | 629 | P2 | DFO | GT | 19.2 | 10 | 220.885 | 2612.6018 |  |  | 2612.6018 | 3212.535 |  | Electric Utility | N | OP | 2016 | Simple Cycle Turbine (PRMVR=GT or OT) unit under 25MW
SSTLOGN | FL | G E Turner | 629 | P3 | DFO | GT | 71.2 | 56 | 819.115 | 9688.3982 |  |  | 9688.3982 | 11913.1505 |  | Electric Utility | N | OP
SSTLOGN | FL | G E Turner | 629 | P4 | DFO | GT | 71.2 | 61 | 819.115 | 9688.3982 |  |  | 9688.3982 | 11913.1505 |  | Electric Utility | N | OP
EXCLUDE | FL | G W Ivey | 665 | 2 | NG | IC | 2 | 1.8 | 0 | 0 |  |  | 0 | 0 |  | Electric Utility | N | OP |  | Internal Combustion (PRMVR=IC)
EXCLUDE | FL | G W Ivey | 665 | 3 | NG | IC | 2 | 1.8 | 0 | 0 |  |  | 0 | 0 |  | Electric Utility | N | OP |  | Internal Combustion (PRMVR=IC)
EXCLUDE | FL | G W Ivey | 665 | 8 | NG | IC | 2.5 | 2 | 0 | 0 |  |  | 0 | 0 |  | Electric Utility | N | OP | 2013 | Internal Combustion (PRMVR=IC)
EXCLUDE | FL | G W Ivey | 665 | 9 | NG | IC | 2.5 | 2 | 0 | 0 |  |  | 0 | 0 |  | Electric Utility | N | OP | 2013 | Internal Combustion (PRMVR=IC)
EXCLUDE | FL | G W Ivey | 665 | 10 | NG | IC | 2.5 | 2 | 0 | 0 |  |  | 0 | 0 |  | Electric Utility | N | OS | 2013 | Internal Combustion (PRMVR=IC)
EXCLUDE | FL | G W Ivey | 665 | 11 | NG | IC | 3.2 | 3 | 0 | 0 |  |  | 0 | 0 |  | Electric Utility | N | OP | 2013 | Internal Combustion (PRMVR=IC)
EXCLUDE | FL | G W Ivey | 665 | 12 | NG | IC | 3.2 | 3 | 0 | 0 |  |  | 0 | 0 |  | Electric Utility | N | OS | 2013 | Internal Combustion (PRMVR=IC)
EXCLUDE | FL | G W Ivey | 665 | 13 | NG | IC | 2 | 1.8 | 0 | 0 |  |  | 0 | 0 |  | Electric Utility | N | OP |  | Internal Combustion (PRMVR=IC)
EXCLUDE | FL | G W Ivey | 665 | 14 | NG | IC | 2 | 1.8 | 0 | 0 |  |  | 0 | 0 |  | Electric Utility | N | OP |  | Internal Combustion (PRMVR=IC)
EXCLUDE | FL | G W Ivey | 665 | 15 | NG | IC | 2 | 1.8 | 0 | 0 |  |  | 0 | 0 |  | Electric Utility | N | OP |  | Internal Combustion (PRMVR=IC)
EXCLUDE | FL | G W Ivey | 665 | 16 | NG | IC | 2 | 1.8 | 0 | 0 |  |  | 0 | 0 |  | Electric Utility | N | OP |  | Internal Combustion (PRMVR=IC)
EXCLUDE | FL | G W Ivey | 665 | 17 | NG | IC | 2 | 1.8 | 0 | 0 |  |  | 0 | 0 |  | Electric Utility | N | OP |  | Internal Combustion (PRMVR=IC)
EXCLUDE | FL | G W Ivey | 665 | 18 | NG | IC | 8.8 | 8 | 0 | 0 |  |  | 0 | 0 |  | Electric Utility | N | OS | 2013 | Internal Combustion (PRMVR=IC)
EXCLUDE | FL | G W Ivey | 665 | 19 | NG | IC | 8.8 | 8 | 0 | 0 |  |  | 0 | 0 |  | Electric Utility | N | OP |  | Internal Combustion (PRMVR=IC)
EXCLUDE | FL | G W Ivey | 665 | 20 | NG | IC | 6.4 | 6 | 0 | 0 |  |  | 0 | 0 |  | Electric Utility | N | OP |  | Internal Combustion (PRMVR=IC)
EXCLUDE | FL | G W Ivey | 665 | 21 | NG | IC | 6.4 | 6 | 0 | 0 |  |  | 0 | 0 |  | Electric Utility | N | OP |  | Internal Combustion (PRMVR=IC)
EXCLUDE | FL | G W Ivey | 665 | 22 | NG | IC | 0.4 | 0.4 | 0 | 0 |  |  | 0 | 0 |  | Electric Utility | N | IP |  | Internal Combustion (PRMVR=IC)
EXCLUDE | FL | G2 Energy Marion LLC | 57128 | 357 | LFG | IC | 1.6 | 1.5 | 0 | 0 |  |  | 0 | 0 |  | IPP Non-CHP | N | OP |  | Internal Combustion (PRMVR=IC)
EXCLUDE | FL | G2 Energy Marion LLC | 57128 | 358 | LFG | IC | 1.6 | 1.5 | 0 | 0 |  |  | 0 | 0 |  | IPP Non-CHP | N | OP |  | Internal Combustion (PRMVR=IC)
EXCLUDE | FL | G2 Energy Marion LLC | 57128 | 360 | LFG | IC | 0.8 | 0.8 | 0 | 0 |  |  | 0 | 0 |  | IPP Non-CHP | N | OP |  | Internal Combustion (PRMVR=IC)
EXCLUDE | FL | Gainesville Renewable Energy Center | 57241 | 1 | WDS | ST | 116.1 | 100 | 0 | 0 |  |  | 0 | 0 |  | IPP Non-CHP | N | L |  | Non Fossil fuel type
EXCLUDE | FL | Georgia Pacific Palatka Operations | 10611 | GEN2 | NG | ST | 9.7 | 7 | 0 | 18365.842 | 0.1502 | 472714.1386 | 122274.284 | 69059.9588 |  | Industrial CHP | Y | OP |  | Steam unit (PRMVR=ST) under 25MW/250 MMBtu/hr
EXCLUDE | FL | Georgia Pacific Palatka Operations | 10611 | GEN3 | BLQ | ST | 14 | 4.7 | 0 | 0 | 0.1502 | 0 | 0 | 0 |  | Industrial CHP | Y | RE | 2007 | Steam unit (PRMVR=ST) under 25MW/250 MMBtu/hr
EXCLUDE | FL | Georgia Pacific Palatka Operations | 10611 | GEN4 | BLQ | ST | 47.8 | 44.6 | 0 | 184329.03 | 0.1502 | 4744402.0614 | 1227207.5605 | 693121.2417 |  | Industrial CHP | Y | OP |  | Commercial/Industrial Unit
EXCLUDE | FL | Georgia Pacific Palatka Operations | 10611 | GEN8 | BLQ | ST | 32 | 25.1 | 0 | 179932.42 | 0.1502 | 4631238.7384 | 1197936.2459 | 676588.9365 |  | Industrial CHP | Y | OP |  | Commercial/Industrial Unit
EXCLUDE | FL | Girvin Landfill | 7705 | 1 | LFG | IC | 3 | 3 | 0 | 0 |  |  | 0 | 0 |  | Electric Utility | N | OP |  | Internal Combustion (PRMVR=IC)
SSTLOGN | FL | Greenland Energy Center | 56799 | 1 | NG | GT | 190.4 | 148 | 2010 | 32945 |  |  | 32945 | 41512.994 |  | Electric Utility | N | OP
SSTLOGN | FL | Greenland Energy Center | 56799 | 2 | NG | GT | 190.4 | 148 | 2101 | 32945 |  |  | 32945 | 45458.779 |  | Electric Utility | N | OP
EXCLUDE | FL | Greenland Energy Center | 56799 | 3 | NG | CC | 230 | 166.6 | 0 | 0 |  |  | 0 | 0 |  | Electric Utility | N | IP |  | Status of operation (IP,L,P,T,or U)
SSTLOGN | FL | H L Culbreath Bayside Power Station | 7873 | 3 | NG | GT | 69.9 | 56 | 1144 | 13243.8408 |  |  | 13243.8408 | 8271.7938 |  | Electric Utility | N | OP
SSTLOGN | FL | H L Culbreath Bayside Power Station | 7873 | 4 | NG | GT | 69.9 | 56 | 1144 | 13243.8408 |  |  | 13243.8408 | 8271.7938 |  | Electric Utility | N | OP
SSTLOGN | FL | H L Culbreath Bayside Power Station | 7873 | 5 | NG | GT | 69.9 | 56 | 1144 | 13243.8408 |  |  | 13243.8408 | 8271.7938 |  | Electric Utility | N | OP
SSTLOGN | FL | H L Culbreath Bayside Power Station | 7873 | 6 | NG | GT | 69.9 | 56 | 1144 | 13243.8408 |  |  | 13243.8408 | 8271.7938 |  | Electric Utility | N | OP
EXCLUDE | FL | H L Culbreath Bayside Power Station | 7873 | 7 | NG | GT | 62 | 56 | 0 | 0 |  |  | 0 | 0 |  | Electric Utility | N | IP |  | Status of operation (IP,L,P,T,or U)
EXCLUDE | FL | H L Culbreath Bayside Power Station | 7873 | 8 | NG | GT | 62 | 56 | 0 | 0 |  |  | 0 | 0 |  | Electric Utility | N | IP |  | Status of operation (IP,L,P,T,or U)
NGCC | FL | H L Culbreath Bayside Power Station | 7873 | 1A | NG | CC | 189.9 | 156 | 1842 | 652035.8472 |  |  | 652035.8472 | 282825.3388 |  | Electric Utility | N | OP
NGCC | FL | H L Culbreath Bayside Power Station | 7873 | 1B | NG | CC | 189.9 | 156 | 1842 | 652035.8472 |  |  | 652035.8472 | 282825.3388 |  | Electric Utility | N | OP
NGCC | FL | H L Culbreath Bayside Power Station | 7873 | 1C | NG | CC | 189.9 | 156 | 1842 | 652035.8472 |  |  | 652035.8472 | 282825.3388 |  | Electric Utility | N | OP
NGCC | FL | H L Culbreath Bayside Power Station | 7873 | 1ST | NG | CC | 239.4 | 233 | 1842 | 821997.798 |  |  | 821997.798 | 356547.5835 |  | Electric Utility | N | OP
NGCC | FL | H L Culbreath Bayside Power Station | 7873 | 2A | NG | CC | 189.9 | 156 | 1842 | 652035.8472 |  |  | 652035.8472 | 282825.3388 |  | Electric Utility | N | OP
NGCC | FL | H L Culbreath Bayside Power Station | 7873 | 2B | NG | CC | 189.9 | 156 | 1842 | 652035.8472 |  |  | 652035.8472 | 282825.3388 |  | Electric Utility | N | OP
NGCC | FL | H L Culbreath Bayside Power Station | 7873 | 2C | NG | CC | 189.9 | 156 | 1842 | 652035.8472 |  |  | 652035.8472 | 282825.3388 |  | Electric Utility | N | OP
NGCC | FL | H L Culbreath Bayside Power Station | 7873 | 2D | NG | CC | 189.9 | 156 | 1842 | 652035.8472 |  |  | 652035.8472 | 282825.3388 |  | Electric Utility | N | OP
NGCC | FL | H L Culbreath Bayside Power Station | 7873 | 2ST | NG | CC | 445.7 | 305 | 1842 | 1530344.2713 |  |  | 1530344.2713 | 663798.07 |  | Electric Utility | N | OP
EXCLUDE | FL | H L Culbreath Bayside Power Station | 7873 | 3A | NG | GT | 189.9 | 160 | 0 | 0 |  |  | 0 | 0 |  | Electric Utility | N | IP |  | Status of operation (IP,L,P,T,or U)
EXCLUDE | FL | H L Culbreath Bayside Power Station | 7873 | 3B | NG | GT | 189.9 | 160 | 0 | 0 |  |  | 0 | 0 |  | Electric Utility | N | IP |  | Status of operation (IP,L,P,T,or U)
EXCLUDE | FL | Hansel | 672 | 8 | NG | IC | 3 | 2 | 0 | 0 |  |  | 0 | 0 |  | Electric Utility | N | RE | 2005 | Internal Combustion (PRMVR=IC)
EXCLUDE | FL | Hansel | 672 | 14 | NG | IC | 2 | 2 | 0 | 0 |  |  | 0 | 0 |  | Electric Utility | N | RE | 2005 | Internal Combustion (PRMVR=IC)
EXCLUDE | FL | Hansel | 672 | 15 | NG | IC | 2 | 2 | 0 | 0 |  |  | 0 | 0 |  | Electric Utility | N | RE | 2005 | Internal Combustion (PRMVR=IC)
EXCLUDE | FL | Hansel | 672 | 16 | NG | IC | 2 | 2 | 0 | 0 |  |  | 0 | 0 |  | Electric Utility | N | RE | 2005 | Internal Combustion (PRMVR=IC)
EXCLUDE | FL | Hansel | 672 | 17 | NG | IC | 2 | 2 | 0 | 0 |  |  | 0 | 0 |  | Electric Utility | N | RE | 2005 | Internal Combustion (PRMVR=IC)
EXCLUDE | FL | Hansel | 672 | 18 | NG | IC | 2 | 2 | 0 | 0 |  |  | 0 | 0 |  | Electric Utility | N | RE | 2005 | Internal Combustion (PRMVR=IC)
EXCLUDE | FL | Hansel | 672 | 19 | DFO | IC | 2.5 | 2 | 0 | 0 |  |  | 0 | 0 |  | Electric Utility | N | RE | 2005 | Internal Combustion (PRMVR=IC)
EXCLUDE | FL | Hansel | 672 | 20 | DFO | IC | 2.5 | 2 | 0 | 0 |  |  | 0 | 0 |  | Electric Utility | N | RE | 2005 | Internal Combustion (PRMVR=IC)
NGCC | FL | Hansel | 672 | 21 | NG | CC | 35 | 30 | 540.1 | 2870 |  |  | 2870 | 3547.8227 |  | Electric Utility | N | OP
NGCC | FL | Hansel | 672 | 22 | NG | CC | 10 | 8 | 0 | 820 |  |  | 820 | 1013.6636 | 1 | Electric Utility | N | OP
NGCC | FL | Hansel | 672 | 23 | NG | CC | 10 | 8 | 0 | 820 |  |  | 820 | 1013.6636 | 1 | Electric Utility | N | OP
NGCC | FL | Hardee Power Station | 50949 | GEN1 | NG | CC | 86 | 70 | 1312.3 | 44111.6667 |  |  | 44111.6667 | 22100.23 |  | Electric Utility/IPP Non-CHP | N | OP
NGCC | FL | Hardee Power Station | 50949 | GEN2 | NG | CC | 86 | 70 | 1312.3 | 44111.6667 |  |  | 44111.6667 | 22100.23 |  | Electric Utility/IPP Non-CHP | N | OP
NGCC | FL | Hardee Power Station | 50949 | GEN3 | NG | CC | 86 | 78 | 1312.3 | 44111.6667 |  |  | 44111.6667 | 22100.23 |  | Electric Utility/IPP Non-CHP | N | OP
SSTLOGN | FL | Hardee Power Station | 50949 | GEN4 | NG | GT | 84 | 70 | 1312.3 | 775.7931 |  |  | 775.7931 | 789.0503 |  | Electric Utility/IPP Non-CHP | N | OP
SSTLOGN | FL | Hardee Power Station | 50949 | GEN5 | NG | GT | 90 | 70 | 1109 | 831.2069 |  |  | 831.2069 | 630.85 |  | Electric Utility/IPP Non-CHP | N | OP
EXCLUDE | FL | Henry D King | 658 | 5 | NG | CC | 8.3 | 8 | 0 | 0 |  |  | 0 | 0 |  | Electric Utility | N | RE | 2008 | Combined Cycle (PRMVR=CC) unit under 25MW
EXCLUDE | FL | Henry D King | 658 | 6 | NG | ST | 16.5 | 17 | 0 | 0 |  |  | 0 | 0 |  | Electric Utility | N | RE | 2008 | Steam unit (PRMVR=ST) under 25MW/250 MMBtu/hr
EXCLUDE | FL | Henry D King | 658 | 7 | NG | ST | 33 | 32 | 0 | 0 |  |  | 0 | 0 |  | Electric Utility | N | RE | 2008 | Retired in 2008
EXCLUDE | FL | Henry D King | 658 | 8 | NG | ST | 56.1 | 50 | 0 | 0 |  |  | 0 | 0 |  | Electric Utility | N | RE | 2008 | Retired in 2008
EXCLUDE | FL | Henry D King | 658 | 9 | NG | CC | 22.5 | 22.4 | 0 | 0 |  |  | 0 | 0 |  | Electric Utility | N | RE | 2008 | Combined Cycle (PRMVR=CC) unit under 25MW
EXCLUDE | FL | Henry D King | 658 | D1 | DFO | IC | 2.7 | 3 | 0 | 0 |  |  | 0 | 0 |  | Electric Utility | N | RE | 2008 | Internal Combustion (PRMVR=IC)
EXCLUDE | FL | Henry D King | 658 | D2 | DFO | IC | 2.7 | 3 | 0 | 0 |  |  | 0 | 0 |  | Electric Utility | N | RE | 2008 | Internal Combustion (PRMVR=IC)
SSTLOGN | FL | Higgins | 630 | P1 | NG | GT | 33.7 | 20 | 566 | 343.8192 |  |  | 343.8192 | 230.575 |  | Electric Utility | N | OP | 2016
SSTLOGN | FL | Higgins | 630 | P2 | NG | GT | 33.7 | 25 | 566 | 343.8192 |  |  | 343.8192 | 209.625 |  | Electric Utility | N | OP | 2016
SSTLOGN | FL | Higgins | 630 | P3 | NG | GT | 42.9 | 30 | 631 | 437.6808 |  |  | 437.6808 | 235.25 |  | Electric Utility | N | OP | 2016
SSTLOGN | FL | Higgins | 630 | P4 | NG | GT | 42.9 | 30 | 631 | 437.6808 |  |  | 437.6808 | 270.625 |  | Electric Utility | N | OP | 2016
EXCLUDE | FL | Hillsborough County Resource Recovery | 50858 | GEN1 | MSB | ST | 29 | 26 | 0 | 178821.4104 |  |  | 178821.4104 | 597782.5805 |  | IPP Non-CHP | N | OP |  | Non Fossil fuel type
EXCLUDE | FL | Hillsborough County Resource Recovery | 50858 | GEN2 | MSB | ST | 18 | 16 | 0 | 110992.5996 |  |  | 110992.5996 | 228938.0096 |  | IPP Non-CHP | N | OP |  | Non Fossil fuel type
EXCLUDE | FL | Hines Energy Complex | 7302 | 5 | NG | CC | 517 | 461 | 0 | 0 |  |  | 0 | 0 |  | Electric Utility | N | IP |  | Status of operation (IP,L,P,T,or U)
EXCLUDE | FL | Hines Energy Complex | 7302 | 6 | NG | CC | 517 | 461 | 0 | 0 |  |  | 0 | 0 |  | Electric Utility | N | IP |  | Status of operation (IP,L,P,T,or U)
NGCC | FL | Hines Energy Complex | 7302 | 1GT | NG | CC | 173.4 | 151 | 2050 | 937972.0644 |  |  | 937972.0644 | 391186.1654 |  | Electric Utility | N | OP
NGCC | FL | Hines Energy Complex | 7302 | 1GT2 | NG | CC | 173.4 | 151 | 2050 | 937972.0644 |  |  | 937972.0644 | 391186.1654 |  | Electric Utility | N | OP
NGCC | FL | Hines Energy Complex | 7302 | 1ST | NG | CC | 199.7 | 160 | 2050 | 1080236.5701 |  |  | 1080236.5701 | 450518.3232 |  | Electric Utility | N | OP
NGCC | FL | Hines Energy Complex | 7302 | 2GT | NG | CC | 167.7 | 154 | 2100 | 907139.0726 |  |  | 907139.0726 | 378327.1046 |  | Electric Utility | N | OP
NGCC | FL | Hines Energy Complex | 7302 | 2GT2 | NG | CC | 167.7 | 154 | 2100 | 907139.0726 |  |  | 907139.0726 | 378327.1046 |  | Electric Utility | N | OP
NGCC | FL | Hines Energy Complex | 7302 | 2ST | NG | CC | 180.6 | 191 | 2050 | 976919.0013 |  |  | 976919.0013 | 407429.1896 |  | Electric Utility | N | OP
NGCC | FL | Hines Energy Complex | 7302 | 3GT | NG | CC | 193 | 155 | 2155 | 1043994.2815 |  |  | 1043994.2815 | 435403.2868 |  | Electric Utility | N | OP
NGCC | FL | Hines Energy Complex | 7302 | 3GT2 | NG | CC | 193 | 155 | 2155 | 1043994.2815 |  |  | 1043994.2815 | 435403.2868 |  | Electric Utility | N | OP
NGCC | FL | Hines Energy Complex | 7302 | 3ST | NG | CC | 204 | 178 | 2100 | 1103496.5463 |  |  | 1103496.5463 | 460219.0182 |  | Electric Utility | N | OP
NGCC | FL | Hines Energy Complex | 7302 | 4GT | NG | CC | 199 | 151 | 2122 | 1076450.0623 |  |  | 1076450.0623 | 448939.1403 |  | Electric Utility | N | OP
NGCC | FL | Hines Energy Complex | 7302 | 4GT2 | NG | CC | 199 | 151 | 2122 | 1076450.0623 |  |  | 1076450.0623 | 448939.1403 |  | Electric Utility | N | OP
NGCC | FL | Hines Energy Complex | 7302 | 4ST | NG | CC | 212 | 170 | 2100 | 1146770.9207 |  |  | 1146770.9207 | 478266.8228 |  | Electric Utility | N | OP
EXCLUDE | FL | Hookers Point | 647 | 1 | RFO | ST | 33 | 20 | 0 | 0 |  |  | 0 | 0 |  | Electric Utility | N | RE | 2003 | Retired in 2003
EXCLUDE | FL | Hookers Point | 647 | 2 | RFO | ST | 34.5 | 20 | 0 | 0 |  |  | 0 | 0 |  | Electric Utility | N | RE | 2003 | Retired in 2003
EXCLUDE | FL | Hookers Point | 647 | 3 | RFO | ST | 34.5 | 20 | 0 | 0 |  |  | 0 | 0 |  | Electric Utility | N | RE | 2003 | Retired in 2003
EXCLUDE | FL | Hookers Point | 647 | 4 | RFO | ST | 49 | 30 | 0 | 0 |  |  | 0 | 0 |  | Electric Utility | N | RE | 2003 | Retired in 2003
EXCLUDE | FL | Hookers Point | 647 | 5 | RFO | ST | 81.6 | 67 | 0 | 0 |  |  | 0 | 0 |  | Electric Utility | N | RE | 2003 | Retired in 2003
EXCLUDE | FL | Howard F Curren Advncd Wastewater Plant | 54347 | 1 | OBG | IC | 0.5 | 0.5 | 0 | 0 | 0.88426 | 0 | 0 | 0 |  | Commercial CHP | Y | OS | 2013 | Internal Combustion (PRMVR=IC)
EXCLUDE | FL | Howard F Curren Advncd Wastewater Plant | 54347 | 2 | OBG | IC | 0.5 | 0.5 | 0 | 0 | 0.88426 | 0 | 0 | 0 |  | Commercial CHP | Y | OP | 2013 | Internal Combustion (PRMVR=IC)
EXCLUDE | FL | Howard F Curren Advncd Wastewater Plant | 54347 | 3 | OBG | IC | 0.5 | 0.5 | 0 | 0 | 0.88426 | 0 | 0 | 0 |  | Commercial CHP | Y | OP | 2013 | Internal Combustion (PRMVR=IC)
EXCLUDE | FL | Howard F Curren Advncd Wastewater Plant | 54347 | 4 | OBG | IC | 0.5 | 0.5 | 0 | 0 | 0.88426 | 0 | 0 | 0 |  | Commercial CHP | Y | OP | 2013 | Internal Combustion (PRMVR=IC)
EXCLUDE | FL | Howard F Curren Advncd Wastewater Plant | 54347 | 5 | OBG | IC | 0.5 | 0.5 | 0 | 0 | 0.88426 | 0 | 0 | 0 |  | Commercial CHP | Y | OP | 2013 | Internal Combustion (PRMVR=IC)
EXCLUDE | FL | IKEA Tampa 042 | 58012 | PV | SUN | PV | 1 | 1 | 0 | 0 |  |  | 0 | 0 |  | Commercial Non-CHP | N | U |  | Non Combustion (NUC, WAT, WND, GEO, or SUN)
OGST | FL | Indian River | 55318 | 1 | RFO | ST | 79 | 75.5 | 0 | 0 |  |  | 0 | 0 |  | IPP Non-CHP | N | OP
OGST | FL | Indian River | 55318 | 2 | RFO | ST | 213 | 181.3 | 0 | 0 |  |  | 0 | 0 |  | IPP Non-CHP | N | OP
OGST | FL | Indian River | 55318 | 3 | RFO | ST | 317 | 319.6 | 0 | 0 |  |  | 0 | 0 |  | IPP Non-CHP | N | OP
SSTLOGN | FL | Indian River Plant | 683 | A | NG | GT | 41.4 | 37 | 445 | 2098.0187 |  |  | 2098.0187 | 754.2483 |  | Electric Utility | N | OP
SSTLOGN | FL | Indian River Plant | 683 | B | NG | GT | 41.4 | 37 | 445 | 2098.0187 |  |  | 2098.0187 | 838.7641 |  | Electric Utility | N | OP
SSTLOGN | FL | Indian River Plant | 683 | C | NG | GT | 130 | 108 | 1354 | 6587.9813 |  |  | 6587.9813 | 8348.6 |  | Electric Utility | N | OP
SSTLOGN | FL | Indian River Plant | 683 | D | NG | GT | 130 | 108 | 1354 | 6587.9813 |  |  | 6587.9813 | 7712.225 |  | Electric Utility | N | OP
COALST | FL | Indiantown Cogeneration LP | 50976 | GEN1 | BIT | ST | 395.4 | 330 | 3820 | 987027 | 0.75861 | 1428827.7461 | 1301101.0942 | 1275687.269 |  | IPP CHP | Y | OP
SSTLOGN | FL | Intercession City | 8049 | P1 | DFO | GT | 56.7 | 46 | 1416 | 22263.0808 |  |  | 22263.0808 | 2368.63 |  | Electric Utility | N | OP
SSTLOGN | FL | Intercession City | 8049 | P10 | NG | GT | 115 | 82 | 1144 | 45154.3967 |  |  | 45154.3967 | 27149.728 |  | Electric Utility | N | OP
SSTLOGN | FL | Intercession City | 8049 | P11 | DFO | GT | 165 | 143 | 2032 | 10908.9928 |  |  | 10908.9928 | 11240.725 |  | Electric Utility | N | OP
SSTLOGN | FL | Intercession City | 8049 | P12 | NG | GT | 115 | 76 | 954 | 45154.3967 |  |  | 45154.3967 | 78592.063 |  | Electric Utility | N | OP
SSTLOGN | FL | Intercession City | 8049 | P13 | NG | GT | 115 | 76 | 954 | 45154.3967 |  |  | 45154.3967 | 65398.102 |  | Electric Utility | N | OP
SSTLOGN | FL | Intercession City | 8049 | P14 | NG | GT | 115 | 77 | 954 | 45154.3967 |  |  | 45154.3967 | 64823.195 |  | Electric Utility | N | OP
SSTLOGN | FL | Intercession City | 8049 | P2 | DFO | GT | 56.7 | 48 | 1416 | 22263.0808 |  |  | 22263.0808 | 2215.01 |  | Electric Utility | N | OP
SSTLOGN | FL | Intercession City | 8049 | P3 | DFO | GT | 56.7 | 47 | 1416 | 22263.0808 |  |  | 22263.0808 | 3111.098 |  | Electric Utility | N | OP
SSTLOGN | FL | Intercession City | 8049 | P4 | DFO | GT | 56.7 | 47 | 1416 | 22263.0808 |  |  | 22263.0808 | 1644.186 |  | Electric Utility | N | OP
SSTLOGN | FL | Intercession City | 8049 | P5 | DFO | GT | 56.7 | 47 | 1416 | 22263.0808 |  |  | 22263.0808 | 2168.503 |  | Electric Utility | N | OP
SSTLOGN | FL | Intercession City | 8049 | P6 | DFO | GT | 56.7 | 47 | 1416 | 22263.0808 |  |  | 22263.0808 | 1738.218 |  | Electric Utility | N | OP
SSTLOGN | FL | Intercession City | 8049 | P7 | NG | GT | 115 | 83 | 1146 | 45154.3967 |  |  | 45154.3967 | 56252.963 |  | Electric Utility | N | OP
SSTLOGN | FL | Intercession City | 8049 | P8 | NG | GT | 115 | 81 | 1144 | 45154.3967 |  |  | 45154.3967 | 48666.181 |  | Electric Utility | N | OP
SSTLOGN | FL | Intercession City | 8049 | P9 | NG | GT | 115 | 82 | 1144 | 45154.3967 |  |  | 45154.3967 | 53053.967 |  | Electric Utility | N | OP
EXCLUDE | FL | International Paper Pensacola | 50250 | GEN1 | BLQ | ST | 39.6 | 36 | 0 | 241163.95 | 0.14328 | 6560412.8512 | 1683224.2192 | 953744.2619 |  | Industrial CHP | Y | OP |  | Commercial/Industrial Unit
EXCLUDE | FL | International Paper Pensacola | 50250 | GEN2 | BLQ | ST | 43.2 | 40 | 0 | 243165.73 | 0.14328 | 6614867.5208 | 1697195.8122 | 961660.8107 |  | Industrial CHP | Y | OP |  | Commercial/Industrial Unit
EXCLUDE | FL | J D Kennedy | 666 | GT3 | DFO | GT | 56.2 | 54 | 0 | 0 |  |  | 0 | 0 |  | Electric Utility | N | RE | 2009 | Retired in 2009
SSTLOGN | FL | J D Kennedy | 666 | GT37 | NG | GT | 185 | 158.6 | 1905.5 | 57300.5015 |  |  | 57300.5015 | 36459.1305 |  | Electric Utility | N | OP
SSTLOGN | FL | J D Kennedy | 666 | GT38 | NG | GT | 185 | 158.6 | 1905.5 | 57300.5015 |  |  | 57300.5015 | 36459.1305 |  | Electric Utility | N | OP
EXCLUDE | FL | J D Kennedy | 666 | GT4 | DFO | GT | 56.2 | 54 | 0 | 0 |  |  | 0 | 0 |  | Electric Utility | N | RE | 2008 | Retired in 2008
EXCLUDE | FL | J D Kennedy | 666 | GT5 | DFO | GT | 56.2 | 54 | 0 | 0 |  |  | 0 | 0 |  | Electric Utility | N | RE | 2008 | Retired in 2008
EXCLUDE | FL | J Woodruff | 690 | 1 | WAT | HY | 10 | 10 | 0 | 0 |  |  | 0 | 0 |  | Electric Utility | N | RE | 2003 | Non Combustion (NUC, WAT, WND, GEO, or SUN)
EXCLUDE | FL | J Woodruff | 690 | 2 | WAT | HY | 10 | 10 | 0 | 0 |  |  | 0 | 0 |  | Electric Utility | N | RE | 2002 | Non Combustion (NUC, WAT, WND, GEO, or SUN)
EXCLUDE | FL | J Woodruff | 690 | 3 | WAT | HY | 10 | 10 | 0 | 0 |  |  | 0 | 0 |  | Electric Utility | N | RE | 2001 | Non Combustion (NUC, WAT, WND, GEO, or SUN)
EXCLUDE | FL | J Woodruff | 690 | 1A | WAT | HY | 14.5 | 14.5 | 0 | 58935.6667 |  |  | 58935.6667 | 0 |  | Electric Utility | N | OP |  | Non Combustion (NUC, WAT, WND, GEO, or SUN)
EXCLUDE | FL | J Woodruff | 690 | 2A | WAT | HY | 14.5 | 14.5 | 0 | 58935.6667 |  |  | 58935.6667 | 0 |  | Electric Utility | N | OP |  | Non Combustion (NUC, WAT, WND, GEO, or SUN)
EXCLUDE | FL | J Woodruff | 690 | 3A | WAT | HY | 14.5 | 14.5 | 0 | 58935.6667 |  |  | 58935.6667 | 0 |  | Electric Utility | N | OP |  | Non Combustion (NUC, WAT, WND, GEO, or SUN)
EXCLUDE | FL | Jackson Mill | 54430 | GEN1 | NG | ST | 43.5 | 40.5 | 0 | 0 |  |  | 0 | 0 |  | Industrial Non-CHP | N | RE | 1998 | Retired in 1998
EXCLUDE | FL | Jacksonville Solar | 57202 | 1 | SUN | PV | 15 | 12.5 | 0 | 23125 |  |  | 23125 | 0 |  | IPP Non-CHP | N | OP |  | Non Combustion (NUC, WAT, WND, GEO, or SUN)
EXCLUDE | FL | John R Kelly | 664 | 6 | NG | ST | 18.7 | 14 | 0 | 0 |  |  | 0 | 0 |  | Electric Utility | N | RE | 2001 | Steam unit (PRMVR=ST) under 25MW/250 MMBtu/hr
OGST | FL | John R Kelly | 664 | 7 | NG | ST | 25 | 23.2 | 0 | 130 |  |  | 130 | 252.361 |  | Electric Utility | N | OP
NGCC | FL | John R Kelly | 664 | 8 | NG | CC | 50 | 37 | 1121 | 85836.0708 |  |  | 85836.0708 | 46149.5123 |  | Electric Utility | N | OP
NGCC | FL | John R Kelly | 664 | CT04 | NG | CC | 96.1 | 75 | 1121 | 164976.9282 |  |  | 164976.9282 | 88699.3627 |  | Electric Utility | N | OP
EXCLUDE | FL | John R Kelly | 664 | GT1 | NG | GT | 16.3 | 14 | 0 | 27.6267 |  |  | 27.6267 | 163.195 |  | Electric Utility | N | OP |  | Simple Cycle Turbine (PRMVR=GT or OT) unit under 25MW
EXCLUDE | FL | John R Kelly | 664 | GT2 | NG | GT | 16.3 | 14 | 0 | 27.6267 |  |  | 27.6267 | 163.195 |  | Electric Utility | N | OP |  | Simple Cycle Turbine (PRMVR=GT or OT) unit under 25MW
EXCLUDE | FL | John R Kelly | 664 | GT3 | NG | GT | 16.3 | 14 | 0 | 27.6267 |  |  | 27.6267 | 163.195 |  | Electric Utility | N | OP |  | Simple Cycle Turbine (PRMVR=GT or OT) unit under 25MW
NGCC | FL | Lake Cogen Ltd | 54423 | GT1 | NG | CC | 57.4 | 48.5 | 590 | 170530.0495 | 0.89458 | 91419.4679 | 190625.1845 | 84747.3222 |  | IPP CHP | Y | OP
NGCC | FL | Lake Cogen Ltd | 54423 | GT2 | NG | CC | 69.2 | 48.5 | 590 | 205586.7495 | 0.89458 | 110213.017 | 229812.9402 | 102169.2456 |  | IPP CHP | Y | OP
NGCC | FL | Lake Cogen Ltd | 54423 | ST1 | NG | CC | 31.1 | 24 | 590 | 92395.201 | 0.89458 | 49532.1507 | 103282.9833 | 45917.1032 |  | IPP CHP | Y | OP
COALST | FL | Lansing Smith | 643 | 1 | BIT | ST | 149.6 | 162 | 1945 | 574118 |  |  | 574118 | 654988.134 |  | Electric Utility | N | OP
COALST | FL | Lansing Smith | 643 | 2 | BIT | ST | 190.4 | 195 | 2246 | 618130 |  |  | 618130 | 706552.517 |  | Electric Utility | N | OP
NGCC | FL | Lansing Smith | 643 | 3A | NG | CC | 203.2 | 481 | 2230 | 1257826.0345 |  |  | 1257826.0345 | 530430.7863 |  | Electric Utility | N | OP
NGCC | FL | Lansing Smith | 643 | 3B | NG | CC | 203.2 |  | 2230 | 1257826.0345 |  |  | 1257826.0345 | 530430.7863 |  | Electric Utility | N | OP
NGCC | FL | Lansing Smith | 643 | 3S | NG | CC | 213.3 |  | 2230 | 1320345.9309 |  |  | 1320345.9309 | 556795.7024 |  | Electric Utility | N | OP
SSTLOGN | FL | Lansing Smith | 643 | CT1 | DFO | GT | 41.8 | 32 | 542 | 157 |  |  | 157 | 295.4366 |  | Electric Utility | N | OP
EXCLUDE | FL | Larsen Memorial | 675 | 2 | NG | GT | 11.2 | 10 | 0 | 32 |  |  | 32 | 57.6842 |  | Electric Utility | N | OP |  | Simple Cycle Turbine (PRMVR=GT or OT) unit under 25MW
EXCLUDE | FL | Larsen Memorial | 675 | 3 | NG | GT | 11.2 | 9 | 0 | 32 |  |  | 32 | 57.6842 |  | Electric Utility | N | OP |  | Simple Cycle Turbine (PRMVR=GT or OT) unit under 25MW
NGCC | FL | Larsen Memorial | 675 | 5 | NG | CC | 25 | 29 | 1055 | 9013.6364 |  |  | 9013.6364 | 6254.8804 |  | Electric Utility | N | OP
EXCLUDE | FL | Larsen Memorial | 675 | 6 | NG | ST | 25 | 24 | 0 | 0 |  |  | 0 | 0 |  | Electric Utility | N | RE | 2003 | Retired in 2003
NGCC | FL | Larsen Memorial | 675 | 8 | NG | CC | 101.5 | 76 | 1055 | 36595.3636 |  |  | 36595.3636 | 25394.8146 |  | Electric Utility | N | OP
SSTLOGN | FL | Lauderdale | 613 | 1 | NG | GT | 34.2 | 35 | 702 | 2017.2967 |  |  | 2017.2967 | 2519.9978 |  | Electric Utility | N | OP
SSTLOGN | FL | Lauderdale | 613 | 2 | NG | GT | 34.2 | 35 | 702 | 2017.2967 |  |  | 2017.2967 | 2458.9238 |  | Electric Utility | N | OP
SSTLOGN | FL | Lauderdale | 613 | 3 | NG | GT | 34.2 | 35 | 702 | 2017.2967 |  |  | 2017.2967 | 2643.4489 |  | Electric Utility | N | OP
SSTLOGN | FL | Lauderdale | 613 | 4 | NG | GT | 34.2 | 35 | 702 | 2017.2967 |  |  | 2017.2967 | 2657.2241 |  | Electric Utility | N | OP
SSTLOGN | FL | Lauderdale | 613 | 5 | NG | GT | 34.2 | 35 | 702 | 2017.2967 |  |  | 2017.2967 | 2889.872 |  | Electric Utility | N | OP
SSTLOGN | FL | Lauderdale | 613 | 6 | NG | GT | 34.2 | 35 | 702 | 2017.2967 |  |  | 2017.2967 | 1942.2501 |  | Electric Utility | N | OP
SSTLOGN | FL | Lauderdale | 613 | 7 | NG | GT | 34.2 | 35 | 702 | 2017.2967 |  |  | 2017.2967 | 2065.2629 |  | Electric Utility | N | OP
SSTLOGN | FL | Lauderdale | 613 | 8 | NG | GT | 34.2 | 35 | 702 | 2017.2967 |  |  | 2017.2967 | 2122.8595 |  | Electric Utility | N | OP
SSTLOGN | FL | Lauderdale | 613 | 9 | NG | GT | 34.2 | 35 | 702 | 2017.2967 |  |  | 2017.2967 | 1895.1852 |  | Electric Utility | N | OP
SSTLOGN | FL | Lauderdale | 613 | 10 | NG | GT | 34.2 | 35 | 702 | 2017.2967 |  |  | 2017.2967 | 2569.7511 |  | Electric Utility | N | OP
SSTLOGN | FL | Lauderdale | 613 | 11 | NG | GT | 34.2 | 35 | 702 | 2017.2967 |  |  | 2017.2967 | 1869.6627 |  | Electric Utility | N | OP
SSTLOGN | FL | Lauderdale | 613 | 12 | NG | GT | 34.2 | 35 | 702 | 2017.2967 |  |  | 2017.2967 | 1795.2344 |  | Electric Utility | N | OP
SSTLOGN | FL | Lauderdale | 613 | 13 | NG | GT | 34.2 | 35 | 702 | 2017.2967 |  |  | 2017.2967 | 744.7278 |  | Electric Utility | N | OP
SSTLOGN | FL | Lauderdale | 613 | 14 | NG | GT | 34.2 | 35 | 702 | 2017.2967 |  |  | 2017.2967 | 2287.4668 |  | Electric Utility | N | OP
SSTLOGN | FL | Lauderdale | 613 | 15 | NG | GT | 34.2 | 35 | 702 | 2017.2967 |  |  | 2017.2967 | 2396.6518 |  | Electric Utility | N | OP
SSTLOGN | FL | Lauderdale | 613 | 16 | NG | GT | 34.2 | 35 | 702 | 2017.2967 |  |  | 2017.2967 | 2461.5597 |  | Electric Utility | N | OP
SSTLOGN | FL | Lauderdale | 613 | 17 | NG | GT | 34.2 | 35 | 702 | 2017.2967 |  |  | 2017.2967 | 2555.9525 |  | Electric Utility | N | OP
SSTLOGN | FL | Lauderdale | 613 | 18 | NG | GT | 34.2 | 35 | 702 | 2017.2967 |  |  | 2017.2967 | 2242.2663 |  | Electric Utility | N | OP
SSTLOGN | FL | Lauderdale | 613 | 19 | NG | GT | 34.2 | 35 | 702 | 2017.2967 |  |  | 2017.2967 | 668.4877 |  | Electric Utility | N | OP
SSTLOGN | FL | Lauderdale | 613 | 20 | NG | GT | 34.2 | 35 | 702 | 2017.2967 |  |  | 2017.2967 | 2284.457 |  | Electric Utility | N | OP
SSTLOGN | FL | Lauderdale | 613 | 21 | NG | GT | 34.2 | 35 | 702 | 2017.2967 |  |  | 2017.2967 | 2384.5188 |  | Electric Utility | N | OP
SSTLOGN | FL | Lauderdale | 613 | 22 | NG | GT | 34.2 | 35 | 702 | 2017.2967 |  |  | 2017.2967 | 2231.0859 |  | Electric Utility | N | OP
SSTLOGN | FL | Lauderdale | 613 | 23 | NG | GT | 34.2 | 35 | 702 | 2017.2967 |  |  | 2017.2967 | 2522.5401 |  | Electric Utility | N | OP
SSTLOGN | FL | Lauderdale | 613 | 24 | NG | GT | 34.2 | 35 | 702 | 2017.2967 |  |  | 2017.2967 | 2364.9577 |  | Electric Utility | N | OP
NGCC | FL | Lauderdale | 613 | 4GT1 | NG | CC | 185 |  | 1775.6 | 895519.5339 |  |  | 895519.5339 | 438831.507 |  | Electric Utility | N | OP
NGCC | FL | Lauderdale | 613 | 4GT2 | NG | CC | 185 |  | 1775.6 | 895519.5339 |  |  | 895519.5339 | 438831.507 |  | Electric Utility | N | OP
NGCC | FL | Lauderdale | 613 | 5GT1 | NG | CC | 185 |  | 1775.6 | 895519.5339 |  |  | 895519.5339 | 438831.507 |  | Electric Utility | N | OP
NGCC | FL | Lauderdale | 613 | 5GT2 | NG | CC | 185 |  | 1775.6 | 895519.5339 |  |  | 895519.5339 | 438831.507 |  | Electric Utility | N | OP
NGCC | FL | Lauderdale | 613 | ST4 | NG | CC | 151.2 | 442 | 1775.6 | 731905.6947 |  |  | 731905.6947 | 358655.8046 |  | Electric Utility | N | OP
NGCC | FL | Lauderdale | 613 | ST5 | NG | CC | 151.2 | 442 | 1775.6 | 731905.6947 |  |  | 731905.6947 | 358655.8046 |  | Electric Utility | N | OP
EXCLUDE | FL | Lee County Solid Waste Energy | 52010 | GEN1 | MSB | ST | 39 | 39 | 0 | 187076 |  |  | 187076 | 328340.1718 |  | IPP Non-CHP | N | OP |  | Non Fossil fuel type
EXCLUDE | FL | Lee County Solid Waste Energy | 52010 | GEN2 | MSB | ST | 20 | 16 | 0 | 101943 |  |  | 101943 | 178921.84 |  | IPP Non-CHP | N | OP |  | Non Fossil fuel type
EXCLUDE | FL | Levy Nuclear Plant | 57894 | LNP1 | NUC | ST | 1250 | 1092 | 0 | 0 |  |  | 0 | 0 |  | Electric Utility | N | L |  | Non Combustion (NUC, WAT, WND, GEO, or SUN)
EXCLUDE | FL | Levy Nuclear Plant | 57894 | LNP2 | NUC | ST | 1250 | 1092 | 0 | 0 |  |  | 0 | 0 |  | Electric Utility | N | L |  | Non Combustion (NUC, WAT, WND, GEO, or SUN)
OGST | FL | Manatee | 6042 | 1 | NG | ST | 863.3 | 812 | 8650 | 1120912 |  |  | 1120912 | 884564.115 |  | Electric Utility | N | OP
OGST | FL | Manatee | 6042 | 2 | NG | ST | 863.3 | 812 | 8650 | 1259174 |  |  | 1259174 | 967601.676 |  | Electric Utility | N | OP
NGCC | FL | Manatee | 6042 | 3 | NG | CC | 471.8 | 1111 | 2294.5 | 2155689.0283 |  |  | 2155689.0283 | 921116.8098 |  | Electric Utility | N | OP
NGCC | FL | Manatee | 6042 | A | NG | CC | 188.2 |  | 2294.5 | 859899.6929 |  |  | 859899.6929 | 367431.504 |  | Electric Utility | N | OP
NGCC | FL | Manatee | 6042 | B | NG | CC | 188.2 |  | 2294.5 | 859899.6929 |  |  | 859899.6929 | 367431.504 |  | Electric Utility | N | OP
NGCC | FL | Manatee | 6042 | C | NG | CC | 188.2 |  | 2294.5 | 859899.6929 |  |  | 859899.6929 | 367431.504 |  | Electric Utility | N | OP
NGCC | FL | Manatee | 6042 | D | NG | CC | 188.2 |  | 2294.5 | 859899.6929 |  |  | 859899.6929 | 367431.504 |  | Electric Utility | N | OP
EXCLUDE | FL | Marathon Generating Plant | 696 | 3 | DFO | IC | 3 | 3 | 0 | 0 |  |  | 0 | 0 |  | Electric Utility | N | SB |  | Internal Combustion (PRMVR=IC)
EXCLUDE | FL | Marathon Generating Plant | 696 | 4 | DFO | IC | 3 | 3 | 0 | 0 |  |  | 0 | 0 |  | Electric Utility | N | SB |  | Internal Combustion (PRMVR=IC)
EXCLUDE | FL | Marathon Generating Plant | 696 | 5 | DFO | IC | 3 | 3 | 0 | 0 |  |  | 0 | 0 |  | Electric Utility | N | RE | 2007 | Internal Combustion (PRMVR=IC)
EXCLUDE | FL | Marathon Generating Plant | 696 | 6 | DFO | IC | 2.5 | 2.5 | 0 | 0 |  |  | 0 | 0 |  | Electric Utility | N | SB |  | Internal Combustion (PRMVR=IC)
EXCLUDE | FL | Marathon Generating Plant | 696 | 7 | DFO | IC | 2.5 | 2.5 | 0 | 0 |  |  | 0 | 0 |  | Electric Utility | N | SB |  | Internal Combustion (PRMVR=IC)
EXCLUDE | FL | Marathon Generating Plant | 696 | 8 | DFO | IC | 2 | 2 | 0 | 0 |  |  | 0 | 0 |  | Electric Utility | N | SB |  | Internal Combustion (PRMVR=IC)
EXCLUDE | FL | Marathon Generating Plant | 696 | 9 | DFO | IC | 2 | 2 | 0 | 0 |  |  | 0 | 0 |  | Electric Utility | N | SB |  | Internal Combustion (PRMVR=IC)
EXCLUDE | FL | Marathon Generating Plant | 696 | 10 | DFO | IC | 3.5 | 3.5 | 0 | 0 |  |  | 0 | 0 |  | Electric Utility | N | SB |  | Internal Combustion (PRMVR=IC)
EXCLUDE | FL | Marathon Generating Plant | 696 | 11 | DFO | IC | 3.5 | 3.5 | 0 | 0 |  |  | 0 | 0 |  | Electric Utility | N | SB |  | Internal Combustion (PRMVR=IC)
OGST | FL | Martin | 6043 | 1 | NG | ST | 934.5 | 826 | 9040 | 1495466 |  |  | 1495466 | 1103563.048 |  | Electric Utility | N | OP
OGST | FL | Martin | 6043 | 2 | NG | ST | 934.5 | 826 | 9040 | 1347223 |  |  | 1347223 | 998501.562 |  | Electric Utility | N | OP
NGCC | FL | Martin | 6043 | 8 | NG | CC | 471.7 | 1105 | 2306 | 2096944.8392 |  |  | 2096944.8392 | 911269.599 |  | Electric Utility | N | OP
NGCC | FL | Martin | 6043 | 3GT1 | NG | CC | 204 |  | 2022 | 906883.0765 |  |  | 906883.0765 | 394104.2998 |  | Electric Utility | N | OP
NGCC | FL | Martin | 6043 | 3GT2 | NG | CC | 204 |  | 2022 | 906883.0765 |  |  | 906883.0765 | 394104.2998 |  | Electric Utility | N | OP
NGCC | FL | Martin | 6043 | 3ST | NG | CC | 204 | 469 | 2022 | 906883.0765 |  |  | 906883.0765 | 394104.2998 |  | Electric Utility | N | OP
NGCC | FL | Martin | 6043 | 4GT1 | NG | CC | 204 |  | 2022 | 906883.0765 |  |  | 906883.0765 | 394104.2998 |  | Electric Utility | N | OP
NGCC | FL | Martin | 6043 | 4GT2 | NG | CC | 204 |  | 2022 | 906883.0765 |  |  | 906883.0765 | 394104.2998 |  | Electric Utility | N | OP
NGCC | FL | Martin | 6043 | 4ST | NG | CC | 204 | 469 | 2022 | 906883.0765 |  |  | 906883.0765 | 394104.2998 |  | Electric Utility | N | OP
EXCLUDE | FL | Martin | 6043 | 5CC | NG | CC | 448 | 419 | 0 | 0 |  |  | 0 | 0 |  | Electric Utility | N | IP |  | Status of operation (IP,L,P,T,or U)
EXCLUDE | FL | Martin | 6043 | 5CW | NG | CC | 429 | 394 | 0 | 0 |  |  | 0 | 0 |  | Electric Utility | N | IP |  | Status of operation (IP,L,P,T,or U)
EXCLUDE | FL | Martin | 6043 | 6CC | NG | CC | 448 | 419 | 0 | 0 |  |  | 0 | 0 |  | Electric Utility | N | IP |  | Status of operation (IP,L,P,T,or U)
EXCLUDE | FL | Martin | 6043 | 6CW | NG | CC | 429 | 394 | 0 | 0 |  |  | 0 | 0 |  | Electric Utility | N | IP |  | Status of operation (IP,L,P,T,or U)
NGCC | FL | Martin | 6043 | 8A | NG | CC | 188.2 |  | 2306 | 836644.0932 |  |  | 836644.0932 | 363580.5354 |  | Electric Utility | N | OP
NGCC | FL | Martin | 6043 | 8B | NG | CC | 188.2 |  | 2306 | 836644.0932 |  |  | 836644.0932 | 363580.5354 |  | Electric Utility | N | OP
NGCC | FL | Martin | 6043 | 8C | NG | CC | 188.2 |  | 2306 | 836644.0932 |  |  | 836644.0932 | 363580.5354 |  | Electric Utility | N | OP
NGCC | FL | Martin | 6043 | 8D | NG | CC | 188.2 |  | 2306 | 836644.0932 |  |  | 836644.0932 | 363580.5354 |  | Electric Utility | N | OP
EXCLUDE | FL | McKay Bay Facility | 50875 | GEN1 | MSB | ST | 22.1 | 18 | 0 | 146999 |  |  | 146999 | 323379.3477 |  | IPP Non-CHP | N | OP |  | Non Fossil fuel type
EXCLUDE | FL | Miami Dade County Resource Recovery Fac | 10062 | GEN1 | MSB | ST | 38.5 | 35.8 | 0 | 171626 |  |  | 171626 | 458981.0992 |  | IPP Non-CHP | N | OP |  | Non Fossil fuel type
EXCLUDE | FL | Miami Dade County Resource Recovery Fac | 10062 | GEN2 | MSB | ST | 38.5 | 35.8 | 0 | 168307 |  |  | 168307 | 450105.0649 |  | IPP Non-CHP | N | OP |  | Non Fossil fuel type
EXCLUDE | FL | Midulla Generating Station | 7380 | 1 | DFO | CC | 300 | 260 | 0 | 0 |  |  | 0 | 0 |  | Electric Utility | N | IP |  | Status of operation (IP,L,P,T,or U)
EXCLUDE | FL | Midulla Generating Station | 7380 | 2 | DFO | CC | 193 | 153 | 0 | 0 |  |  | 0 | 0 |  | Electric Utility | N | IP |  | Status of operation (IP,L,P,T,or U)
NGCC | FL | Midulla Generating Station | 7380 | CT1 | NG | CC | 199 | 151 | 1968 | 776463.7601 |  |  | 776463.7601 | 356044.8046 |  | Electric Utility | N | OP
NGCC | FL | Midulla Generating Station | 7380 | CT2 | NG | CC | 199 | 151 | 1962 | 776463.7601 |  |  | 776463.7601 | 356044.8046 |  | Electric Utility | N | OP
SSTLOGN | FL | Midulla Generating Station | 7380 | GT4 | NG | GT | 62 | 54 | 1144 | 44369.8008 |  |  | 44369.8008 | 39633.818 |  | Electric Utility | N | OP
SSTLOGN | FL | Midulla Generating Station | 7380 | GT5 | NG | GT | 62 | 54 | 1144 | 44369.8008 |  |  | 44369.8008 | 43395.06 |  | Electric Utility | N | OP
SSTLOGN | FL | Midulla Generating Station | 7380 | GT6 | NG | GT | 62 | 54 | 1144 | 44369.8008 |  |  | 44369.8008 | 21561.853 |  | Electric Utility | N | OP
SSTLOGN | FL | Midulla Generating Station | 7380 | GT7 | NG | GT | 62 | 54 | 1144 | 44369.8008 |  |  | 44369.8008 | 21060.329 |  | Electric Utility | N | OP
SSTLOGN | FL | Midulla Generating Station | 7380 | GT8 | NG | GT | 62 | 54 | 1144 | 44369.8008 |  |  | 44369.8008 | 27465.252 |  | Electric Utility | N | OP
EXCLUDE | FL | Midulla Generating Station | 7380 | PW9 | NG | CC | 62 | 54 | 0 | 0 |  |  | 0 | 0 |  | Electric Utility | N | IP |  | Status of operation (IP,L,P,T,or U)
NGCC | FL | Midulla Generating Station | 7380 | ST3 | NG | CC | 189 | 152 | 1968 | 737445.4807 |  |  | 737445.4807 | 338153.1059 |  | Electric Utility | N | OP
EXCLUDE | FL | Midway | 7893 | 1 | NG | CC | 429 | 324 | 0 | 0 |  |  | 0 | 0 |  | Electric Utility | N | IP |  | Status of operation (IP,L,P,T,or U)
EXCLUDE | FL | Midway | 7893 | 2 | NG | CC | 429 | 324 | 0 | 0 |  |  | 0 | 0 |  | Electric Utility | N | IP |  | Status of operation (IP,L,P,T,or U)
EXCLUDE | FL | Midway | 7893 | 3 | NG | CC | 429 | 394 | 0 | 0 |  |  | 0 | 0 |  | Electric Utility | N | IP |  | Status of operation (IP,L,P,T,or U)
EXCLUDE | FL | MM Tomoka Farms Energy | 55162 | UNT1 | LFG | IC | 1.9 | 1.9 | 0 | 0 |  |  | 0 | 0 |  | IPP Non-CHP | N | OP |  | Internal Combustion (PRMVR=IC)
EXCLUDE | FL | MM Tomoka Farms Energy | 55162 | UNT2 | LFG | IC | 1.9 | 1.9 | 0 | 0 |  |  | 0 | 0 |  | IPP Non-CHP | N | OP |  | Internal Combustion (PRMVR=IC)
EXCLUDE | FL | Mosaic Co Greenbay | 10205 | GEN1 | OTH | ST | 38.2 | 37.2 | 0 | 0 | 0 |  |  | 0 |  | Industrial CHP | Y | RE | 2006 | Non Fossil fuel type
EXCLUDE | FL | Mosaic Co Martlow Facility | 50633 | GEN1 | OTH | ST | 36.9 | 36 | 0 | 213314.4396 |  |  |  | 0 |  | Industrial CHP | Y | OP |  | Non Fossil fuel type
EXCLUDE | FL | Mosaic Co Martlow Facility | 50633 | GEN2 | OTH | ST | 45 | 44 | 0 | 260139.5604 |  |  |  | 0 |  | Industrial CHP | Y | OP |  | Non Fossil fuel type
EXCLUDE | FL | Mosaic Co Mulberry Facility | 50510 | CGN1 | OTH | ST | 21 | 19.5 | 0 | 0 | 0 |  |  | 0 |  | Industrial CHP | Y | RE | 2008 | Non Fossil fuel type
EXCLUDE | FL | Mosaic Co Tampa Facility | 10204 | GEN1 | WH | ST | 35.4 | 34.4 | 0 | 145593.5199 |  |  |  | 0 |  | Industrial CHP | Y | OP |  | Non Fossil fuel type
EXCLUDE | FL | Mosaic Co Tampa Facility | 10204 | GEN3 | WH | ST | 42.5 | 41.5 | 0 | 174794.4801 |  |  |  | 0 |  | Industrial CHP | Y | OP |  | Non Fossil fuel type
EXCLUDE | FL | Mosiac New Wales Operations | 10434 | TG1 | OTH | ST | 10 | 8 | 0 | 50523.5821 |  |  |  | 0 |  | Industrial CHP | Y | OS |  | Non Fossil fuel type
EXCLUDE | FL | Mosiac New Wales Operations | 10434 | TG2 | OTH | ST | 58.5 | 48 | 0 | 295562.9552 |  |  |  | 0 |  | Industrial CHP | Y | OP |  | Non Fossil fuel type
EXCLUDE | FL | Mosiac New Wales Operations | 10434 | TG3 | OTH | ST | 32 | 32 | 0 | 161675.4627 |  |  |  | 0 |  | Industrial CHP | Y | OP |  | Non Fossil fuel type
EXCLUDE | FL | Mosiac South Pierce Operations | 10004 | TG1 | OTH | ST | 7.5 | 4 | 0 | 26163.4615 |  |  |  | 0 |  | Industrial CHP | Y | OP |  | Non Fossil fuel type
EXCLUDE | FL | Mosiac South Pierce Operations | 10004 | TG2 | OTH | ST | 38 | 33 | 0 | 132561.5385 |  |  |  | 0 |  | Industrial CHP | Y | OP |  | Non Fossil fuel type
NGCC | FL | Mulberry Cogeneration Facility | 54426 | GT1 | NG | CC | 82 | 76 | 1077 | 234040.4422 | 0.90425 | 112748.0392 | 258823.8623 | 132865.7174 |  | IPP CHP | Y | OP
NGCC | FL | Mulberry Cogeneration Facility | 54426 | ST1 | NG | CC | 49.5 | 37 | 1077 | 141280.5108 | 0.90425 | 68061.3164 | 156241.2339 | 80205.5246 |  | IPP CHP | Y | OP
COALST | FL | Northside Generating Station | 667 | 1 | PC | ST | 297.5 | 275 | 2764 | 1040393 |  |  | 1040393 | 1302274.985 |  | Electric Utility | N | OP
COALST | FL | Northside Generating Station | 667 | 2 | PC | ST | 297.5 | 275 | 2672 | 1155892 |  |  | 1155892 | 1438295.41 |  | Electric Utility | N | OP
SSTLOGN | FL | Northside Generating Station | 667 | 4 | DFO | GT | 62.1 | 52 | 675.75 | 553.5 |  |  | 553.5 | 715.7877 |  | Electric Utility | N | OP
SSTLOGN | FL | Northside Generating Station | 667 | 5 | DFO | GT | 62.1 | 52 | 675.75 | 553.5 |  |  | 553.5 | 715.7877 |  | Electric Utility | N | OP
SSTLOGN | FL | Northside Generating Station | 667 | 6 | DFO | GT | 62.1 | 52 | 675.75 | 553.5 |  |  | 553.5 | 715.7877 |  | Electric Utility | N | OP
SSTLOGN | FL | Northside Generating Station | 667 | GT3 | DFO | GT | 62.1 | 52 | 675.75 | 553.5 |  |  | 553.5 | 715.7877 |  | Electric Utility | N | OP
OGST | FL | Northside Generating Station | 667 | ST3 | NG | ST | 563.7 | 505 | 5260 | 994752 |  |  | 994752 | 751336.846 |  | Electric Utility | N | OP
EXCLUDE | FL | Northwest Florida Renewable Energy | 57277 | CA3 | WDS | CC | 16.3 | 16.3 | 0 | 0 |  |  | 0 | 0 |  | IPP Non-CHP | N | IP |  | Non Fossil fuel type
EXCLUDE | FL | Northwest Florida Renewable Energy | 57277 | CT1 | WDS | CC | 16.3 | 16.3 | 0 | 0 |  |  | 0 | 0 |  | IPP Non-CHP | N | IP |  | Non Fossil fuel type
EXCLUDE | FL | Northwest Florida Renewable Energy | 57277 | CT2 | WDS | CC | 16.3 | 16.3 | 0 | 0 |  |  | 0 | 0 |  | IPP Non-CHP | N | IP |  | Non Fossil fuel type
EXCLUDE | FL | Northwest Florida Renewable Energy | 57277 | CT3 | WDS | CC | 16.3 | 16.3 | 0 | 0 |  |  | 0 | 0 |  | IPP Non-CHP | N | IP |  | Non Fossil fuel type
EXCLUDE | FL | Okeelanta Cogeneration | 54627 | GEN1 | AB | ST | 74.9 | 74.9 | 0 | 124791 | 0.28306 | 1437922.0158 | 440864.1277 | 489177.6042 |  | IPP CHP | Y | OP |  | Non Fossil fuel type
EXCLUDE | FL | Okeelanta Cogeneration | 54627 | GEN2 | AB | ST | 54 | 30 | 0 | 154626 | 0.28306 | 1781700.0394 | 546265.8094 | 606130.0593 |  | IPP CHP | Y | OP |  | Non Fossil fuel type
SSTLOGN | FL | Oleander Power Project LP | 55286 | OG1 | NG | GT | 198.9 | 163.8 | 1919 | 72348.0756 |  |  | 72348.0756 | 131995.287 |  | Electric Utility/IPP Non-CHP | N | OP
SSTLOGN | FL | Oleander Power Project LP | 55286 | OG2 | NG | GT | 198.9 | 155.4 | 1919 | 72348.0756 |  |  | 72348.0756 | 26815.799 |  | Electric Utility/IPP Non-CHP | N | OP
SSTLOGN | FL | Oleander Power Project LP | 55286 | OG3 | NG | GT | 198.9 | 155.1 | 1919 | 72348.0756 |  |  | 72348.0756 | 31601.69 |  | Electric Utility/IPP Non-CHP | N | OP
SSTLOGN | FL | Oleander Power Project LP | 55286 | OG4 | NG | GT | 198.9 | 155.7 | 1919 | 72348.0756 |  |  | 72348.0756 | 27494.929 |  | Electric Utility/IPP Non-CHP | N | OP
SSTLOGN | FL | Oleander Power Project LP | 55286 | OG5 | NG | GT | 198.8 | 160.2 | 1920 | 22656.9115 |  |  | 22656.9115 | 16189.409 |  | Electric Utility/IPP Non-CHP | N | OP
NGCC | FL | Orange Cogeneration Facility | 54365 | APC1 | NG | CC | 54 | 43 | 385 | 124881.2736 | 0.84541 | 103887.2902 | 147716.991 | 56525.612 |  | IPP CHP | Y | OP
NGCC | FL | Orange Cogeneration Facility | 54365 | APC2 | NG | CC | 54 | 43 | 385 | 124881.2736 | 0.84541 | 103887.2902 | 147716.991 | 56525.612 |  | IPP CHP | Y | OP
NGCC | FL | Orange Cogeneration Facility | 54365 | APC3 | NG | CC | 28.6 | 24.6 | 385 | 66140.8227 | 0.84541 | 55021.787 | 78235.2952 | 29937.639 |  | IPP CHP | Y | OP
NGCC | FL | Orlando Cogen LP | 54466 | GEN1 | NG | CC | 122.4 | 120 | 1256 | 768150 | 0.9412 | 218317.8278 | 816138.9715 | 387673.243 |  | IPP CHP | Y | OP
SSTLOGN | FL | Osceola | 55192 | CTG1 | NG | GT | 200 | 156 | 1942 | 108284.6683 |  |  | 108284.6683 | 79250.118 |  | Electric Utility/IPP Non-CHP | N | OP
SSTLOGN | FL | Osceola | 55192 | CTG2 | NG | GT | 200 | 156 | 1942 | 108284.6683 |  |  | 108284.6683 | 77163.327 |  | Electric Utility/IPP Non-CHP | N | OP
SSTLOGN | FL | Osceola | 55192 | CTG3 | NG | GT | 200 | 156 | 1942 | 108284.6683 |  |  | 108284.6683 | 62274.202 |  | Electric Utility/IPP Non-CHP | N | OP
NGCC | FL | Osprey Energy Center Power Plant | 55412 | OEC1 | NG | CC | 192.1 | 175 | 2275 | 728904.3951 |  |  | 728904.3951 | 323789.5714 |  | Electric Utility/IPP Non-CHP | N | OP
NGCC | FL | Osprey Energy Center Power Plant | 55412 | OEC2 | NG | CC | 192.1 | 175 | 2275 | 728904.3951 |  |  | 728904.3951 | 323789.5714 |  | Electric Utility/IPP Non-CHP | N | OP
NGCC | FL | Osprey Energy Center Power Plant | 55412 | OECS | NG | CC | 260 | 240 | 2275 | 986544.2099 |  |  | 986544.2099 | 438236.7962 |  | Electric Utility/IPP Non-CHP | N | OP
NGCC | FL | P L Bartow | 634 | 4AGT | NG | CC | 208 | 176 | 2610 | 1213462.2067 |  |  | 1213462.2067 | 550055.3979 |  | Electric Utility | N | OP
NGCC | FL | P L Bartow | 634 | 4BGT | NG | CC | 208 | 176 | 2610 | 1213462.2067 |  |  | 1213462.2067 | 550055.3979 |  | Electric Utility | N | OP
NGCC | FL | P L Bartow | 634 | 4CGT | NG | CC | 208 | 176 | 2610 | 1213462.2067 |  |  | 1213462.2067 | 550055.3979 |  | Electric Utility | N | OP
NGCC | FL | P L Bartow | 634 | 4DGT | NG | CC | 208 | 176 | 2610 | 1213462.2067 |  |  | 1213462.2067 | 550055.3979 |  | Electric Utility | N | OP
NGCC | FL | P L Bartow | 634 | 4ST | NG | CC | 421 | 429 | 2610 | 2456094.1781 |  |  | 2456094.1781 | 1113333.2814 |  | Electric Utility | N | OP
SSTLOGN | FL | P L Bartow | 634 | P1 | DFO | GT | 55.7 | 42 | 535.5 | 5584.1245 |  |  | 5584.1245 | 5355.664 |  | Electric Utility | N | OP
SSTLOGN | FL | P L Bartow | 634 | P2 | NG | GT | 55.7 | 43 | 535.5 | 5584.1245 |  |  | 5584.1245 | 5355.664 |  | Electric Utility | N | OP
SSTLOGN | FL | P L Bartow | 634 | P3 | DFO | GT | 55.7 | 43 | 535.5 | 5584.1245 |  |  | 5584.1245 | 5355.664 |  | Electric Utility | N | OP
SSTLOGN | FL | P L Bartow | 634 | P4 | NG | GT | 55.7 | 49 | 535.5 | 5584.1245 |  |  | 5584.1245 | 5355.664 |  | Electric Utility | N | OP
EXCLUDE | FL | P L Bartow | 634 | ST1 | RFO | ST | 127.5 | 122 | 0 | 0 |  |  | 0 | 0 |  | Electric Utility | N | RE | 2009 | Retired in 2009
EXCLUDE | FL | P L Bartow | 634 | ST2 | RFO | ST | 127.5 | 103 | 0 | 0 |  |  | 0 | 0 |  | Electric Utility | N | RE | 2009 | Retired in 2009
EXCLUDE | FL | P L Bartow | 634 | ST3 | RFO | ST | 239.3 | 201 | 0 | 0 |  |  | 0 | 0 |  | Electric Utility | N | RE | 2009 | Retired in 2009
EXCLUDE | FL | Palm Beach Renewable Energy #1 | 50071 | GEN1 | MSB | ST | 62.3 | 50 | 0 | 352937 |  |  | 352937 | 653662.2484 |  | IPP Non-CHP | N | OP |  | Non Fossil fuel type
EXCLUDE | FL | Palm Beach Renewable Energy #2 | 57898 | GEN1 | NG | ST | 95 | 95 | 0 | 0 |  |  | 0 | 0 |  | Commercial Non-CHP | N | P |  | Status of operation (IP,L,P,T,or U)
EXCLUDE | FL | Partnership Station | 55893 | 1 | NG | IC | 2.9 | 3 | 0 | 0 |  |  | 0 | 0 |  | Electric Utility | N | OP |  | Internal Combustion (PRMVR=IC)
EXCLUDE | FL | Partnership Station | 55893 | 2 | NG | IC | 2.9 | 3 | 0 | 0 |  |  | 0 | 0 |  | Electric Utility | N | OP |  | Internal Combustion (PRMVR=IC)
EXCLUDE | FL | Pasco Cnty Solid Waste Resource Recovery | 50666 | GEN1 | MSB | ST | 31.2 | 26 | 0 | 180610 |  |  | 180610 | 338395.3743 |  | IPP Non-CHP | N | OP |  | Non Fossil fuel type
EXCLUDE | FL | Pasco Cogen Ltd | 54424 | EDG1 | DFO | IC | 1.2 | 1.2 | 0 | 0 | 0.46914 | 0 | 0 | 0 |  | IPP CHP | Y | SB |  | Internal Combustion (PRMVR=IC)
EXCLUDE | FL | Pasco Cogen Ltd | 54424 | EDG2 | DFO | IC | 1.2 | 1.2 | 0 | 0 | 0.46914 | 0 | 0 | 0 |  | IPP CHP | Y | SB |  | Internal Combustion (PRMVR=IC)
NGCC | FL | Pasco Cogen Ltd | 54424 | GT1 | NG | CC | 57.4 | 48.8 | 517 | 105943.8259 | 0.92885 | 36919.7968 | 114059.256 | 53201.8357 |  | IPP CHP | Y | OP
NGCC | FL | Pasco Cogen Ltd | 54424 | GT2 | NG | CC | 57.4 | 48.8 | 517 | 105943.8259 | 0.92885 | 36919.7968 | 114059.256 | 53201.8357 |  | IPP CHP | Y | OP
NGCC | FL | Pasco Cogen Ltd | 54424 | ST1 | NG | CC | 26.5 | 24 | 517 | 48911.3482 | 0.92885 | 17044.8539 | 52658.0189 | 24561.8231 |  | IPP CHP | Y | OP
EXCLUDE | FL | Pea Ridge | 7715 | 1 | NG | GT | 4.7 | 4 | 0 | 27750 |  |  | 27750 | 20823.6754 |  | Electric Utility | N | OP |  | Simple Cycle Turbine (PRMVR=GT or OT) unit under 25MW
EXCLUDE | FL | Pea Ridge | 7715 | 2 | NG | GT | 4.7 | 4 | 0 | 27750 |  |  | 27750 | 20823.6754 |  | Electric Utility | N | OP |  | Simple Cycle Turbine (PRMVR=GT or OT) unit under 25MW
EXCLUDE | FL | Pea Ridge | 7715 | 3 | NG | GT | 4.7 | 4 | 0 | 27750 |  |  | 27750 | 20823.6754 |  | Electric Utility | N | OP |  | Simple Cycle Turbine (PRMVR=GT or OT) unit under 25MW
EXCLUDE | FL | Pensacola Florida Plant | 10416 | GEN1 | NG | ST | 5 | 5 | 0 | 21040.12 | 0.069151 | 1288477.2155 | 304263.4235 | 99144.0412 |  | Industrial CHP | Y | OP |  | Steam unit (PRMVR=ST) under 25MW/250 MMBtu/hr
EXCLUDE | FL | Pensacola Florida Plant | 10416 | GEN2 | NG | ST | 5 | 5 | 0 | 20458.02 | 0.069151 | 1252829.9574 | 295845.6132 | 96401.1031 |  | Industrial CHP | Y | OP |  | Steam unit (PRMVR=ST) under 25MW/250 MMBtu/hr
EXCLUDE | FL | Pensacola Florida Plant | 10416 | GEN3 | NG | ST | 6 | 6 | 0 | 0 | 0.069151 | 0 | 0 | 0 |  | Industrial CHP | Y | OP |  | Steam unit (PRMVR=ST) under 25MW/250 MMBtu/hr
EXCLUDE | FL | Pensacola Florida Plant | 10416 | GEN4 | NG | GT | 86 | 82 | 0 | 621850.74 | 0.47713 | 3100196.162 | 1303312.3817 | 454605.5911 |  | Industrial CHP | Y | OP |  | Commercial/Industrial Unit
EXCLUDE | FL | Perdido | 57502 | 1 | LFG | IC | 1.6 | 1.5 | 0 | 0 |  |  | 0 | 0 |  | Electric Utility | N | OP |  | Internal Combustion (PRMVR=IC)
EXCLUDE | FL | Perdido | 57502 | 2 | LFG | IC | 1.6 | 1.5 | 0 | 0 |  |  | 0 | 0 |  | Electric Utility | N | OP |  | Internal Combustion (PRMVR=IC)
EXCLUDE | FL | Phillips | 748 | 1 | DFO | IC | 19.2 | 18 | 0 | 0 |  |  | 0 | 0 |  | Electric Utility | N | SB |  | Internal Combustion (PRMVR=IC)
EXCLUDE | FL | Phillips | 748 | 2 | DFO | IC | 19.2 | 18 | 0 | 0 |  |  | 0 | 0 |  | Electric Utility | N | SB |  | Internal Combustion (PRMVR=IC)
EXCLUDE | FL | Phillips | 748 | 3 | RFO | CC | 3.6 | 3 | 0 | 0 |  |  | 0 | 0 |  | Electric Utility | N | RE | 2006 | Combined Cycle (PRMVR=CC) unit under 25MW
EXCLUDE | FL | Pinellas County Resource Recovery | 50884 | GEN1 | MSB | ST | 50.5 | 41.1 | 0 | 238383 |  |  | 238383 | 496184.9026 |  | IPP Non-CHP | N | OP |  | Non Fossil fuel type
EXCLUDE | FL | Pinellas County Resource Recovery | 50884 | GEN2 | MSB | ST | 26 | 17 | 0 | 133557 |  |  | 133557 | 277993.6784 |  | IPP Non-CHP | N | OP |  | Non Fossil fuel type
SSTLOGN | FL | Polk | 7242 | 2 | NG | GT | 175.8 | 151 | 1817 | 97951.5 |  |  | 97951.5 | 78239.0188 |  | Electric Utility | N | OP
SSTLOGN | FL | Polk | 7242 | 3 | NG | GT | 175.8 | 151 | 1817 | 97951.5 |  |  | 97951.5 | 78239.0188 |  | Electric Utility | N | OP
SSTLOGN | FL | Polk | 7242 | 4 | NG | GT | 175.8 | 151 | 1817 | 97951.5 |  |  | 97951.5 | 78239.0188 |  | Electric Utility | N | OP
SSTLOGN | FL | Polk | 7242 | 5 | NG | GT | 175.8 | 151 | 1817 | 97951.5 |  |  | 97951.5 | 78239.0188 |  | Electric Utility | N | OP
EXCLUDE | FL | Polk | 7242 | 6 | BIT | CC | 600 | 605 | 0 | 0 |  |  | 0 | 0 |  | Electric Utility | N | IP |  | Status of operation (IP,L,P,T,or U)
EXCLUDE | FL | Polk | 7242 | 7 | NG | GT | 195.8 | 155 | 0 | 0 |  |  | 0 | 0 |  | Electric Utility | N | IP |  | Status of operation (IP,L,P,T,or U)
EXCLUDE | FL | Polk | 7242 | 8 | NG | GT | 300 | 300 | 0 | 0 |  |  | 0 | 0 |  | Electric Utility | N | P |  | Status of operation (IP,L,P,T,or U)
IGCC | FL | Polk | 7242 | 1CA | BIT | IG | 133.4 | 59 | 858.5351 | 594017.0358 |  |  | 594017.0358 | 737316.5791 |  | Electric Utility | N | OP
IGCC | FL | Polk | 7242 | 1CT | BIT | IG | 192.9 | 161 | 1241.4649 | 858964.6642 |  |  | 858964.6642 | 1066179.6709 |  | Electric Utility | N | OP
SSTLOGN | FL | Port Everglades | 617 | 6 | NG | GT | 34.2 | 35 | 702 | 2825 |  |  | 2825 | 4718.8752 |  | Electric Utility | N | OP
SSTLOGN | FL | Port Everglades | 617 | 7 | NG | GT | 34.2 | 35 | 702 | 2825 |  |  | 2825 | 3626.9845 |  | Electric Utility | N | OP
SSTLOGN | FL | Port Everglades | 617 | 8 | NG | GT | 34.2 | 35 | 702 | 2825 |  |  | 2825 | 4495.935 |  | Electric Utility | N | OP
SSTLOGN | FL | Port Everglades | 617 | 9 | NG | GT | 34.2 | 35 | 702 | 2825 |  |  | 2825 | 3847.3065 |  | Electric Utility | N | OP
SSTLOGN | FL | Port Everglades | 617 | 10 | NG | GT | 34.2 | 35 | 702 | 2825 |  |  | 2825 | 3471.4009 |  | Electric Utility | N | OP
SSTLOGN | FL | Port Everglades | 617 | 11 | NG | GT | 34.2 | 35 | 702 | 2825 |  |  | 2825 | 3659.1755 |  | Electric Utility | N | OP
SSTLOGN | FL | Port Everglades | 617 | 12 | NG | GT | 34.2 | 35 | 702 | 2825 |  |  | 2825 | 4146.1947 |  | Electric Utility | N | OP
SSTLOGN | FL | Port Everglades | 617 | GT1 | NG | GT | 34.2 | 35 | 702 | 2825 |  |  | 2825 | 3704.9604 |  | Electric Utility | N | OP
SSTLOGN | FL | Port Everglades | 617 | GT2 | NG | GT | 34.2 | 35 | 702 | 2825 |  |  | 2825 | 4238.7232 |  | Electric Utility | N | OP
SSTLOGN | FL | Port Everglades | 617 | GT3 | NG | GT | 34.2 | 35 | 702 | 2825 |  |  | 2825 | 3684.7622 |  | Electric Utility | N | OP
SSTLOGN | FL | Port Everglades | 617 | GT4 | NG | GT | 34.2 | 35 | 702 | 2825 |  |  | 2825 | 3294.9995 |  | Electric Utility | N | OP
SSTLOGN | FL | Port Everglades | 617 | GT5 | NG | GT | 34.2 | 35 | 702 | 2825 |  |  | 2825 | 4064.8174 |  | Electric Utility | N | OP
OGST | FL | Port Everglades | 617 | ST1 | RFO | ST | 248 | 213 | 0 | 0 |  |  | 0 | 0 |  | Electric Utility | N | OP
OGST | FL | Port Everglades | 617 | ST2 | RFO | ST | 248 | 213 | 0 | 0 |  |  | 0 | 0 |  | Electric Utility | N | OP
OGST | FL | Port Everglades | 617 | ST3 | NG | ST | 402 | 387 | 4180 | 219841 |  |  | 219841 | 190313.633 |  | Electric Utility | N | OP
OGST | FL | Port Everglades | 617 | ST4 | NG | ST | 402 | 392 | 4180 | 187313 |  |  | 187313 | 175563.075 |  | Electric Utility | N | OP
NGCC | FL | Putnam | 6246 | 1GT1 | NG | CC | 85 |  | 1232 | 127194.4781 |  |  | 127194.4781 | 75852.2037 |  | Electric Utility | N | OP
NGCC | FL | Putnam | 6246 | 1GT2 | NG | CC | 85 |  | 1232 | 127194.4781 |  |  | 127194.4781 | 75852.2037 |  | Electric Utility | N | OP
NGCC | FL | Putnam | 6246 | 1ST | NG | CC | 120 | 249 | 1232 | 179568.6749 |  |  | 179568.6749 | 107085.4641 |  | Electric Utility | N | OP
NGCC | FL | Putnam | 6246 | 2GT1 | NG | CC | 85 |  | 1232 | 127194.4781 |  |  | 127194.4781 | 75852.2037 |  | Electric Utility | N | OP
NGCC | FL | Putnam | 6246 | 2GT2 | NG | CC | 85 |  | 1232 | 127194.4781 |  |  | 127194.4781 | 75852.2037 |  | Electric Utility | N | OP
NGCC | FL | Putnam | 6246 | 2ST | NG | CC | 120 | 249 | 1232 | 179568.6749 |  |  | 179568.6749 | 107085.4641 |  | Electric Utility | N | OP
EXCLUDE | FL | Rayonier Fernandina Mill | 10562 | GEN2 | RFO | ST | 5 | 5 | 0 | 0 | 0.13314 | 0 | 0 | 0 |  | Industrial CHP | Y | RE | 2005 | Steam unit (PRMVR=ST) under 25MW/250 MMBtu/hr
EXCLUDE | FL | Rayonier Fernandina Mill | 10562 | GEN3 | WDS | ST | 7.5 | 6.5 | 0 | 48614 | 0.13314 | 1439981.9642 | 365139.93 | 167599.4701 |  | Industrial CHP | Y | OP |  | Non Fossil fuel type
EXCLUDE | FL | Rayonier Fernandina Mill | 10562 | GEN4 | WDL | ST | 20 | 21 | 0 | 156070 | 0.13314 | 4622906.6761 | 1172242.335 | 538060.0094 |  | Industrial CHP | Y | OP |  | Non Fossil fuel type
EXCLUDE | FL | Rayonier Fernandina Mill | 10562 | GEN5 | WDL | ST | 22 | 21 | 0 | 0 |  |  | 0 | 0 |  | Industrial CHP | N | U |  | Non Fossil fuel type
EXCLUDE | FL | Rinehart | 57685 | 1 | SUN | PV | 10 | 10 | 0 | 198 |  |  | 198 | 0 |  | IPP Non-CHP | N | OP |  | Non Combustion (NUC, WAT, WND, GEO, or SUN)
EXCLUDE | FL | Rio Pinar | 637 | P1 | DFO | GT | 19.2 | 12 | 0 | 102 |  |  | 102 | 150.5719 |  | Electric Utility | N | OP | 2016 | Simple Cycle Turbine (PRMVR=GT or OT) unit under 25MW
OGST | FL | Riviera | 619 | 3 | RFO | ST | 310.4 | 277 | 0 | 0 |  |  | 0 | 0 |  | Electric Utility | N | RE | 2011
OGST | FL | Riviera | 619 | 4 | RFO | ST | 310.4 | 288 | 0 | 0 |  |  | 0 | 0 |  | Electric Utility | N | RE | 2011
EXCLUDE | FL | Riviera | 619 | 5A | NG | CC | 265 | 1212 | 0 | 0 |  |  | 0 | 0 |  | Electric Utility | N | U |  | Status of operation (IP,L,P,T,or U)
EXCLUDE | FL | Riviera | 619 | 5B | NG | CC | 265 |  | 0 | 0 |  |  | 0 | 0 |  | Electric Utility | N | U |  | Status of operation (IP,L,P,T,or U)
EXCLUDE | FL | Riviera | 619 | 5C | NG | CC | 265 |  | 0 | 0 |  |  | 0 | 0 |  | Electric Utility | N | U |  | Status of operation (IP,L,P,T,or U)
EXCLUDE | FL | Riviera | 619 | 5ST | NG | CC | 500 |  | 0 | 0 |  |  | 0 | 0 |  | Electric Utility | N | U |  | Status of operation (IP,L,P,T,or U)
EXCLUDE | FL | RP-Orlando, LLC | 57565 | 1 | SUN | PV | 5.1 | 5.1 | 0 | 1109 |  |  | 1109 | 0 |  | IPP Non-CHP | N | OP |  | Non Combustion (NUC, WAT, WND, GEO, or SUN)
OGST | FL | S O Purdom | 689 | 7 | NG | ST | 50 | 48 | 621 | 14398 |  |  | 14398 | 14202.1 |  | Electric Utility | N | OP | 2013
NGCC | FL | S O Purdom | 689 | 8 | NG | CC | 160 | 150 | 2044.2 | 851301.0513 |  |  | 851301.0513 | 416883.0283 |  | Electric Utility | N | OP
NGCC | FL | S O Purdom | 689 | 9 | NG | CC | 87 | 72 | 2044.2 | 462894.9467 |  |  | 462894.9467 | 226680.1467 |  | Electric Utility | N | OP
EXCLUDE | FL | S O Purdom | 689 | GT1 | NG | GT | 15 | 10 | 0 | -165.5 |  |  | -165.5 | 121.9725 |  | Electric Utility | N | OP | 2013 | Simple Cycle Turbine (PRMVR=GT or OT) unit under 25MW
EXCLUDE | FL | S O Purdom | 689 | GT2 | NG | GT | 15 | 10 | 0 | -165.5 |  |  | -165.5 | 121.9725 |  | Electric Utility | N | OP | 2013 | Simple Cycle Turbine (PRMVR=GT or OT) unit under 25MW
OGST | FL | Sanford | 620 | 3 | RFO | ST | 156.2 | 138 | 0 | 0 |  |  | 0 | 0 |  | Electric Utility | N | OS
NGCC | FL | Sanford | 620 | 4 | NG | CC | 436.1 | 958 | 1910 | 2015207.2241 |  |  | 2015207.2241 | 902743.9961 |  | Electric Utility | N | OP
NGCC | FL | Sanford | 620 | 5 | NG | CC | 436.1 | 954 | 1910 | 2015207.2241 |  |  | 2015207.2241 | 902743.9961 |  | Electric Utility | N | OP
NGCC | FL | Sanford | 620 | 4A | NG | CC | 188.2 |  | 1910 | 869667.5065 |  |  | 869667.5065 | 389581.3347 |  | Electric Utility | N | OP
NGCC | FL | Sanford | 620 | 4B | NG | CC | 188.2 |  | 1910 | 869667.5065 |  |  | 869667.5065 | 389581.3347 |  | Electric Utility | N | OP
NGCC | FL | Sanford | 620 | 4C | NG | CC | 188.2 |  | 1910 | 869667.5065 |  |  | 869667.5065 | 389581.3347 |  | Electric Utility | N | OP
NGCC | FL | Sanford | 620 | 4D | NG | CC | 188.2 |  | 1910 | 869667.5065 |  |  | 869667.5065 | 389581.3347 |  | Electric Utility | N | OP
NGCC | FL | Sanford | 620 | 5A | NG | CC | 188.2 |  | 1910 | 869667.5065 |  |  | 869667.5065 | 389581.3347 |  | Electric Utility | N | OP
NGCC | FL | Sanford | 620 | 5B | NG | CC | 188.2 |  | 1910 | 869667.5065 |  |  | 869667.5065 | 389581.3347 |  | Electric Utility | N | OP
NGCC | FL | Sanford | 620 | 5C | NG | CC | 188.2 |  | 1910 | 869667.5065 |  |  | 869667.5065 | 389581.3347 |  | Electric Utility | N | OP
NGCC | FL | Sanford | 620 | 5D | NG | CC | 188.2 |  | 1910 | 869667.5065 |  |  | 869667.5065 | 389581.3347 |  | Electric Utility | N | OP
NGCC | FL | Santa Rosa Energy Center | 55242 | CT01 | NG | CC | 200 | 161.4 | 1958 | 277543.1694 | 1 | 0 | 277543.1694 | 125525.5949 |  | Electric Utility/IPP CHP | Y | OP
NGCC | FL | Santa Rosa Energy Center | 55242 | ST01 | NG | CC | 74.5 | 74.5 | 1958 | 103384.8306 | 0.30313 | 1081256.8821 | 341058.5298 | 46758.2841 |  | Electric Utility/IPP CHP | Y | OP
COALST | FL | Scholz | 642 | 1 | BIT | ST | 49 | 46 | 646 | 48034 |  |  | 48034 | 68126.866 |  | Electric Utility | N | OP
COALST | FL | Scholz | 642 | 2 | BIT | ST | 49 | 46 | 646 | 28314 |  |  | 28314 | 46941.435 |  | Electric Utility | N | OP
COALST | FL | Seminole | 136 | 1 | BIT | ST | 714.6 | 647 | 7172 | 4014812 |  |  | 4014812 | 4273457.749 |  | Electric Utility | N | OP
COALST | FL | Seminole | 136 | 2 | BIT | ST | 714.6 | 663 | 7172 | 4442345 |  |  | 4442345 | 4422059.304 |  | Electric Utility | N | OP
EXCLUDE | FL | Seminole | 136 | 3 | BIT | ST | 850 | 750 | 0 | 0 |  |  | 0 | 0 |  | Electric Utility | N | IP |  | Status of operation (IP,L,P,T,or U)
EXCLUDE | FL | Seminole Mill | 50803 | GEN3 | NG | ST | 30 | 13 | 0 | 122246.19 | 0.45862 | 656504.2726 | 266553.9873 | 49253.4017 |  | Industrial CHP | Y | OP |  | Commercial/Industrial Unit
SSTLOGN | FL | Shady Hills Generating Station | 55414 | G101 | NG | GT | 182 | 156 | 1959.5333 | 266169.0017 |  |  | 266169.0017 | 169927.7783 |  | Electric Utility/IPP Non-CHP | N | OP
SSTLOGN | FL | Shady Hills Generating Station | 55414 | G201 | NG | GT | 182 | 156 | 1959.5333 | 266169.0017 |  |  | 266169.0017 | 169927.7783 |  | Electric Utility/IPP Non-CHP | N | OP
SSTLOGN | FL | Shady Hills Generating Station | 55414 | G301 | NG | GT | 182 | 156 | 1959.5333 | 266169.0017 |  |  | 266169.0017 | 169927.7783 |  | Electric Utility/IPP Non-CHP | N | OP
EXCLUDE | FL | Shady Hills Generating Station | 55414 | G401 | NG | GT | 259 | 200 | 0 | 0 |  |  | 0 | 0 |  | IPP Non-CHP | N | P |  | Status of operation (IP,L,P,T,or U)
EXCLUDE | FL | Shady Hills Generating Station | 55414 | G501 | NG | GT | 259 | 200 | 0 | 0 |  |  | 0 | 0 |  | IPP Non-CHP | N | P |  | Status of operation (IP,L,P,T,or U)
EXCLUDE | FL | Smith Street | 679 | 3 | DFO | IC | 0.8 | 0.8 | 0 | 0 |  |  | 0 | 0 |  | Electric Utility | N | OP |  | Internal Combustion (PRMVR=IC)
EXCLUDE | FL | Smith Street | 679 | 4 | DFO | IC | 1 | 1 | 0 | 0 |  |  | 0 | 0 |  | Electric Utility | N | OP |  | Internal Combustion (PRMVR=IC)
EXCLUDE | FL | Smith Street | 679 | 6 | DFO | IC | 1.8 | 1.8 | 0 | 0 |  |  | 0 | 0 |  | Electric Utility | N | OP |  | Internal Combustion (PRMVR=IC)
EXCLUDE | FL | Smith Street | 679 | 7 | DFO | IC | 1.8 | 1.8 | 0 | 0 |  |  | 0 | 0 |  | Electric Utility | N | OP |  | Internal Combustion (PRMVR=IC)
EXCLUDE | FL | Smith Street | 679 | 8 | DFO | IC | 1.1 | 1.1 | 0 | 0 |  |  | 0 | 0 |  | Electric Utility | N | OP |  | Internal Combustion (PRMVR=IC)
EXCLUDE | FL | Smith Street | 679 | 9 | DFO | IC | 2 | 2 | 0 | 0 |  |  | 0 | 0 |  | Electric Utility | N | OP |  | Internal Combustion (PRMVR=IC)
EXCLUDE | FL | Smith Street | 679 | 10 | DFO | IC | 2 | 2 | 0 | 0 |  |  | 0 | 0 |  | Electric Utility | N | OP |  | Internal Combustion (PRMVR=IC)
EXCLUDE | FL | Smith Street | 679 | 11 | DFO | IC | 2 | 2 | 0 | 0 |  |  | 0 | 0 |  | Electric Utility | N | OP |  | Internal Combustion (PRMVR=IC)
EXCLUDE | FL | Sorrento | 57686 | 1 | SUN | PV | 40 | 40 | 0 | 0 |  |  | 0 | 0 |  | IPP Non-CHP | N | U |  | Non Combustion (NUC, WAT, WND, GEO, or SUN)
EXCLUDE | FL | South District Wastewater Treatment Plt | 54624 | 1 | OBG | IC | 0.9 | 0.9 | 0 | 0 | 1 | 0 | 0 | 0 |  | Commercial CHP | Y | OP |  | Internal Combustion (PRMVR=IC)
EXCLUDE | FL | South District Wastewater Treatment Plt | 54624 | 2 | OBG | IC | 0.9 | 0.9 | 0 | 0 | 1 | 0 | 0 | 0 |  | Commercial CHP | Y | OP |  | Internal Combustion (PRMVR=IC)
EXCLUDE | FL | South District Wastewater Treatment Plt | 54624 | 3 | OBG | IC | 0.9 | 0.9 | 0 | 0 | 1 | 0 | 0 | 0 |  | Commercial CHP | Y | OP |  | Internal Combustion (PRMVR=IC)
EXCLUDE | FL | South Energy Center | 56518 | GT1 | NG | GT | 4.1 | 4.1 | 0 | 25687 | 0.64927 | 63126.8993 | 39563.0769 | 22723.5906 |  | Electric Utility | Y | OP |  | Simple Cycle Turbine (PRMVR=GT or OT) unit under 25MW
EXCLUDE | FL | South West Landfill | 7963 | 1 | LFG | IC | 0.8 | 0.7 | 0 | 0 |  |  | 0 | 0 |  | Electric Utility | N | RE | 2008 | Internal Combustion (PRMVR=IC)
EXCLUDE | FL | South West Landfill | 7963 | 2 | LFG | IC | 0.8 | 0.7 | 0 | 0 |  |  | 0 | 0 |  | Electric Utility | N | RE | 2008 | Internal Combustion (PRMVR=IC)
EXCLUDE | FL | South West Landfill | 7963 | 3 | LFG | IC | 0.8 | 0.7 | 0 | 0 |  |  | 0 | 0 |  | Electric Utility | N | RE | 2008 | Internal Combustion (PRMVR=IC)
EXCLUDE | FL | Southside Generating Station | 668 | 4 | RFO | ST | 75 | 67 | 0 | 0 |  |  | 0 | 0 |  | Electric Utility | N | RE | 2001 | Retired in 2001
EXCLUDE | FL | Southside Generating Station | 668 | 5 | RFO | ST | 156.6 | 142 | 0 | 0 |  |  | 0 | 0 |  | Electric Utility | N | RE | 2001 | Retired in 2001
EXCLUDE | FL | Space Coast Next Generation Solar Energy | 56930 | 1 | SUN | PV | 10 | 10 | 0 | 18842 |  |  | 18842 | 0 |  | Electric Utility | N | OP |  | Non Combustion (NUC, WAT, WND, GEO, or SUN)
EXCLUDE | FL | Springhill Gas Recovery Plant | 56522 | GEN1 | LFG | IC | 0.8 | 0.8 | 0 | 0 |  |  | 0 | 0 |  | IPP Non-CHP | N | OP |  | Internal Combustion (PRMVR=IC)
EXCLUDE | FL | Springhill Gas Recovery Plant | 56522 | GEN2 | LFG | IC | 0.8 | 0.8 | 0 | 0 |  |  | 0 | 0 |  | IPP Non-CHP | N | OP |  | Internal Combustion (PRMVR=IC)
EXCLUDE | FL | Springhill Gas Recovery Plant | 56522 | GEN3 | LFG | IC | 0.8 | 0.8 | 0 | 0 |  |  | 0 | 0 |  | IPP Non-CHP | N | OP |  | Internal Combustion (PRMVR=IC)
EXCLUDE | FL | Springhill Gas Recovery Plant | 56522 | GEN4 | LFG | IC | 0.8 | 0.8 | 0 | 0 |  |  | 0 | 0 |  | IPP Non-CHP | N | OP |  | Internal Combustion (PRMVR=IC)
EXCLUDE | FL | Springhill Gas Recovery Plant | 56522 | GEN5 | LFG | IC | 0.8 | 0.8 | 0 | 0 |  |  | 0 | 0 |  | IPP Non-CHP | N | OP |  | Internal Combustion (PRMVR=IC)
EXCLUDE | FL | Springhill Gas Recovery Plant | 56522 | GEN6 | LFG | IC | 0.8 | 0.8 | 0 | 0 |  |  | 0 | 0 |  | IPP Non-CHP | N | OP |  | Internal Combustion (PRMVR=IC)
EXCLUDE | FL | St Cloud | 685 | 1 | NG | IC | 2 | 2 | 0 | 0 |  |  | 0 | 0 |  | Electric Utility | N | OS |  | Internal Combustion (PRMVR=IC)
EXCLUDE | FL | St Cloud | 685 | 2 | NG | IC | 5.8 | 5 | 0 | 0 |  |  | 0 | 0 |  | Electric Utility | N | OS |  | Internal Combustion (PRMVR=IC)
EXCLUDE | FL | St Cloud | 685 | 3 | NG | IC | 2 | 2 | 0 | 0 |  |  | 0 | 0 |  | Electric Utility | N | OS |  | Internal Combustion (PRMVR=IC)
EXCLUDE | FL | St Cloud | 685 | 4 | NG | IC | 3.7 | 3 | 0 | 0 |  |  | 0 | 0 |  | Electric Utility | N | OS |  | Internal Combustion (PRMVR=IC)
EXCLUDE | FL | St Cloud | 685 | 6 | NG | IC | 3.7 | 3 | 0 | 0 |  |  | 0 | 0 |  | Electric Utility | N | OS |  | Internal Combustion (PRMVR=IC)
EXCLUDE | FL | St Cloud | 685 | 7 | NG | IC | 6.3 | 6 | 0 | 0 |  |  | 0 | 0 |  | Electric Utility | N | OS |  | Internal Combustion (PRMVR=IC)
EXCLUDE | FL | St Cloud | 685 | 8 | NG | IC | 6.4 | 6 | 0 | 0 |  |  | 0 | 0 |  | Electric Utility | N | OS |  | Internal Combustion (PRMVR=IC)
COALST | FL | St Johns River Power Park | 207 | 1 | BIT | ST | 679 | 626 | 6144 | 3399679 |  |  | 3399679 | 3555770.726 |  | Electric Utility | N | OP
COALST | FL | St Johns River Power Park | 207 | 2 | BIT | ST | 679 | 626 | 6144 | 3527112 |  |  | 3527112 | 4024137.979 |  | Electric Utility | N | OP
EXCLUDE | FL | St Josephs Hospital | 54534 | 1 | NG | IC | 1.7 | 1.6 | 0 | 0 |  |  |  | 0 |  | Commercial CHP | Y | SB |  | Internal Combustion (PRMVR=IC)
EXCLUDE | FL | St Lucie | 6045 | 1 | NUC | ST | 850 | 839 | 0 | 5553878 |  |  | 5553878 | 0 |  | Electric Utility | N | OP |  | Non Combustion (NUC, WAT, WND, GEO, or SUN)
EXCLUDE | FL | St Lucie | 6045 | 2 | NUC | ST | 850 | 839 | 0 | 5553878 |  |  | 5553878 | 0 |  | Electric Utility | N | OP |  | Non Combustion (NUC, WAT, WND, GEO, or SUN)
EXCLUDE | FL | St Vincents Medical Center | 54535 | 6805 | NG | GT | 1.3 | 1.3 | 0 | 69 | 0 |  |  | 132.3171 |  | Commercial CHP | Y | OP |  | Simple Cycle Turbine (PRMVR=GT or OT) unit under 25MW
EXCLUDE | FL | Standby Generation Plant | 50310 | 1 | NG | IC | 1.1 | 1.1 | 0 | 0 |  |  | 0 | 0 |  | Commercial Non-CHP | N | SB |  | Internal Combustion (PRMVR=IC)
EXCLUDE | FL | Standby Generation Plant | 50310 | 2 | NG | IC | 1.1 | 1.1 | 0 | 0 |  |  | 0 | 0 |  | Commercial Non-CHP | N | SB |  | Internal Combustion (PRMVR=IC)
EXCLUDE | FL | Standby Generation Plant | 50310 | 3 | NG | IC | 1.1 | 1.1 | 0 | 0 |  |  | 0 | 0 |  | Commercial Non-CHP | N | SB |  | Internal Combustion (PRMVR=IC)
EXCLUDE | FL | Standby Generation Plant | 50310 | 1SB | NG | IC | 1.3 | 1.3 | 0 | 0 |  |  | 0 | 0 |  | Commercial Non-CHP | N | SB |  | Internal Combustion (PRMVR=IC)
EXCLUDE | FL | Standby Generation Plant | 50310 | 2SB | NG | IC | 1.3 | 1.3 | 0 | 0 |  |  | 0 | 0 |  | Commercial Non-CHP | N | SB |  | Internal Combustion (PRMVR=IC)
EXCLUDE | FL | Standby Generation Plant | 50310 | 3SB | NG | IC | 1.3 | 1.3 | 0 | 0 |  |  | 0 | 0 |  | Commercial Non-CHP | N | SB |  | Internal Combustion (PRMVR=IC)
EXCLUDE | FL | Standby Generation Plant | 50310 | 4SB | NG | IC | 1.3 | 1.3 | 0 | 0 |  |  | 0 | 0 |  | Commercial Non-CHP | N | SB |  | Internal Combustion (PRMVR=IC)
EXCLUDE | FL | Standby Generation Plant | 50310 | 5SB | NG | IC | 1.3 | 1.3 | 0 | 0 |  |  | 0 | 0 |  | Commercial Non-CHP | N | SB |  | Internal Combustion (PRMVR=IC)
EXCLUDE | FL | Standby Generation Plant | 50310 | 6SB | NG | IC | 1.3 | 1.3 | 0 | 0 |  |  | 0 | 0 |  | Commercial Non-CHP | N | SB |  | Internal Combustion (PRMVR=IC)
EXCLUDE | FL | Standby Generation Plant | 50310 | 7SB | NG | IC | 1.3 | 1.3 | 0 | 0 |  |  | 0 | 0 |  | Commercial Non-CHP | N | SB |  | Internal Combustion (PRMVR=IC)
EXCLUDE | FL | Standby Generation Plant | 50310 | 8SB | NG | IC | 1.3 | 1.3 | 0 | 0 |  |  | 0 | 0 |  | Commercial Non-CHP | N | SB |  | Internal Combustion (PRMVR=IC)
COALST | FL | Stanton Energy Center | 564 | 1 | BIT | ST | 464.5 | 440 | 5000 | 2117660 |  |  | 2117660 | 2348969.188 |  | Electric Utility | N | OP
COALST | FL | Stanton Energy Center | 564 | 2 | BIT | ST | 464.5 | 446 | 5000 | 2567967 |  |  | 2567967 | 2548245.633 |  | Electric Utility | N | OP
NGCC | FL | Stanton Energy Center | 564 | B | NG | CC | 129.8 | 128 | 2453 | 414581.7613 |  |  | 414581.7613 | 180217.3073 |  | Electric Utility | N | OP
NGCC | FL | Stanton Energy Center | 564 | B1 | NG | CC | 203.2 | 167 | 2453 | 649021.6787 |  |  | 649021.6787 | 282127.5567 |  | Electric Utility | N | OP
EXCLUDE | FL | Stock Island | 6584 | GT1 | DFO | GT | 23.4 | 19 | 108.0687 | 596.6107 |  |  | 596.6107 | 358.9428 |  | Electric Utility | N | OP |  | Simple Cycle Turbine (PRMVR=GT or OT) unit under 25MW
EXCLUDE | FL | Stock Island | 6584 | GT2 | DFO | GT | 19.7 | 17 | 90.9809 | 502.2748 |  |  | 502.2748 | 302.1869 |  | Electric Utility | N | OP |  | Simple Cycle Turbine (PRMVR=GT or OT) unit under 25MW
EXCLUDE | FL | Stock Island | 6584 | GT3 | DFO | GT | 19.7 | 17 | 90.9809 | 502.2748 |  |  | 502.2748 | 302.1869 |  | Electric Utility | N | OP |  | Simple Cycle Turbine (PRMVR=GT or OT) unit under 25MW
SSTLOGN | FL | Stock Island | 6584 | GT4 | DFO | GT | 42 | 44 | 193.9695 | 1070.8397 |  |  | 1070.8397 | 644.2564 |  | Electric Utility | N | OP
EXCLUDE | FL | Stock Island | 6584 | IC1 | DFO | IC | 2.5 | 1.5 | 0 | 0 |  |  | 0 | 0 |  | Electric Utility | N | RE | 2009 | Internal Combustion (PRMVR=IC)
EXCLUDE | FL | Stock Island | 6584 | IC2 | DFO | IC | 2.5 | 1.5 | 0 | 0 |  |  | 0 | 0 |  | Electric Utility | N | RE | 2009 | Internal Combustion (PRMVR=IC)
EXCLUDE | FL | Stock Island | 6584 | IC3 | DFO | IC | 2.5 | 1.5 | 0 | 0 |  |  | 0 | 0 |  | Electric Utility | N | RE | 2009 | Internal Combustion (PRMVR=IC)
EXCLUDE | FL | Stock Island | 6584 | MSD1 | DFO | IC | 9.6 | 7.5 | 0 | 0 |  |  | 0 | 0 |  | Electric Utility | N | OP |  | Internal Combustion (PRMVR=IC)
EXCLUDE | FL | Stock Island | 6584 | MSD2 | DFO | IC | 9.6 | 7.5 | 0 | 0 |  |  | 0 | 0 |  | Electric Utility | N | OP |  | Internal Combustion (PRMVR=IC)
EXCLUDE | FL | Stone Container Panama City Mill | 50807 | GEN3 | BLQ | ST | 4 | 4 | 0 | 29606.509 | 0.083223 | 1483731.4509 | 355749.1198 | 218481.2126 |  | Industrial CHP | Y | OP |  | Steam unit (PRMVR=ST) under 25MW/250 MMBtu/hr
EXCLUDE | FL | Stone Container Panama City Mill | 50807 | GEN4 | BLQ | ST | 10 | 10 | 0 | 69183.7 | 0.083223 | 3467144.052 | 831305.0479 | 510541.066 |  | Industrial CHP | Y | OP |  | Steam unit (PRMVR=ST) under 25MW/250 MMBtu/hr
EXCLUDE | FL | Stone Container Panama City Mill | 50807 | GEN6 | WDS | ST | 20 | 21.8 | 0 | 128836.38 | 0.083223 | 6456640.6335 | 1548086.2262 | 983824.2273 |  | Industrial CHP | Y | OP |  | Non Fossil fuel type
OGST | FL | Suwannee River | 638 | 1 | NG | ST | 34.5 | 28 | 460 | 66168 |  |  | 66168 | 52618.252 |  | Electric Utility | N | OP | 2016
OGST | FL | Suwannee River | 638 | 2 | NG | ST | 37.5 | 30 | 450 | 80153 |  |  | 80153 | 65834.877 |  | Electric Utility | N | OP | 2016
OGST | FL | Suwannee River | 638 | 3 | NG | ST | 75 | 71 | 881 | 255732 |  |  | 255732 | 188799.506 |  | Electric Utility | N | OP | 2016
SSTLOGN | FL | Suwannee River | 638 | P1 | NG | GT | 61.2 | 52 | 1478 | 14979.6667 |  |  | 14979.6667 | 19327.437 |  | Electric Utility | N | OP
SSTLOGN | FL | Suwannee River | 638 | P2 | DFO | GT | 61.2 | 51 | 1478 | 14979.6667 |  |  | 14979.6667 | 931.513 |  | Electric Utility | N | OP
SSTLOGN | FL | Suwannee River | 638 | P3 | NG | GT | 61.2 | 52 | 1478 | 14979.6667 |  |  | 14979.6667 | 19022.585 |  | Electric Utility | N | OP
EXCLUDE | FL | Suwannee River Chemical Complex | 50473 | SRC | OTH | ST | 27.3 | 27.3 | 0 | 115540 |  |  |  | 0 |  | Industrial CHP | Y | OP |  | Non Fossil fuel type
EXCLUDE | FL | Swift Creek Chemical Complex | 50474 | SCC | OTH | ST | 21 | 15.9 | 0 | 98627 |  |  |  | 0 |  | Industrial CHP | Y | OP |  | Non Fossil fuel type
EXCLUDE | FL | Tampa Electric Co NA 2 | 56352 | 1 | NG | GT | 180 | 149 | 0 | 0 |  |  | 0 | 0 |  | Electric Utility | N | P |  | Status of operation (IP,L,P,T,or U)
EXCLUDE | FL | Tampa Electric Co NA 2 | 56352 | 2 | NG | GT | 62 | 56 | 0 | 0 |  |  | 0 | 0 |  | Electric Utility | N | IP |  | Status of operation (IP,L,P,T,or U)
EXCLUDE | FL | Tampa Electric Co NA 2 | 56352 | 3 | NG | GT | 62 | 56 | 0 | 0 |  |  | 0 | 0 |  | Electric Utility | N | IP |  | Status of operation (IP,L,P,T,or U)
EXCLUDE | FL | Tampa Electric Co NA 2 | 56352 | 4 | NG | GT | 62 | 56 | 0 | 0 |  |  | 0 | 0 |  | Electric Utility | N | IP |  | Status of operation (IP,L,P,T,or U)
EXCLUDE | FL | Tampa Electric Co NA 2 | 56352 | 5 | NG | GT | 178 | 149 | 0 | 0 |  |  | 0 | 0 |  | Electric Utility | N | IP |  | Status of operation (IP,L,P,T,or U)
EXCLUDE | FL | Tampa Electric Co NA 2 | 56352 | 6 | NG | GT | 178 | 149 | 0 | 0 |  |  | 0 | 0 |  | Electric Utility | N | IP |  | Status of operation (IP,L,P,T,or U)
EXCLUDE | FL | Tampa Electric Co NA 2 | 56352 | 7 | NG | GT | 62 | 56 | 0 | 0 |  |  | 0 | 0 |  | Electric Utility | N | IP |  | Status of operation (IP,L,P,T,or U)
EXCLUDE | FL | Tampa Electric Co NA 3 | 56353 | 3 | NG | GT | 45 | 43 | 0 | 0 |  |  | 0 | 0 |  | Electric Utility | N | IP |  | Status of operation (IP,L,P,T,or U)
EXCLUDE | FL | Tampa Electric Co NA 3 | 56353 | 4 | NG | GT | 54 | 54 | 0 | 0 |  |  | 0 | 0 |  | Electric Utility | N | IP |  | Status of operation (IP,L,P,T,or U)
EXCLUDE | FL | Tampa Electric Co NA 4 | 56354 | 5 | NG | GT | 100 | 88 | 0 | 0 |  |  | 0 | 0 |  | Electric Utility | N | IP |  | Status of operation (IP,L,P,T,or U)
EXCLUDE | FL | Tampa Electric Co NA 4 | 56354 | 6 | NG | GT | 100 | 88 | 0 | 0 |  |  | 0 | 0 |  | Electric Utility | N | IP |  | Status of operation (IP,L,P,T,or U)
EXCLUDE | FL | Telogia Power | 50774 | GEN1 | WDS | ST | 14 | 12.5 | 0 | 103260 |  |  | 103260 | 224444.2045 |  | IPP Non-CHP | N | OP |  | Non Fossil fuel type
NGCC | FL | Tiger Bay | 7699 | CT1 | NG | CC | 195.2 |  | 1850 | 848638.4926 | 1 | 0 | 848638.4926 | 373424.9967 |  | Electric Utility/Cogeneration | Y | OP
NGCC | FL | Tiger Bay | 7699 | CW1 | NG | CC | 82.9 | 205 | 1850 | 360410.5074 | 0.34221 | 3151708.3906 | 1053195.1771 | 158590.8413 |  | Electric Utility/Cogeneration | Y | OP
EXCLUDE | FL | TMC LLC | 10347 | GEN1 | WDS | ST | 7.5 | 7.5 | 0 | 0 |  |  | 0 | 0 |  | IPP Non-CHP | N | SB |  | Non Fossil fuel type
SSTLOGN | FL | Tom G Smith | 673 | GT1 | DFO | GT | 30.8 | 26 | 0 | 437 |  |  | 437 | 884.5999 |  | Electric Utility | N | OP
EXCLUDE | FL | Tom G Smith | 673 | GT2 | NG | CC | 21.4 | 21 | 0 | 2584.3567 |  |  | 2584.3567 | 5072.1878 |  | Electric Utility | N | OP |  | Combined Cycle (PRMVR=CC) unit under 25MW
EXCLUDE | FL | Tom G Smith | 673 | MU1 | DFO | IC | 2 | 2 | 0 | 0 |  |  | 0 | 0 |  | Electric Utility | N | OP |  | Internal Combustion (PRMVR=IC)
EXCLUDE | FL | Tom G Smith | 673 | MU2 | DFO | IC | 2 | 2 | 0 | 0 |  |  | 0 | 0 |  | Electric Utility | N | OP |  | Internal Combustion (PRMVR=IC)
EXCLUDE | FL | Tom G Smith | 673 | MU3 | DFO | IC | 2 | 2 | 0 | 0 |  |  | 0 | 0 |  | Electric Utility | N | OP |  | Internal Combustion (PRMVR=IC)
EXCLUDE | FL | Tom G Smith | 673 | MU4 | DFO | IC | 2 | 2 | 0 | 0 |  |  | 0 | 0 |  | Electric Utility | N | OP |  | Internal Combustion (PRMVR=IC)
EXCLUDE | FL | Tom G Smith | 673 | MU5 | DFO | IC | 2 | 2 | 0 | 0 |  |  | 0 | 0 |  | Electric Utility | N | OP |  | Internal Combustion (PRMVR=IC)
EXCLUDE | FL | Tom G Smith | 673 | S1 | NG | ST | 7.5 | 7 | 0 | 0 |  |  | 0 | 0 |  | Electric Utility | N | RE | 2000 | Steam unit (PRMVR=ST) under 25MW/250 MMBtu/hr
EXCLUDE | FL | Tom G Smith | 673 | S2 | NG | ST | 7.5 | 7 | 0 | 0 |  |  | 0 | 0 |  | Electric Utility | N | RE | 1986 | Steam unit (PRMVR=ST) under 25MW/250 MMBtu/hr
OGST | FL | Tom G Smith | 673 | S3 | NG | ST | 26.5 | 22 | 357 | 589.52 |  |  | 589.52 | 616.975 |  | Electric Utility | N | OP
EXCLUDE | FL | Tom G Smith | 673 | S4 | NG | ST | 32.5 | 32 | 0 | 0 |  |  | 0 | 0 |  | Electric Utility | N | RE | 1990 | Retired in 1990
EXCLUDE | FL | Tom G Smith | 673 | S5 | NG | CC | 10 | 9 | 0 | 1207.6433 |  |  | 1207.6433 | 2370.1812 |  | Electric Utility | N | OP |  | Combined Cycle (PRMVR=CC) unit under 25MW
EXCLUDE | FL | Trail Ridge Landfill Gas Recovery | 57123 | 1 | LFG | IC | 1.6 | 1.5 | 0 | 0 |  |  | 0 | 0 |  | IPP Non-CHP | N | OP |  | Internal Combustion (PRMVR=IC)
EXCLUDE | FL | Trail Ridge Landfill Gas Recovery | 57123 | 2 | LFG | IC | 1.6 | 1.5 | 0 | 0 |  |  | 0 | 0 |  | IPP Non-CHP | N | OP |  | Internal Combustion (PRMVR=IC)
EXCLUDE | FL | Trail Ridge Landfill Gas Recovery | 57123 | 3 | LFG | IC | 1.6 | 1.5 | 0 | 0 |  |  | 0 | 0 |  | IPP Non-CHP | N | OP |  | Internal Combustion (PRMVR=IC)
EXCLUDE | FL | Trail Ridge Landfill Gas Recovery | 57123 | 4 | LFG | IC | 1.6 | 1.5 | 0 | 0 |  |  | 0 | 0 |  | IPP Non-CHP | N | OP |  | Internal Combustion (PRMVR=IC)
EXCLUDE | FL | Trail Ridge Landfill Gas Recovery | 57123 | 5 | LFG | IC | 1.6 | 1.5 | 0 | 0 |  |  | 0 | 0 |  | IPP Non-CHP | N | OP |  | Internal Combustion (PRMVR=IC)
EXCLUDE | FL | Trail Ridge Landfill Gas Recovery | 57123 | 6 | LFG | IC | 1.6 | 1.5 | 0 | 0 |  |  | 0 | 0 |  | IPP Non-CHP | N | OP |  | Internal Combustion (PRMVR=IC)
NGCC | FL | Treasure Coast Energy Center | 56400 | CT1 | NG | CC | 219.6 | 158.8 | 2661 | 909242.2168 |  |  | 909242.2168 | 380140.6735 |  | Electric Utility | N | OP
NGCC | FL | Treasure Coast Energy Center | 56400 | ST1 | NG | CC | 191.8 | 159.2 | 2661 | 794137.7832 |  |  | 794137.7832 | 332017.2185 |  | Electric Utility | N | OP
EXCLUDE | FL | Tropicana Products Bradent | 50971 | GEN1 | NG | GT | 46.8 | 31 | 0 | 215651 | 0.92138 | 83708.4908 | 234051.1665 | 132315.1651 |  | Industrial CHP | Y | OP |  | Commercial/Industrial Unit
EXCLUDE | FL | Turkey Point | 621 | 3 | NUC | ST | 760 | 693 | 0 | 3706112.5301 |  |  | 3706112.5301 | 0 |  | Electric Utility | N | OP |  | Non Combustion (NUC, WAT, WND, GEO, or SUN)
EXCLUDE | FL | Turkey Point | 621 | 4 | NUC | ST | 760 | 693 | 0 | 3706112.5301 |  |  | 3706112.5301 | 0 |  | Electric Utility | N | OP |  | Non Combustion (NUC, WAT, WND, GEO, or SUN)
NGCC | FL | Turkey Point | 621 | 5CA | NG | CC | 472 | 1148 | 2325 | 2192007.5173 |  |  | 2192007.5173 | 939944.7692 |  | Electric Utility | N | OP
NGCC | FL | Turkey Point | 621 | 5CTA | NG | CC | 188 |  | 2325 | 873087.7399 |  |  | 873087.7399 | 374384.781 |  | Electric Utility | N | OP
NGCC | FL | Turkey Point | 621 | 5CTB | NG | CC | 188 |  | 2325 | 873087.7399 |  |  | 873087.7399 | 374384.781 |  | Electric Utility | N | OP
NGCC | FL | Turkey Point | 621 | 5CTC | NG | CC | 188 |  | 2325 | 873087.7399 |  |  | 873087.7399 | 374384.781 |  | Electric Utility | N | OP
NGCC | FL | Turkey Point | 621 | 5CTD | NG | CC | 188 |  | 2325 | 873087.7399 |  |  | 873087.7399 | 374384.781 |  | Electric Utility | N | OP
EXCLUDE | FL | Turkey Point | 621 | IC1 | DFO | IC | 2.7 | 2.4 | 0 | 0 |  |  | 0 | 0 |  | Electric Utility | N | OS |  | Internal Combustion (PRMVR=IC)
EXCLUDE | FL | Turkey Point | 621 | IC2 | DFO | IC | 2.7 | 2.4 | 0 | 0 |  |  | 0 | 0 |  | Electric Utility | N | OS |  | Internal Combustion (PRMVR=IC)
EXCLUDE | FL | Turkey Point | 621 | IC3 | DFO | IC | 2.7 | 2.4 | 0 | 0 |  |  | 0 | 0 |  | Electric Utility | N | OS |  | Internal Combustion (PRMVR=IC)
EXCLUDE | FL | Turkey Point | 621 | IC4 | DFO | IC | 2.7 | 2.4 | 0 | 0 |  |  | 0 | 0 |  | Electric Utility | N | OS |  | Internal Combustion (PRMVR=IC)
EXCLUDE | FL | Turkey Point | 621 | IC5 | DFO | IC | 2.7 | 2.4 | 0 | 0 |  |  | 0 | 0 |  | Electric Utility | N | OS |  | Internal Combustion (PRMVR=IC)
OGST | FL | Turkey Point | 621 | ST1 | NG | ST | 402 | 396 | 4150 | 438306 |  |  | 438306 | 385572.191 |  | Electric Utility | N | OP
OGST | FL | Turkey Point | 621 | ST2 | RFO | ST | 402 | 392 | 0 | 0 |  |  | 0 | 0 |  | Electric Utility | N | OP
SST | FL | University of Florida | 7345 | P1 | NG | GT | 43 | 46 | 586 | 275126 | 1 | 0 | 275126 | 159515.789 |  | Electric Utility/Cogeneration | Y | OP
EXCLUDE | FL | Unknown | 7738 | 1 | DFO | GT | 300 | 300 | 0 | 0 |  |  | 0 | 0 |  | Electric Utility | N | IP |  | Status of operation (IP,L,P,T,or U)
EXCLUDE | FL | Unknown | 7738 | GT1 | DFO | GT | 180 | 153 | 0 | 0 |  |  | 0 | 0 |  | Electric Utility | N | IP |  | Status of operation (IP,L,P,T,or U)
EXCLUDE | FL | Unknown | 7738 | GT2 | DFO | GT | 180 | 153 | 0 | 0 |  |  | 0 | 0 |  | Electric Utility | N | IP |  | Status of operation (IP,L,P,T,or U)
EXCLUDE | FL | Unknown | 7738 | GT3 | DFO | GT | 180 | 153 | 0 | 0 |  |  | 0 | 0 |  | Electric Utility | N | IP |  | Status of operation (IP,L,P,T,or U)
EXCLUDE | FL | Unknown | 7738 | GT4 | DFO | GT | 180 | 153 | 0 | 0 |  |  | 0 | 0 |  | Electric Utility | N | IP |  | Status of operation (IP,L,P,T,or U)
EXCLUDE | FL | Unknown | 7738 | GT5 | DFO | GT | 180 | 153 | 0 | 0 |  |  | 0 | 0 |  | Electric Utility | N | IP |  | Status of operation (IP,L,P,T,or U)
EXCLUDE | FL | Unknown | 7738 | GT6 | DFO | GT | 180 | 153 | 0 | 0 |  |  | 0 | 0 |  | Electric Utility | N | IP |  | Status of operation (IP,L,P,T,or U)
EXCLUDE | FL | Unknown | 7738 | GT7 | DFO | GT | 180 | 153 | 0 | 0 |  |  | 0 | 0 |  | Electric Utility | N | IP |  | Status of operation (IP,L,P,T,or U)
EXCLUDE | FL | Unnamed | 7890 | CC1 | NG | CC | 290 | 153 | 0 | 0 |  |  | 0 | 0 |  | Electric Utility | N | IP |  | Status of operation (IP,L,P,T,or U)
EXCLUDE | FL | Unnamed | 7890 | CC2 | NG | CC | 290 | 153 | 0 | 0 |  |  | 0 | 0 |  | Electric Utility | N | IP |  | Status of operation (IP,L,P,T,or U)
EXCLUDE | FL | Unnamed | 7890 | GT1 | DFO | GT | 193 | 153 | 0 | 0 |  |  | 0 | 0 |  | Electric Utility | N | IP |  | Status of operation (IP,L,P,T,or U)
EXCLUDE | FL | Unnamed | 7890 | GT2 | DFO | GT | 193 | 153 | 0 | 0 |  |  | 0 | 0 |  | Electric Utility | N | IP |  | Status of operation (IP,L,P,T,or U)
EXCLUDE | FL | Unnamed | 7890 | GT3 | DFO | GT | 193 | 153 | 0 | 0 |  |  | 0 | 0 |  | Electric Utility | N | IP |  | Status of operation (IP,L,P,T,or U)
EXCLUDE | FL | Unsited | 7744 | 1 | NG | CC | 448 | 448 | 0 | 0 |  |  | 0 | 0 |  | Electric Utility | N | IP |  | Status of operation (IP,L,P,T,or U)
EXCLUDE | FL | Unsited | 7744 | 2 | NG | CC | 448 | 448 | 0 | 0 |  |  | 0 | 0 |  | Electric Utility | N | IP |  | Status of operation (IP,L,P,T,or U)
SSTLOGN | FL | Vandolah Power Station | 55415 | G101 | NG | GT | 182 | 158 | 2220 | 185536.0005 |  |  | 185536.0005 | 163331.82 |  | Electric Utility/IPP Non-CHP | N | OP
SSTLOGN | FL | Vandolah Power Station | 55415 | G201 | NG | GT | 182 | 158 | 2220 | 185536.0005 |  |  | 185536.0005 | 96251.121 |  | Electric Utility/IPP Non-CHP | N | OP
SSTLOGN | FL | Vandolah Power Station | 55415 | G301 | NG | GT | 182 | 158 | 2220 | 185536.0005 |  |  | 185536.0005 | 105001.834 |  | Electric Utility/IPP Non-CHP | N | OP
SSTLOGN | FL | Vandolah Power Station | 55415 | G401 | NG | GT | 182 | 158 | 2220 | 59470.6774 |  |  | 59470.6774 | 37093.053 |  | Electric Utility/IPP Non-CHP | N | OP
EXCLUDE | FL | Vero Beach Municipal Power Plant | 693 | 1 | NG | ST | 12.5 | 13 | 0 | 27015.9857 |  |  | 27015.9857 | 508.1861 |  | Electric Utility | N | OP |  | Steam unit (PRMVR=ST) under 25MW/250 MMBtu/hr
NGCC | FL | Vero Beach Municipal Power Plant | 693 | 2 | NG | CC | 16.5 | 13 | 0 | 2204.5596 |  |  | 2204.5596 | 1966.5493 | 1 | Electric Utility | N | OP
OGST | FL | Vero Beach Municipal Power Plant | 693 | 3 | NG | ST | 33 | 33 | 417 | 441 |  |  | 441 | 1142.166 |  | Electric Utility | N | OP
OGST | FL | Vero Beach Municipal Power Plant | 693 | 4 | NG | ST | 55 | 56 | 715 | 1820 |  |  | 1820 | 2807.06 |  | Electric Utility | N | OP
NGCC | FL | Vero Beach Municipal Power Plant | 693 | 5 | NG | CC | 41.4 | 35 | 495 | 5531.4404 |  |  | 5531.4404 | 4934.2509 |  | Electric Utility | N | OP
EXCLUDE | FL | W E Swoope | 681 | 2 | DFO | IC | 0.9 | 0.9 | 0 | 0 |  |  | 0 | 0 |  | Electric Utility | N | OP |  | Internal Combustion (PRMVR=IC)
EXCLUDE | FL | W E Swoope | 681 | 3 | DFO | IC | 2 | 2 | 0 | 0 |  |  | 0 | 0 |  | Electric Utility | N | OP |  | Internal Combustion (PRMVR=IC)
EXCLUDE | FL | W E Swoope | 681 | 4 | DFO | IC | 2.2 | 2.2 | 0 | 0 |  |  | 0 | 0 |  | Electric Utility | N | OP |  | Internal Combustion (PRMVR=IC)
EXCLUDE | FL | Waste Management Naples LFGTE Project | 57168 | GEN1 | LFG | IC | 0.8 | 0.8 | 0 | 0 |  |  | 0 | 0 |  | IPP Non-CHP | N | OP |  | Internal Combustion (PRMVR=IC)
EXCLUDE | FL | Waste Management Naples LFGTE Project | 57168 | GEN2 | LFG | IC | 0.8 | 0.8 | 0 | 0 |  |  | 0 | 0 |  | IPP Non-CHP | N | OP |  | Internal Combustion (PRMVR=IC)
EXCLUDE | FL | Waste Management Naples LFGTE Project | 57168 | GEN3 | LFG | IC | 0.8 | 0.8 | 0 | 0 |  |  | 0 | 0 |  | IPP Non-CHP | N | OP |  | Internal Combustion (PRMVR=IC)
EXCLUDE | FL | Waste Management Naples LFGTE Project | 57168 | GEN4 | LFG | IC | 0.8 | 0.8 | 0 | 0 |  |  | 0 | 0 |  | IPP Non-CHP | N | OP |  | Internal Combustion (PRMVR=IC)
EXCLUDE | FL | Waste Management Naples LFGTE Project | 57168 | GEN5 | LFG | IC | 0.8 | 0.8 | 0 | 0 |  |  | 0 | 0 |  | IPP Non-CHP | N | OP |  | Internal Combustion (PRMVR=IC)
NGCC | FL | West County Energy Center | 56407 | 1A | NG | CC | 298 | 232 | 2958 | 1495812.3467 |  |  | 1495812.3467 | 604265.6984 |  | Electric Utility | N | OP
NGCC | FL | West County Energy Center | 56407 | 1B | NG | CC | 298 | 232 | 2958 | 1495812.3467 |  |  | 1495812.3467 | 604265.6984 |  | Electric Utility | N | OP
NGCC | FL | West County Energy Center | 56407 | 1C | NG | CC | 298 | 232 | 2958 | 1495812.3467 |  |  | 1495812.3467 | 604265.6984 |  | Electric Utility | N | OP
NGCC | FL | West County Energy Center | 56407 | 1ST | NG | CC | 527 | 523 | 2958 | 2645278.8816 |  |  | 2645278.8816 | 1068617.5269 |  | Electric Utility | N | OP
NGCC | FL | West County Energy Center | 56407 | 2A | NG | CC | 298 | 232 | 2958 | 1495812.3467 |  |  | 1495812.3467 | 604265.6984 |  | Electric Utility | N | OP
NGCC | FL | West County Energy Center | 56407 | 2B | NG | CC | 298 | 232 | 2958 | 1495812.3467 |  |  | 1495812.3467 | 604265.6984 |  | Electric Utility | N | OP
NGCC | FL | West County Energy Center | 56407 | 2C | NG | CC | 298 | 232 | 2958 | 1495812.3467 |  |  | 1495812.3467 | 604265.6984 |  | Electric Utility | N | OP
NGCC | FL | West County Energy Center | 56407 | 2ST | NG | CC | 527 | 523 | 2958 | 2645278.8816 |  |  | 2645278.8816 | 1068617.5269 |  | Electric Utility | N | OP
NGCC | FL | West County Energy Center | 56407 | 3A | NG | CC | 298 | 232 | 3098 | 1495812.3467 |  |  | 1495812.3467 | 604265.6984 |  | Electric Utility | N | OP
NGCC | FL | West County Energy Center | 56407 | 3B | NG | CC | 298 | 244 | 3098 | 1495812.3467 |  |  | 1495812.3467 | 604265.6984 |  | Electric Utility | N | OP
NGCC | FL | West County Energy Center | 56407 | 3C | NG | CC | 298 | 232 | 3098 | 1495812.3467 |  |  | 1495812.3467 | 604265.6984 |  | Electric Utility | N | OP
NGCC | FL | West County Energy Center | 56407 | 3ST | NG | CC | 527 | 523 | 3098 | 2645278.8816 |  |  | 2645278.8816 | 1068617.5269 |  | Electric Utility | N | OP
EXCLUDE | FL | Wheelabrator North Broward | 54033 | GEN1 | MSB | ST | 67.6 | 56 | 0 | 444265 |  |  | 444265 | 882924.1452 |  | IPP Non-CHP | N | OP |  | Non Fossil fuel type
EXCLUDE | FL | Wheelabrator Ridge Energy | 54529 | 1 | WDS | ST | 45.5 | 47.1 | 0 | 240220 |  |  | 240220 | 668136.6232 |  | IPP Non-CHP | N | OP |  | Non Fossil fuel type
EXCLUDE | FL | Wheelabrator South Broward | 50887 | GEN1 | MSB | ST | 66 | 54 | 0 | 424559 |  |  | 424559 | 855987.8507 |  | IPP Non-CHP | N | OP |  | Non Fossil fuel type
EXCLUDE | FL | Winston | 7997 | WD01 | DFO | IC | 2.5 | 2.5 | 0 | 0 |  |  | 0 | 0 |  | Electric Utility | N | OP |  | Internal Combustion (PRMVR=IC)
EXCLUDE | FL | Winston | 7997 | WD02 | DFO | IC | 2.5 | 2.5 | 0 | 0 |  |  | 0 | 0 |  | Electric Utility | N | OP |  | Internal Combustion (PRMVR=IC)
EXCLUDE | FL | Winston | 7997 | WD03 | DFO | IC | 2.5 | 2.5 | 0 | 0 |  |  | 0 | 0 |  | Electric Utility | N | OP |  | Internal Combustion (PRMVR=IC)
EXCLUDE | FL | Winston | 7997 | WD04 | DFO | IC | 2.5 | 2.5 | 0 | 0 |  |  | 0 | 0 |  | Electric Utility | N | OP |  | Internal Combustion (PRMVR=IC)
EXCLUDE | FL | Winston | 7997 | WD05 | DFO | IC | 2.5 | 2.5 | 0 | 0 |  |  | 0 | 0 |  | Electric Utility | N | OP |  | Internal Combustion (PRMVR=IC)
EXCLUDE | FL | Winston | 7997 | WD06 | DFO | IC | 2.5 | 2.5 | 0 | 0 |  |  | 0 | 0 |  | Electric Utility | N | OP |  | Internal Combustion (PRMVR=IC)
EXCLUDE | FL | Winston | 7997 | WD07 | DFO | IC | 2.5 | 2.5 | 0 | 0 |  |  | 0 | 0 |  | Electric Utility | N | OP |  | Internal Combustion (PRMVR=IC)
EXCLUDE | FL | Winston | 7997 | WD08 | DFO | IC | 2.5 | 2.5 | 0 | 0 |  |  | 0 | 0 |  | Electric Utility | N | OP |  | Internal Combustion (PRMVR=IC)
EXCLUDE | FL | Winston | 7997 | WD09 | DFO | IC | 2.5 | 2.5 | 0 | 0 |  |  | 0 | 0 |  | Electric Utility | N | OP |  | Internal Combustion (PRMVR=IC)
EXCLUDE | FL | Winston | 7997 | WD10 | DFO | IC | 2.5 | 2.5 | 0 | 0 |  |  | 0 | 0 |  | Electric Utility | N | OP |  | Internal Combustion (PRMVR=IC)
EXCLUDE | FL | Winston | 7997 | WD11 | DFO | IC | 2.5 | 2.5 | 0 | 0 |  |  | 0 | 0 |  | Electric Utility | N | OP |  | Internal Combustion (PRMVR=IC)
EXCLUDE | FL | Winston | 7997 | WD12 | DFO | IC | 2.5 | 2.5 | 0 | 0 |  |  | 0 | 0 |  | Electric Utility | N | OP |  | Internal Combustion (PRMVR=IC)
EXCLUDE | FL | Winston | 7997 | WD13 | DFO | IC | 2.5 | 2.5 | 0 | 0 |  |  | 0 | 0 |  | Electric Utility | N | OP |  | Internal Combustion (PRMVR=IC)
EXCLUDE | FL | Winston | 7997 | WD14 | DFO | IC | 2.5 | 2.5 | 0 | 0 |  |  | 0 | 0 |  | Electric Utility | N | OP |  | Internal Combustion (PRMVR=IC)
EXCLUDE | FL | Winston | 7997 | WD15 | DFO | IC | 2.5 | 2.5 | 0 | 0 |  |  | 0 | 0 |  | Electric Utility | N | OP |  | Internal Combustion (PRMVR=IC)
EXCLUDE | FL | Winston | 7997 | WD16 | DFO | IC | 2.5 | 2.5 | 0 | 0 |  |  | 0 | 0 |  | Electric Utility | N | OP |  | Internal Combustion (PRMVR=IC)
EXCLUDE | FL | Winston | 7997 | WD17 | DFO | IC | 2.5 | 2.5 | 0 | 0 |  |  | 0 | 0 |  | Electric Utility | N | OP |  | Internal Combustion (PRMVR=IC)
EXCLUDE | FL | Winston | 7997 | WD18 | DFO | IC | 2.5 | 2.5 | 0 | 0 |  |  | 0 | 0 |  | Electric Utility | N | OP |  | Internal Combustion (PRMVR=IC)
EXCLUDE | FL | Winston | 7997 | WD19 | DFO | IC | 2.5 | 2.5 | 0 | 0 |  |  | 0 | 0 |  | Electric Utility | N | OP |  | Internal Combustion (PRMVR=IC)
EXCLUDE | FL | Winston | 7997 | WD20 | DFO | IC | 2.5 | 2.5 | 0 | 0 |  |  | 0 | 0 |  | Electric Utility | N | OP |  | Internal Combustion (PRMVR=IC)
NGCC | Fort Mojave | South Point Energy Center | 55177 | A | NG | CC | 236 | 180 | 2150 | 268549.3333 |  |  | 268549.3333 | 119636.8683 |  | Electric Utility/IPP Non-CHP | N | OP
NGCC | Fort Mojave | South Point Energy Center | 55177 | B | NG | CC | 236 | 180 | 2150 | 268549.3333 |  |  | 268549.3333 | 119636.8683 |  | Electric Utility/IPP Non-CHP | N | OP
NGCC | Fort Mojave | South Point Energy Center | 55177 | ST1 | NG | CC | 236 | 190 | 2150 | 268549.3333 |  |  | 268549.3333 | 119636.8683 |  | Electric Utility/IPP Non-CHP | N | OP
EXCLUDE | GA | 191 Peachtree Tower | 54818 | GEN1 | DFO | IC | 1.2 | 1.2 | 0 | 0 |  |  | 0 | 0 |  | Commercial Non-CHP | N | SB |  | Internal Combustion (PRMVR=IC)
EXCLUDE | GA | 191 Peachtree Tower | 54818 | GEN2 | DFO | IC | 1.2 | 1.2 | 0 | 0 |  |  | 0 | 0 |  | Commercial Non-CHP | N | SB |  | Internal Combustion (PRMVR=IC)
EXCLUDE | GA | Albany Brewery | 57936 | GEN1 | BIT | ST | 6 | 2.5 | 0 | 0 |  |  | 0 | 99031.3915 |  | Industrial Non-CHP | N | SB |  | Steam unit (PRMVR=ST) under 25MW/250 MMBtu/hr
EXCLUDE | GA | Allatoona | 760 | 1 | WAT | HY | 42.3 | 35 | 0 | 40423.3649 |  |  | 40423.3649 | 0 |  | Electric Utility | N | OS |  | Non Combustion (NUC, WAT, WND, GEO, or SUN)
EXCLUDE | GA | Allatoona | 760 | 2 | WAT | HY | 42.3 | 35 | 0 | 40423.3649 |  |  | 40423.3649 | 0 |  | Electric Utility | N | OP |  | Non Combustion (NUC, WAT, WND, GEO, or SUN)
EXCLUDE | GA | Allatoona | 760 | A | WAT | HY | 2 | 2 | 0 | 1911.2702 |  |  | 1911.2702 | 0 |  | Electric Utility | N | OP |  | Non Combustion (NUC, WAT, WND, GEO, or SUN)
EXCLUDE | GA | Arkwright | 699 | 3 | BIT | ST | 40.2 | 42 | 0 | 0 |  |  | 0 | 0 |  | Electric Utility | N | RE | 2002 | Retired in 2002
EXCLUDE | GA | Arkwright | 699 | 4 | BIT | ST | 49 | 44 | 0 | 0 |  |  | 0 | 0 |  | Electric Utility | N | RE | 2002 | Retired in 2002
EXCLUDE | GA | Arkwright | 699 | 5A | DFO | GT | 16.3 | 13 | 0 | 0 |  |  | 0 | 0 |  | Electric Utility | N | RE | 2002 | Simple Cycle Turbine (PRMVR=GT or OT) unit under 25MW
EXCLUDE | GA | Arkwright | 699 | 5B | DFO | GT | 16.3 | 13 | 0 | 0 |  |  | 0 | 0 |  | Electric Utility | N | RE | 2002 | Simple Cycle Turbine (PRMVR=GT or OT) unit under 25MW
EXCLUDE | GA | Arkwright | 699 | ST1 | NG | ST | 46 | 41 | 0 | 0 |  |  | 0 | 0 |  | Electric Utility | N | RE | 2002 | Retired in 2002
EXCLUDE | GA | Arkwright | 699 | ST2 | NG | ST | 46 | 41 | 0 | 0 |  |  | 0 | 0 |  | Electric Utility | N | RE | 2002 | Retired in 2002
EXCLUDE | GA | Athens Regional Medical Center | 55319 | CT1 | DFO | IC | 0.7 | 0.7 | 0 | 0 |  |  | 0 | 0 |  | Commercial Non-CHP | N | SB |  | Internal Combustion (PRMVR=IC)
EXCLUDE | GA | Athens Regional Medical Center | 55319 | CT3 | DFO | IC | 0.7 | 0.7 | 0 | 0 |  |  | 0 | 0 |  | Commercial Non-CHP | N | SB |  | Internal Combustion (PRMVR=IC)
EXCLUDE | GA | Athens Regional Medical Center | 55319 | CU1 | DFO | IC | 0.7 | 0.7 | 0 | 0 |  |  | 0 | 0 |  | Commercial Non-CHP | N | RE | 2010 | Internal Combustion (PRMVR=IC)
EXCLUDE | GA | Athens Regional Medical Center | 55319 | STEG3 | DFO | IC | 0.8 | 0.8 | 0 | 0 |  |  | 0 | 0 |  | Commercial Non-CHP | N | SB |  | Internal Combustion (PRMVR=IC)
EXCLUDE | GA | Athens Regional Medical Center | 55319 | STEG4 | DFO | IC | 0.8 | 0.8 | 0 | 0 |  |  | 0 | 0 |  | Commercial Non-CHP | N | SB |  | Internal Combustion (PRMVR=IC)
EXCLUDE | GA | Athens Regional Medical Center | 55319 | STEG5 | DFO | IC | 0.8 | 0.8 | 0 | 0 |  |  | 0 | 0 |  | Commercial Non-CHP | N | SB |  | Internal Combustion (PRMVR=IC)
EXCLUDE | GA | Athens Regional Medical Center | 55319 | STEG6 | DFO | IC | 0.8 | 0.8 | 0 | 0 |  |  | 0 | 0 |  | Commercial Non-CHP | N | SB |  | Internal Combustion (PRMVR=IC)
EXCLUDE | GA | Atkinson | 700 | 3 | NG | ST | 63 | 65 | 0 | 0 |  |  | 0 | 0 |  | Electric Utility | N | RE | 2002 | Retired in 2002
EXCLUDE | GA | Atkinson | 700 | 4 | NG | ST | 75 | 62 | 0 | 0 |  |  | 0 | 0 |  | Electric Utility | N | RE | 2002 | Retired in 2002
EXCLUDE | GA | Atkinson | 700 | 5A | DFO | GT | 41.8 | 32 | 0 | 0 |  |  | 0 | 0 |  | Electric Utility | N | RE | 2003 | Retired in 2003
EXCLUDE | GA | Atkinson | 700 | 5B | DFO | GT | 41.8 | 32 | 0 | 0 |  |  | 0 | 0 |  | Electric Utility | N | RE | 2003 | Retired in 2003
EXCLUDE | GA | Atkinson | 700 | ST2 | NG | ST | 60 | 55 | 0 | 0 |  |  | 0 | 0 |  | Electric Utility | N | RE | 2002 | Retired in 2002
EXCLUDE | GA | Atlanta Gift Mart LP | 54877 | BUG | DFO | IC | 1.2 | 1.2 | 0 | 0 |  |  | 0 | 0 |  | Commercial Non-CHP | N | SB |  | Internal Combustion (PRMVR=IC)
SSTLOGN | GA | Baconton Power Plant | 55304 | CT1 | NG | GT | 60 | 49 | 614 | 49767.0005 |  |  | 49767.0005 | 26868.042 |  | Electric Utility/IPP Non-CHP | N | OP
SSTLOGN | GA | Baconton Power Plant | 55304 | CT4 | NG | GT | 60 | 49 | 614 | 49767.0005 |  |  | 49767.0005 | 29651.684 |  | Electric Utility/IPP Non-CHP | N | OP
SSTLOGN | GA | Baconton Power Plant | 55304 | CT5 | NG | GT | 60 | 49 | 614 | 49767.0005 |  |  | 49767.0005 | 28759.034 |  | Electric Utility/IPP Non-CHP | N | OP
SSTLOGN | GA | Baconton Power Plant | 55304 | CT6 | NG | GT | 60 | 49 | 614 | 49767.0005 |  |  | 49767.0005 | 29378.592 |  | Electric Utility/IPP Non-CHP | N | OP
SSTLOGN | GA | Bainbridge | 56015 | SEG1 | DFO | GT | 40 | 37 | 603.95 | 357.5 |  |  | 357.5 | 612.7838 |  | Electric Utility/IPP Non-CHP | N | OP
SSTLOGN | GA | Bainbridge | 56015 | SEGC | DFO | GT | 40 | 37 | 603.95 | 357.5 |  |  | 357.5 | 612.7838 |  | Electric Utility/IPP Non-CHP | N | OP
EXCLUDE | GA | Bank of America Plaza | 55152 | GEN1 | DFO | IC | 1.5 | 1.3 | 0 | 0 |  |  | 0 | 0 |  | Commercial Non-CHP | N | SB |  | Internal Combustion (PRMVR=IC)
EXCLUDE | GA | Bank of America Plaza | 55152 | GEN2 | DFO | IC | 1.5 | 1.3 | 0 | 0 |  |  | 0 | 0 |  | Commercial Non-CHP | N | SB |  | Internal Combustion (PRMVR=IC)
EXCLUDE | GA | Barnett Shoals | 701 | 1 | WAT | HY | 0.7 | 0.2 | 0 | 0 |  |  | 0 | 0 |  | Electric Utility | N | OP |  | Non Combustion (NUC, WAT, WND, GEO, or SUN)
EXCLUDE | GA | Barnett Shoals | 701 | 2 | WAT | HY | 0.7 | 0.2 | 0 | 0 |  |  | 0 | 0 |  | Electric Utility | N | OP |  | Non Combustion (NUC, WAT, WND, GEO, or SUN)
EXCLUDE | GA | Barnett Shoals | 701 | 3 | WAT | HY | 0.7 | 0.2 | 0 | 0 |  |  | 0 | 0 |  | Electric Utility | N | OP |  | Non Combustion (NUC, WAT, WND, GEO, or SUN)
EXCLUDE | GA | Barnett Shoals | 701 | 4 | WAT | HY | 0.7 | 0.2 | 0 | 0 |  |  | 0 | 0 |  | Electric Utility | N | OP |  | Non Combustion (NUC, WAT, WND, GEO, or SUN)
EXCLUDE | GA | BJ Gas Recovery | 54392 | GEN1 | LFG | IC | 0.8 | 0.8 | 0 | 0 |  |  | 0 | 0 |  | IPP Non-CHP | N | OP | 2012 | Internal Combustion (PRMVR=IC)
EXCLUDE | GA | BJ Gas Recovery | 54392 | GEN2 | LFG | IC | 0.8 | 0.8 | 0 | 0 |  |  | 0 | 0 |  | IPP Non-CHP | N | RE | 2007 | Internal Combustion (PRMVR=IC)
EXCLUDE | GA | BJ Gas Recovery | 54392 | GEN3 | LFG | IC | 0.8 | 0.8 | 0 | 0 |  |  | 0 | 0 |  | IPP Non-CHP | N | OP | 2012 | Internal Combustion (PRMVR=IC)
EXCLUDE | GA | Blue Ridge | 757 | 1 | WAT | HY | 22 | 16 | 0 | 7619.4894 |  |  | 7619.4894 | 0 |  | Electric Utility | N | OP |  | Non Combustion (NUC, WAT, WND, GEO, or SUN)
EXCLUDE | GA | Blue Ridge | 757 | 2 | WAT | HY | 1.5 | 1.3 | 0 | 519.5106 |  |  | 519.5106 | 0 |  | Electric Utility | N | OP |  | Non Combustion (NUC, WAT, WND, GEO, or SUN)
EXCLUDE | GA | Boulevard | 732 | 1 | NG | GT | 15.6 | 14 | 0 | 59 |  |  | 59 | 188.735 |  | Electric Utility | N | OP |  | Simple Cycle Turbine (PRMVR=GT or OT) unit under 25MW
EXCLUDE | GA | Boulevard | 732 | 2 | NG | GT | 15.6 | 14 | 0 | 59 |  |  | 59 | 188.735 |  | Electric Utility | N | OP |  | Simple Cycle Turbine (PRMVR=GT or OT) unit under 25MW
EXCLUDE | GA | Boulevard | 732 | 3 | NG | GT | 15.6 | 14 | 0 | 59 |  |  | 59 | 188.735 |  | Electric Utility | N | OP |  | Simple Cycle Turbine (PRMVR=GT or OT) unit under 25MW
COALST | GA | Bowen | 703 | 1 | BIT | ST | 805.8 | 724 | 8437 | 4042846 |  |  | 4042846 | 4215652.375 |  | Electric Utility | N | OP
COALST | GA | Bowen | 703 | 2 | BIT | ST | 788.8 | 724 | 7917 | 2840030 |  |  | 2840030 | 2982082.725 |  | Electric Utility | N | OP
COALST | GA | Bowen | 703 | 3 | BIT | ST | 952 | 892 | 9492 | 4341721 |  |  | 4341721 | 4598632.225 |  | Electric Utility | N | OP
COALST | GA | Bowen | 703 | 4 | BIT | ST | 952 | 862 | 9446 | 4331244 |  |  | 4331244 | 4658809.8 |  | Electric Utility | N | OP
SSTLOGN | GA | Bowen | 703 | 6 | DFO | GT | 41.8 | 32 | 505 | 27 |  |  | 27 | 53.0285 |  | Electric Utility | N | OP
EXCLUDE | GA | Brunswick Cellulose | 10605 | GEN3 | BLQ | ST | 9.2 | 9.2 | 0 | 38574 | 0.099106 | 1595203.8229 | 389219.6234 | 213360.5315 |  | Industrial CHP | Y | OP |  | Steam unit (PRMVR=ST) under 25MW/250 MMBtu/hr
EXCLUDE | GA | Brunswick Cellulose | 10605 | GEN4 | BLQ | ST | 50 | 50 | 0 | 316189 | 0.099106 | 13075799.8017 | 3190412.2858 | 1748904.7829 |  | Industrial CHP | Y | OP |  | Commercial/Industrial Unit
EXCLUDE | GA | Brunswick Cellulose | 10605 | GEN5 | BLQ | ST | 13 | 13 | 0 | 85081 | 0.099106 | 3518471.9359 | 858484.8546 | 470600.0773 |  | Industrial CHP | Y | OP |  | Steam unit (PRMVR=ST) under 25MW/250 MMBtu/hr
EXCLUDE | GA | Buford | 759 | 1 | WAT | HY | 40 | 40 | 0 | 0 |  |  | 0 | 0 |  | Electric Utility | N | RE | 2003 | Non Combustion (NUC, WAT, WND, GEO, or SUN)
EXCLUDE | GA | Buford | 759 | 2 | WAT | HY | 40 | 40 | 0 | 0 |  |  | 0 | 0 |  | Electric Utility | N | RE | 2004 | Non Combustion (NUC, WAT, WND, GEO, or SUN)
EXCLUDE | GA | Buford | 759 | 3 | WAT | HY | 6 | 6 | 0 | 0 |  |  | 0 | 0 |  | Electric Utility | N | RE | 2005 | Non Combustion (NUC, WAT, WND, GEO, or SUN)
EXCLUDE | GA | Buford | 759 | 1A | WAT | HY | 62 | 60 | 0 | 82745.8994 |  |  | 82745.8994 | 0 |  | Electric Utility | N | OP |  | Non Combustion (NUC, WAT, WND, GEO, or SUN)
EXCLUDE | GA | Buford | 759 | 2A | WAT | HY | 62 | 60 | 0 | 82745.8994 |  |  | 82745.8994 | 0 |  | Electric Utility | N | OP |  | Non Combustion (NUC, WAT, WND, GEO, or SUN)
EXCLUDE | GA | Buford | 759 | 3A | WAT | HY | 7.2 | 6.8 | 0 | 9609.2012 |  |  | 9609.2012 | 0 |  | Electric Utility | N | OP |  | Non Combustion (NUC, WAT, WND, GEO, or SUN)
EXCLUDE | GA | Burton | 704 | 1 | WAT | HY | 3 | 4.7 | 0 | 7971 |  |  | 7971 | 0 |  | Electric Utility | N | OP |  | Non Combustion (NUC, WAT, WND, GEO, or SUN)
EXCLUDE | GA | Burton | 704 | 2 | WAT | HY | 3 | 4.7 | 0 | 7971 |  |  | 7971 | 0 |  | Electric Utility | N | OP |  | Non Combustion (NUC, WAT, WND, GEO, or SUN)
EXCLUDE | GA | Carters | 6130 | 1 | WAT | HY | 125 | 143 | 0 | 269376 |  |  | 269376 | 0 |  | Electric Utility | N | OP |  | Non Combustion (NUC, WAT, WND, GEO, or SUN)
EXCLUDE | GA | Carters | 6130 | 2 | WAT | HY | 125 | 143 | 0 | 269376 |  |  | 269376 | 0 |  | Electric Utility | N | OP |  | Non Combustion (NUC, WAT, WND, GEO, or SUN)
EXCLUDE | GA | Carters | 6130 | 3 | WAT | PS | 125 | 143 | 0 | -1491 |  |  | -1491 | 0 |  | Electric Utility | N | OP |  | Non Combustion (NUC, WAT, WND, GEO, or SUN)
EXCLUDE | GA | Carters | 6130 | 4 | WAT | PS | 125 | 143 | 0 | -1491 |  |  | -1491 | 0 |  | Electric Utility | N | OP |  | Non Combustion (NUC, WAT, WND, GEO, or SUN)
NGCC | GA | Chattahoochee Energy Facility | 7917 | 1 | NG | CC | 176 | 152.4 | 1808 | 629937.4912 |  |  | 629937.4912 | 264514.2464 |  | Electric Utility | N | OP
NGCC | GA | Chattahoochee Energy Facility | 7917 | 2 | NG | CC | 176 | 156 | 1800 | 629937.4912 |  |  | 629937.4912 | 264514.2464 |  | Electric Utility | N | OP
NGCC | GA | Chattahoochee Energy Facility | 7917 | 3 | NG | CC | 187.7 | 159.8 | 1808 | 671814.0176 |  |  | 671814.0176 | 282098.4321 |  | Electric Utility | N | OP
EXCLUDE | GA | CNN Center | 54323 | D4_1 | DFO | IC | 1.5 | 1.5 | 0 | 0 |  |  | 0 | 0 |  | Commercial Non-CHP | N | SB |  | Internal Combustion (PRMVR=IC)
EXCLUDE | GA | CNN Center | 54323 | D4_2 | DFO | IC | 2 | 2 | 0 | 0 |  |  | 0 | 0 |  | Commercial Non-CHP | N | SB |  | Internal Combustion (PRMVR=IC)
EXCLUDE | GA | CNN Center | 54323 | D4_3 | DFO | IC | 2 | 2 | 0 | 0 |  |  | 0 | 0 |  | Commercial Non-CHP | N | SB |  | Internal Combustion (PRMVR=IC)
EXCLUDE | GA | CNN Center | 54323 | D5_1 | DFO | IC | 2 | 2 | 0 | 0 |  |  | 0 | 0 |  | Commercial Non-CHP | N | SB |  | Internal Combustion (PRMVR=IC)
EXCLUDE | GA | CNN Center | 54323 | D5_2 | DFO | IC | 2 | 2 | 0 | 0 |  |  | 0 | 0 |  | Commercial Non-CHP | N | SB |  | Internal Combustion (PRMVR=IC)
EXCLUDE | GA | CNN Center | 54323 | D5_3 | DFO | IC | 2 | 2 | 0 | 0 |  |  | 0 | 0 |  | Commercial Non-CHP | N | SB |  | Internal Combustion (PRMVR=IC)
EXCLUDE | GA | CNN Center | 54323 | DK2 | DFO | IC | 1.5 | 1.3 | 0 | 0 |  |  | 0 | 0 |  | Commercial Non-CHP | N | SB |  | Internal Combustion (PRMVR=IC)
EXCLUDE | GA | Crisp Plant | 753 | 1 | BIT | ST | 12.5 | 10 | 0 | 142 |  |  | 142 | 470.5043 |  | Electric Utility | N | OP |  | Steam unit (PRMVR=ST) under 25MW/250 MMBtu/hr
EXCLUDE | GA | Crisp Plant | 753 | GT1 | NG | GT | 5 | 4 | 0 | 28 |  |  | 28 | 49.3267 |  | Electric Utility | N | OP |  | Simple Cycle Turbine (PRMVR=GT or OT) unit under 25MW
SSTLOGN | GA | Dahlberg | 7709 | 1 | NG | GT | 91.9 | 74.8 | 0 | 19060.3001 |  |  | 19060.3001 | 13738.81 |  | Electric Utility/IPP Non-CHP | N | OP
SSTLOGN | GA | Dahlberg | 7709 | 2 | NG | GT | 91.9 | 74 | 0 | 19060.3001 |  |  | 19060.3001 | 13738.81 |  | Electric Utility/IPP Non-CHP | N | OP
SSTLOGN | GA | Dahlberg | 7709 | 3 | NG | GT | 91.9 | 74.7 | 0 | 19060.3001 |  |  | 19060.3001 | 13738.81 |  | Electric Utility/IPP Non-CHP | N | OP
SSTLOGN | GA | Dahlberg | 7709 | 4 | NG | GT | 91.9 | 75 | 0 | 19060.3001 |  |  | 19060.3001 | 13738.81 |  | Electric Utility/IPP Non-CHP | N | OP
SSTLOGN | GA | Dahlberg | 7709 | 5 | NG | GT | 91.9 | 74.7 | 0 | 19060.3001 |  |  | 19060.3001 | 13738.81 |  | Electric Utility/IPP Non-CHP | N | OP
SSTLOGN | GA | Dahlberg | 7709 | 6 | NG | GT | 91.9 | 74.9 | 0 | 19060.3001 |  |  | 19060.3001 | 13738.81 |  | Electric Utility/IPP Non-CHP | N | OP
SSTLOGN | GA | Dahlberg | 7709 | 7 | NG | GT | 91.9 | 75 | 0 | 19060.3001 |  |  | 19060.3001 | 13738.81 |  | Electric Utility/IPP Non-CHP | N | OP
SSTLOGN | GA | Dahlberg | 7709 | 8 | NG | GT | 91.9 | 74 | 0 | 19060.3001 |  |  | 19060.3001 | 13738.81 |  | Electric Utility/IPP Non-CHP | N | OP
SSTLOGN | GA | Dahlberg | 7709 | 9 | NG | GT | 91.9 | 75 | 0 | 19060.3001 |  |  | 19060.3001 | 13738.81 |  | Electric Utility/IPP Non-CHP | N | OP
SSTLOGN | GA | Dahlberg | 7709 | 10 | NG | GT | 91.9 | 75.2 | 0 | 19060.3001 |  |  | 19060.3001 | 13738.81 |  | Electric Utility/IPP Non-CHP | N | OP
EXCLUDE | GA | DeKalb County Green Energy Facility | 57013 | 1 | LFG | IC | 1.6 | 1.6 | 0 | 0 |  |  | 0 | 0 |  | Commercial Non-CHP | N | OP |  | Internal Combustion (PRMVR=IC)
EXCLUDE | GA | DeKalb County Green Energy Facility | 57013 | 2 | LFG | IC | 1.6 | 1.6 | 0 | 0 |  |  | 0 | 0 |  | Commercial Non-CHP | N | OP |  | Internal Combustion (PRMVR=IC)
EXCLUDE | GA | DeKalb County Green Energy Facility | 57013 | 3 | LFG | IC | 1.6 | 1.6 | 0 | 0 |  |  | 0 | 0 |  | Commercial Non-CHP | N | IP |  | Internal Combustion (PRMVR=IC)
EXCLUDE | GA | Dekalb Medical Center | 54830 | 3 | DFO | IC | 1.5 | 1.2 | 0 | 0 |  |  | 0 | 0 |  | Commercial Non-CHP | N | SB |  | Internal Combustion (PRMVR=IC)
EXCLUDE | GA | Dekalb Medical Center | 54830 | 90 | DFO | IC | 1.2 | 1.2 | 0 | 0 |  |  | 0 | 0 |  | Commercial Non-CHP | N | SB |  | Internal Combustion (PRMVR=IC)
EXCLUDE | GA | Dekalb Medical Center | 54830 | 93 | DFO | IC | 1.2 | 1.2 | 0 | 0 |  |  | 0 | 0 |  | Commercial Non-CHP | N | SB |  | Internal Combustion (PRMVR=IC)
EXCLUDE | GA | DeKalb Medical Center-Hillandale | 56231 | 1 | DFO | IC | 0.8 | 0.7 | 0 | 0 |  |  | 0 | 0 |  | Commercial Non-CHP | N | SB |  | Internal Combustion (PRMVR=IC)
EXCLUDE | GA | DeKalb Medical Center-Hillandale | 56231 | 2 | DFO | IC | 0.8 | 0.7 | 0 | 0 |  |  | 0 | 0 |  | Commercial Non-CHP | N | SB |  | Internal Combustion (PRMVR=IC)
EXCLUDE | GA | DeKalb Medical Center-Hillandale | 56231 | 3 | DFO | IC | 1.5 | 1.5 | 0 | 0 |  |  | 0 | 0 |  | Commercial Non-CHP | N | RE | 2003 | Internal Combustion (PRMVR=IC)
SSTLOGN | GA | Doyle Generating Facility | 55244 | CTG1 | NG | GT | 64 | 59.9 | 850 | 26030.9438 |  |  | 26030.9438 | 22892.154 |  | Electric Utility/IPP Non-CHP | N | SB
SSTLOGN | GA | Doyle Generating Facility | 55244 | CTG2 | NG | GT | 71.8 | 59.4 | 850 | 29203.465 |  |  | 29203.465 | 26701.192 |  | Electric Utility/IPP Non-CHP | N | SB
SSTLOGN | GA | Doyle Generating Facility | 55244 | CTG3 | NG | GT | 71.8 | 59.9 | 850 | 29203.465 |  |  | 29203.465 | 25029.625 |  | Electric Utility/IPP Non-CHP | N | SB
SSTLOGN | GA | Doyle Generating Facility | 55244 | CTG4 | NG | GT | 100.7 | 73.8 | 975 | 40958.0631 |  |  | 40958.0631 | 29178.376 |  | Electric Utility/IPP Non-CHP | N | SB
SSTLOGN | GA | Doyle Generating Facility | 55244 | CTG5 | NG | GT | 100.7 | 73.9 | 975 | 40958.0631 |  |  | 40958.0631 | 24587.835 |  | Electric Utility/IPP Non-CHP | N | SB
EXCLUDE | GA | Dublin Mill | 54004 | GEN1 | BIT | ST | 45 | 44 | 0 | 167841.23 | 0.24986 | 2292457.3763 | 671751.8491 | 461838.7532 |  | Industrial CHP | Y | OP |  | Commercial/Industrial Unit
EXCLUDE | GA | Dublin Mill | 54004 | GEN2 | NG | GT | 37.1 | 40 | 0 | 24480.4 | 0.65742 | 58035.1547 | 37237.2482 | 20062.7547 |  | Industrial CHP | Y | OP |  | Commercial/Industrial Unit
EXCLUDE | GA | Eagle & Phenix | 54470 | GEN1 | WAT | HY | 4.2 | 4 | 0 | 0 |  |  | 0 | 0 |  | Industrial Non-CHP | N | RE | 2011 | Non Combustion (NUC, WAT, WND, GEO, or SUN)
EXCLUDE | GA | Edwin I Hatch | 6051 | 1 | NUC | ST | 857.1 | 876 | 0 | 6758476.9208 |  |  | 6758476.9208 | 0 |  | Electric Utility | N | OP |  | Non Combustion (NUC, WAT, WND, GEO, or SUN)
EXCLUDE | GA | Edwin I Hatch | 6051 | 2 | NUC | ST | 864.7 | 883 | 0 | 6818405.0792 |  |  | 6818405.0792 | 0 |  | Electric Utility | N | OP |  | Non Combustion (NUC, WAT, WND, GEO, or SUN)
NGCC | GA | Effingham County Power Project | 55406 | STG | NG | CC | 197.8 | 176 | 1944 | 695561.0808 |  |  | 695561.0808 | 299178.874 |  | Electric Utility/IPP Non-CHP | N | OP
NGCC | GA | Effingham County Power Project | 55406 | UNT1 | NG | CC | 199.4 | 169 | 1944 | 701187.4596 |  |  | 701187.4596 | 301598.9255 |  | Electric Utility/IPP Non-CHP | N | OP
NGCC | GA | Effingham County Power Project | 55406 | UNT2 | NG | CC | 199.4 | 164 | 1944 | 701187.4596 |  |  | 701187.4596 | 301598.9255 |  | Electric Utility/IPP Non-CHP | N | OP
EXCLUDE | GA | Flint River | 706 | 1 | WAT | HY | 1.8 | 2.2 | 0 | 7693.3333 |  |  | 7693.3333 | 0 |  | Electric Utility | N | OP |  | Non Combustion (NUC, WAT, WND, GEO, or SUN)
EXCLUDE | GA | Flint River | 706 | 2 | WAT | HY | 1.8 | 2.2 | 0 | 7693.3333 |  |  | 7693.3333 | 0 |  | Electric Utility | N | OP |  | Non Combustion (NUC, WAT, WND, GEO, or SUN)
EXCLUDE | GA | Flint River | 706 | 3 | WAT | HY | 1.8 | 2.2 | 0 | 7693.3333 |  |  | 7693.3333 | 0 |  | Electric Utility | N | OP |  | Non Combustion (NUC, WAT, WND, GEO, or SUN)
EXCLUDE | GA | Flint River Operations | 50465 | GEN1 | BLQ | ST | 42 | 42 | 0 | 209137 | 0.12976 | 6380768.5495 | 1611709.2193 | 1203071.7836 |  | Industrial CHP | Y | OP |  | Commercial/Industrial Unit
EXCLUDE | GA | Georgia Pacific Cedar Springs | 54101 | GEN1 | BLQ | ST | 50 | 45 | 0 | 285757 | 0.25613 | 3775519.109 | 1115663.0175 | 563910.4822 |  | Industrial CHP | Y | OP |  | Commercial/Industrial Unit
EXCLUDE | GA | Georgia Pacific Cedar Springs | 54101 | GEN2 | BLQ | ST | 51.2 | 45 | 0 | 268834 | 0.25613 | 3551926.6515 | 1049591.6168 | 530514.775 |  | Industrial CHP | Y | OP |  | Commercial/Industrial Unit
EXCLUDE | GA | Georgia Pacific Center | 54906 | 1 | DFO | IC | 0.7 | 0.7 | 0 | 0 |  |  | 0 | 0 |  | Commercial Non-CHP | N | SB |  | Internal Combustion (PRMVR=IC)
EXCLUDE | GA | Georgia Pacific Center | 54906 | 2 | DFO | IC | 0.7 | 0.7 | 0 | 0 |  |  | 0 | 0 |  | Commercial Non-CHP | N | SB |  | Internal Combustion (PRMVR=IC)
EXCLUDE | GA | GPC3 | 7711 | 1 | NG | CC | 660 | 660 | 0 | 0 |  |  | 0 | 0 |  | Electric Utility | N | IP |  | Status of operation (IP,L,P,T,or U)
EXCLUDE | GA | GPC4 | 7712 | 1 | NG | GT | 570 | 570 | 0 | 0 |  |  | 0 | 0 |  | Electric Utility | N | IP |  | Status of operation (IP,L,P,T,or U)
EXCLUDE | GA | GPC5 | 7713 | 1 | NG | GT | 930 | 930 | 0 | 0 |  |  | 0 | 0 |  | Electric Utility | N | IP |  | Status of operation (IP,L,P,T,or U)
EXCLUDE | GA | GPC6 | 7714 | 1 | NG | CC | 570 | 570 | 0 | 0 |  |  | 0 | 0 |  | Electric Utility | N | IP |  | Status of operation (IP,L,P,T,or U)
EXCLUDE | GA | Graniteville Enterprise Division | 54462 | 1 | WAT | HY | 0.6 | 0.5 | 0 | 1996 |  |  | 1996 | 0 |  | Industrial Non-CHP | N | OP |  | Non Combustion (NUC, WAT, WND, GEO, or SUN)
EXCLUDE | GA | Graniteville Enterprise Division | 54462 | 2 | WAT | HY | 0.6 | 0.5 | 0 | 1996 |  |  | 1996 | 0 |  | Industrial Non-CHP | N | OP |  | Non Combustion (NUC, WAT, WND, GEO, or SUN)
COALST | GA | Hammond | 708 | 1 | BIT | ST | 125 | 110 | 1313 | 274718 |  |  | 274718 | 313472.518 |  | Electric Utility | N | OP
COALST | GA | Hammond | 708 | 2 | BIT | ST | 125 | 110 | 1332 | 372525 |  |  | 372525 | 419290.14 |  | Electric Utility | N | OP
COALST | GA | Hammond | 708 | 3 | BIT | ST | 125 | 110 | 1368 | 308950 |  |  | 308950 | 348820.647 |  | Electric Utility | N | OP
COALST | GA | Hammond | 708 | 4 | BIT | ST | 578 | 510 | 5972 | 2015922 |  |  | 2015922 | 2396093.314 |  | Electric Utility | N | OP
COALST | GA | Harllee Branch | 709 | 1 | BIT | ST | 299.2 | 266 | 3006 | 824082 |  |  | 824082 | 887478.908 |  | Electric Utility | N | OP | 2013
COALST | GA | Harllee Branch | 709 | 2 | BIT | ST | 359 | 325 | 3484 | 1108953 |  |  | 1108953 | 1170303.917 |  | Electric Utility | N | OP | 2013
COALST | GA | Harllee Branch | 709 | 3 | BIT | ST | 544 | 509 | 5586 | 1679679 |  |  | 1679679 | 1779335.261 |  | Electric Utility | N | OP
COALST | GA | Harllee Branch | 709 | 4 | BIT | ST | 544 | 507 | 6190 | 1876927 |  |  | 1876927 | 2024245.989 |  | Electric Utility | N | OP
SSTLOGN | GA | Hartwell Energy Facility | 54538 | MAG1 | NG | GT | 180 | 149 | 0 | 109229 |  |  | 109229 | 83352.6681 |  | IPP Non-CHP | N | OP
SSTLOGN | GA | Hartwell Energy Facility | 54538 | MAG2 | NG | GT | 180 | 149 | 0 | 109229 |  |  | 109229 | 83352.6681 |  | IPP Non-CHP | N | OP
EXCLUDE | GA | Hartwell Lake | 754 | 1 | WAT | HY | 85 | 85 | 0 | 64424.5357 |  |  | 64424.5357 | 0 |  | Electric Utility | N | OP |  | Non Combustion (NUC, WAT, WND, GEO, or SUN)
EXCLUDE | GA | Hartwell Lake | 754 | 2 | WAT | HY | 85 | 85 | 0 | 64424.5357 |  |  | 64424.5357 | 0 |  | Electric Utility | N | OP |  | Non Combustion (NUC, WAT, WND, GEO, or SUN)
EXCLUDE | GA | Hartwell Lake | 754 | 3 | WAT | HY | 85 | 85 | 0 | 64424.5357 |  |  | 64424.5357 | 0 |  | Electric Utility | N | OA |  | Non Combustion (NUC, WAT, WND, GEO, or SUN)
EXCLUDE | GA | Hartwell Lake | 754 | 4 | WAT | HY | 85 | 85 | 0 | 64424.5357 |  |  | 64424.5357 | 0 |  | Electric Utility | N | OP |  | Non Combustion (NUC, WAT, WND, GEO, or SUN)
EXCLUDE | GA | Hartwell Lake | 754 | 5 | WAT | HY | 80 | 90 | 0 | 60634.8571 |  |  | 60634.8571 | 0 |  | Electric Utility | N | OA |  | Non Combustion (NUC, WAT, WND, GEO, or SUN)
SSTLOGN | GA | Hawk Road Facility | 55141 | CT1 | NG | GT | 165 | 163.1 | 2076 | 8210.3333 |  |  | 8210.3333 | 4989.583 |  | IPP Non-CHP | N | OP
SSTLOGN | GA | Hawk Road Facility | 55141 | CT2 | NG | GT | 165 | 162.2 | 2076 | 8210.3333 |  |  | 8210.3333 | 6840.882 |  | IPP Non-CHP | N | OP
SSTLOGN | GA | Hawk Road Facility | 55141 | CT3 | NG | GT | 165 | 160.8 | 2076 | 8210.3333 |  |  | 8210.3333 | 4892.708 |  | IPP Non-CHP | N | OP
EXCLUDE | GA | Hewlett Packard Alpharetta | 54457 | ALF1 | DFO | IC | 1 | 1 | 0 | 0 |  |  | 0 | 0 |  | Commercial Non-CHP | N | SB |  | Internal Combustion (PRMVR=IC)
EXCLUDE | GA | Hewlett Packard Alpharetta | 54457 | ALF2 | DFO | IC | 1 | 1 | 0 | 0 |  |  | 0 | 0 |  | Commercial Non-CHP | N | SB |  | Internal Combustion (PRMVR=IC)
EXCLUDE | GA | Hewlett Packard Alpharetta | 54457 | ALF3 | DFO | IC | 1 | 1 | 0 | 0 |  |  | 0 | 0 |  | Commercial Non-CHP | N | SB |  | Internal Combustion (PRMVR=IC)
EXCLUDE | GA | Hewlett Packard Alpharetta | 54457 | ALF4 | DFO | IC | 1 | 1 | 0 | 0 |  |  | 0 | 0 |  | Commercial Non-CHP | N | SB |  | Internal Combustion (PRMVR=IC)
EXCLUDE | GA | Hewlett Packard Alpharetta | 54457 | ALF5 | DFO | IC | 1 | 1 | 0 | 0 |  |  | 0 | 0 |  | Commercial Non-CHP | N | SB |  | Internal Combustion (PRMVR=IC)
EXCLUDE | GA | Hewlett Packard Alpharetta | 54457 | B1GN1 | DFO | IC | 1.5 | 1.4 | 0 | 0 |  |  | 0 | 0 |  | Commercial Non-CHP | N | SB |  | Internal Combustion (PRMVR=IC)
EXCLUDE | GA | Hewlett Packard Alpharetta | 54457 | B1GN2 | DFO | IC | 1.5 | 1.4 | 0 | 0 |  |  | 0 | 0 |  | Commercial Non-CHP | N | SB |  | Internal Combustion (PRMVR=IC)
EXCLUDE | GA | High Shoals Hydro | 10121 | GEN1 | WAT | HY | 1.4 | 1.4 | 0 | 920 |  |  | 920 | 0 |  | IPP Non-CHP | N | OP |  | Non Combustion (NUC, WAT, WND, GEO, or SUN)
EXCLUDE | GA | IKEA Savannah 490 | 58011 | PV | SUN | PV | 1.2 | 1.2 | 0 | 0 |  |  | 0 | 0 |  | Commercial Non-CHP | N | U |  | Non Combustion (NUC, WAT, WND, GEO, or SUN)
EXCLUDE | GA | Imperial Savannah LP | 50146 | GENA | BIT | ST | 2.7 | 2.7 | 0 | 14960 | 0.08775 | 707532.0208 | 170484.3305 | 74348.978 |  | Industrial CHP | Y | OP |  | Steam unit (PRMVR=ST) under 25MW/250 MMBtu/hr
EXCLUDE | GA | Imperial Savannah LP | 50146 | GENB | BIT | ST | 3 | 3 | 0 | 16912 | 0.08775 | 799851.707 | 192729.3447 | 84050.1281 |  | Industrial CHP | Y | OP |  | Steam unit (PRMVR=ST) under 25MW/250 MMBtu/hr
EXCLUDE | GA | Imperial Savannah LP | 50146 | GENC | BIT | ST | 1 | 1 | 0 | 5205 | 0.08775 | 246170.0647 | 59316.2393 | 25868.0769 |  | Industrial CHP | Y | OP |  | Steam unit (PRMVR=ST) under 25MW/250 MMBtu/hr
EXCLUDE | GA | Imperial Savannah LP | 50146 | GEND | BIT | ST | 5 | 4.5 | 0 | 27969 | 0.08775 | 1322791.6504 | 318735.0427 | 139001.7759 |  | Industrial CHP | Y | OP |  | Steam unit (PRMVR=ST) under 25MW/250 MMBtu/hr
EXCLUDE | GA | Inforum | 54290 | BUG1 | DFO | IC | 1.3 | 1.3 | 0 | 0 |  |  | 0 | 0 |  | Commercial Non-CHP | N | OP |  | Internal Combustion (PRMVR=IC)
EXCLUDE | GA | Inland Paperboard Packaging Rome | 10426 | GEN1 | BLQ | ST | 7.5 | 7 | 0 | 0 | 0.11204 | 0 | 0 | 0 |  | Industrial CHP | Y | RE | 2001 | Steam unit (PRMVR=ST) under 25MW/250 MMBtu/hr
EXCLUDE | GA | Inland Paperboard Packaging Rome | 10426 | GEN2 | BLQ | ST | 5 | 5 | 0 | 37142.483 | 0.11204 | 1339166.6626 | 331507.9569 | 212105.1359 |  | Industrial CHP | Y | OP |  | Steam unit (PRMVR=ST) under 25MW/250 MMBtu/hr
EXCLUDE | GA | Inland Paperboard Packaging Rome | 10426 | GEN3 | BLQ | ST | 5 | 5 | 0 | 42033.291 | 0.11204 | 1515504.0127 | 375159.9057 | 240034.4883 |  | Industrial CHP | Y | OP |  | Steam unit (PRMVR=ST) under 25MW/250 MMBtu/hr
EXCLUDE | GA | Inland Paperboard Packaging Rome | 10426 | GEN4 | BLQ | ST | 22 | 20 | 0 | 149447.65 | 0.11204 | 5388312.6416 | 1333865.7277 | 799736.8134 |  | Industrial CHP | Y | OP |  | Steam unit (PRMVR=ST) under 25MW/250 MMBtu/hr
EXCLUDE | GA | Inland Paperboard Packaging Rome | 10426 | GEN5 | BLQ | ST | 38.4 | 31 | 0 | 219519.78 | 0.11204 | 7914752.7957 | 1959280.799 | 1253585.3558 |  | Industrial CHP | Y | OP |  | Commercial/Industrial Unit
EXCLUDE | GA | International Paper Augusta Mill | 54358 | 1 | BLQ | ST | 27 | 25.3 | 0 | 196692 | 0.1491 | 5106600.8418 | 1319186.3234 | 842577.9381 |  | Industrial CHP | Y | OP |  | Commercial/Industrial Unit
EXCLUDE | GA | International Paper Augusta Mill | 54358 | 2 | BLQ | ST | 39 | 36.5 | 0 | 153145 | 0.1491 | 3976015.2213 | 1027122.5545 | 656033.7905 |  | Industrial CHP | Y | OP |  | Commercial/Industrial Unit
EXCLUDE | GA | International Paper Augusta Mill | 54358 | 3 | BLQ | ST | 18.7 | 17.5 | 0 | 102849 | 0.1491 | 2670209.2102 | 689794.1664 | 440578.6629 |  | Industrial CHP | Y | OP |  | Steam unit (PRMVR=ST) under 25MW/250 MMBtu/hr
EXCLUDE | GA | International Paper Savanna Mill | 50398 | GE10 | BLQ | ST | 82.8 | 82.7 | 0 | 436448 | 0.19999 | 7942487.5797 | 2182305.4692 | 1540629.2049 |  | Industrial CHP | Y | OP |  | Commercial/Industrial Unit
EXCLUDE | GA | International Paper Savanna Mill | 50398 | GEN3 | BIT | ST | 7.5 | 7 | 0 | 0 | 0.19999 | 0 | 0 | 0 |  | Industrial CHP | Y | RE | 2001 | Steam unit (PRMVR=ST) under 25MW/250 MMBtu/hr
EXCLUDE | GA | International Paper Savanna Mill | 50398 | GEN4 | BLQ | ST | 7.5 | 7 | 0 | 0 | 0.19999 | 0 | 0 | 0 |  | Industrial CHP | Y | RE | 2001 | Steam unit (PRMVR=ST) under 25MW/250 MMBtu/hr
EXCLUDE | GA | International Paper Savanna Mill | 50398 | GEN5 | WDS | ST | 7.5 | 7 | 0 | 0 | 0.19999 | 0 | 0 | 0 |  | Industrial CHP | Y | RE | 2002 | Non Fossil fuel type
EXCLUDE | GA | International Paper Savanna Mill | 50398 | GEN6 | BIT | ST | 10 | 9.4 | 0 | 0 | 0.19999 | 0 | 0 | 0 |  | Industrial CHP | Y | RE | 2001 | Steam unit (PRMVR=ST) under 25MW/250 MMBtu/hr
EXCLUDE | GA | International Paper Savanna Mill | 50398 | GEN7 | BIT | ST | 20 | 18.7 | 0 | 0 | 0.19999 | 0 | 0 | 0 |  | Industrial CHP | Y | RE | 2001 | Steam unit (PRMVR=ST) under 25MW/250 MMBtu/hr
EXCLUDE | GA | International Paper Savanna Mill | 50398 | GEN9 | BIT | ST | 71.2 | 71.2 | 0 | 172416 | 0.19999 | 3137629.0842 | 862105.8632 | 608615.7457 |  | Industrial CHP | Y | OP |  | Commercial/Industrial Unit
EXCLUDE | GA | Interstate Paper LLC Riceboro | 54281 | 577A | BLQ | ST | 12.5 | 13 | 0 | 109986 | 0.088207 | 5172236.4322 | 1246907.8418 | 572561.0155 |  | Industrial CHP | Y | OP |  | Steam unit (PRMVR=ST) under 25MW/250 MMBtu/hr
COALST | GA | Jack McDonough | 710 | 1 | BIT | ST | 299.2 | 251 | 2833 | 1265868 |  |  | 1265868 | 1355145.304 |  | Electric Utility | N | OP | 2012
COALST | GA | Jack McDonough | 710 | 2 | BIT | ST | 299.2 | 251 | 0 | 906753 |  |  | 906753 | 1171506.7117 |  | Electric Utility | N | RE | 2011
NGCC | GA | Jack McDonough | 710 | 4 | NG | CC | 375 | 375 | 0 | 8357.8869 |  |  | 8357.8869 | 1087.6285 |  | Electric Utility | N | OP
NGCC | GA | Jack McDonough | 710 | 5 | NG | CC | 375 | 375 | 0 | 8357.8869 |  |  | 8357.8869 | 1087.6285 |  | Electric Utility | N | V
NGCC | GA | Jack McDonough | 710 | 6 | NG | CC | 375 | 375 | 0 | 8357.8869 |  |  | 8357.8869 | 1087.6285 |  | Electric Utility | N | V
SSTLOGN | GA | Jack McDonough | 710 | 3A | DFO | GT | 41.8 | 32 | 504 | -57 |  |  | -57 | 66.9286 |  | Electric Utility | N | OP
SSTLOGN | GA | Jack McDonough | 710 | 3B | NG | GT | 41.8 | 32 | 504 | -57 |  |  | -57 | 18.1636 |  | Electric Utility | N | OP
NGCC | GA | Jack McDonough | 710 | 5ACT | NG | CC | 232.5 | 232.5 | 0 | 5181.8899 |  |  | 5181.8899 | 674.3297 |  | Electric Utility | N | V
NGCC | GA | Jack McDonough | 710 | 5BCT | NG | CC | 232.5 | 232.5 | 0 | 5181.8899 |  |  | 5181.8899 | 674.3297 |  | Electric Utility | N | V
NGCC | GA | Jack McDonough | 710 | 6ACT | NG | CC | 232.5 | 232.5 | 0 | 5181.8899 |  |  | 5181.8899 | 674.3297 |  | Electric Utility | N | V
NGCC | GA | Jack McDonough | 710 | 6BCT | NG | CC | 232.5 | 232.5 | 0 | 5181.8899 |  |  | 5181.8899 | 674.3297 |  | Electric Utility | N | V
NGCC | GA | Jack McDonough | 710 | CT4A | NG | CC | 232.5 | 232.5 | 0 | 5181.8899 |  |  | 5181.8899 | 674.3297 |  | Electric Utility | N | OP
NGCC | GA | Jack McDonough | 710 | CT4B | NG | CC | 232.5 | 232.5 | 0 | 5181.8899 |  |  | 5181.8899 | 674.3297 |  | Electric Utility | N | OP
EXCLUDE | GA | Kamin LLC Wrens Mine | 55961 | WM1 | DFO | IC | 1 | 1 | 0 | 0 |  |  | 0 | 0 |  | Industrial Non-CHP | N | OP |  | Internal Combustion (PRMVR=IC)
EXCLUDE | GA | Kamin LLC Wrens Mine | 55961 | WM2 | DFO | IC | 1 | 1 | 0 | 0 |  |  | 0 | 0 |  | Industrial Non-CHP | N | OP |  | Internal Combustion (PRMVR=IC)
EXCLUDE | GA | Kamin LLC Wrens Plant | 54880 | SDT1 | NG | GT | 2 | 1.7 | 0 | 1317 | 0.81408 | 1368.3354 | 1617.7771 | 1601.3057 |  | Industrial CHP | Y | OP |  | Simple Cycle Turbine (PRMVR=GT or OT) unit under 25MW
EXCLUDE | GA | Kamin LLC Wrens Plant | 54880 | SDT2 | NG | GT | 2 | 1.7 | 0 | 1317 | 0.81408 | 1368.3354 | 1617.7771 | 1601.3057 |  | Industrial CHP | Y | OP |  | Simple Cycle Turbine (PRMVR=GT or OT) unit under 25MW
EXCLUDE | GA | Kamin LLC Wrens Plant | 54880 | SDT3 | NG | GT | 2 | 1.7 | 0 | 1317 | 0.81408 | 1368.3354 | 1617.7771 | 1601.3057 |  | Industrial CHP | Y | OP |  | Simple Cycle Turbine (PRMVR=GT or OT) unit under 25MW
EXCLUDE | GA | Kamin LLC Wrens Plant | 54880 | TUR1 | NG | GT | 1 | 0.9 | 0 | 0 | 0.81408 | 0 | 0 | 0 |  | Industrial CHP | Y | RE | 2002 | Simple Cycle Turbine (PRMVR=GT or OT) unit under 25MW
EXCLUDE | GA | Kamin LLC Wrens Plant | 54880 | WP1 | DFO | IC | 1.1 | 1.1 | 0 | 0 |  |  | 0 | 0 |  | Industrial CHP | N | RE | 2006 | Internal Combustion (PRMVR=IC)
EXCLUDE | GA | Kamin LLC Wrens Plant | 54880 | WPH1 | DFO | IC | 1.1 | 1.1 | 0 | 0 |  |  | 0 | 0 |  | Industrial CHP | N | OP |  | Internal Combustion (PRMVR=IC)
EXCLUDE | GA | Kamin LLC Wrens Plant | 54880 | WPH2 | DFO | IC | 1.2 | 1.2 | 0 | 0 |  |  | 0 | 0 |  | Industrial CHP | N | OP |  | Internal Combustion (PRMVR=IC)
EXCLUDE | GA | Kamin LLC Wrens Plant | 54880 | WPH3 | DFO | IC | 1 | 1 | 0 | 0 |  |  | 0 | 0 |  | Industrial CHP | N | OP |  | Internal Combustion (PRMVR=IC)
NGCC | GA | KGen Murray I and II LLC | 55382 | 1GT1 | NG | CC | 147 | 165 | 2700 | 368983.5654 |  |  | 368983.5654 | 170314.6142 |  | Electric Utility/IPP Non-CHP | N | OP
NGCC | GA | KGen Murray I and II LLC | 55382 | 1GT2 | NG | CC | 147 | 165 | 2700 | 368983.5654 |  |  | 368983.5654 | 170314.6142 |  | Electric Utility/IPP Non-CHP | N | OP
NGCC | GA | KGen Murray I and II LLC | 55382 | 1STG | NG | CC | 302 | 300 | 2700 | 758047.8691 |  |  | 758047.8691 | 349898.051 |  | Electric Utility/IPP Non-CHP | N | OP
NGCC | GA | KGen Murray I and II LLC | 55382 | 2GT1 | NG | CC | 147 | 165 | 2700 | 368983.5654 |  |  | 368983.5654 | 170314.6142 |  | Electric Utility/IPP Non-CHP | N | OP
NGCC | GA | KGen Murray I and II LLC | 55382 | 2GT2 | NG | CC | 147 | 165 | 2700 | 368983.5654 |  |  | 368983.5654 | 170314.6142 |  | Electric Utility/IPP Non-CHP | N | OP
NGCC | GA | KGen Murray I and II LLC | 55382 | 2STG | NG | CC | 302 | 290 | 2700 | 758047.8691 |  |  | 758047.8691 | 349898.051 |  | Electric Utility/IPP Non-CHP | N | OP
COALST | GA | Kraft | 733 | 2 | BIT | ST | 54.4 | 52 | 690 | 189494 |  |  | 189494 | 172621.843 |  | Electric Utility | N | OP
COALST | GA | Kraft | 733 | 3 | BIT | ST | 103.5 | 101 | 1274 | 294939 |  |  | 294939 | 274743.938 |  | Electric Utility | N | OP
OGST | GA | Kraft | 733 | 4 | NG | ST | 126 | 115 | 0 | 0 |  |  | 0 | 0 |  | Electric Utility | N | OP
EXCLUDE | GA | Kraft | 733 | PWA | NG | GT | 18.5 | 17 | 0 | 9 |  |  | 9 | 32.6702 |  | Electric Utility | N | OP |  | Simple Cycle Turbine (PRMVR=GT or OT) unit under 25MW
COALST | GA | Kraft | 733 | ST1 | BIT | ST | 50 | 48 | 647 | 194092 |  |  | 194092 | 175980.454 |  | Electric Utility | N | OP
EXCLUDE | GA | Lake Blackshear Project | 752 | 1 | WAT | HY | 2.4 | 2.4 | 0 | 3841.5349 |  |  | 3841.5349 | 0 |  | Electric Utility | N | OP |  | Non Combustion (NUC, WAT, WND, GEO, or SUN)
EXCLUDE | GA | Lake Blackshear Project | 752 | 2 | WAT | HY | 5 | 4 | 0 | 8003.1977 |  |  | 8003.1977 | 0 |  | Electric Utility | N | OP |  | Non Combustion (NUC, WAT, WND, GEO, or SUN)
EXCLUDE | GA | Lake Blackshear Project | 752 | 3 | WAT | HY | 4.8 | 4.8 | 0 | 7683.0698 |  |  | 7683.0698 | 0 |  | Electric Utility | N | OP |  | Non Combustion (NUC, WAT, WND, GEO, or SUN)
EXCLUDE | GA | Lake Blackshear Project | 752 | 4 | WAT | HY | 5 | 4 | 0 | 8003.1977 |  |  | 8003.1977 | 0 |  | Electric Utility | N | OP |  | Non Combustion (NUC, WAT, WND, GEO, or SUN)
EXCLUDE | GA | Live Oaks Power Plant | 55800 | CTG1 | NG | CC | 175 | 170 | 0 | 0 |  |  | 0 | 0 |  | IPP Non-CHP | N | P |  | Status of operation (IP,L,P,T,or U)
EXCLUDE | GA | Live Oaks Power Plant | 55800 | CTG2 | NG | CC | 175 | 170 | 0 | 0 |  |  | 0 | 0 |  | IPP Non-CHP | N | P |  | Status of operation (IP,L,P,T,or U)
EXCLUDE | GA | Live Oaks Power Plant | 55800 | STG | NG | CC | 250 | 245 | 0 | 0 |  |  | 0 | 0 |  | IPP Non-CHP | N | P |  | Status of operation (IP,L,P,T,or U)
EXCLUDE | GA | Lloyd Shoals | 712 | 1 | WAT | HY | 2.4 | 3.7 | 0 | 6945 |  |  | 6945 | 0 |  | Electric Utility | N | OP |  | Non Combustion (NUC, WAT, WND, GEO, or SUN)
EXCLUDE | GA | Lloyd Shoals | 712 | 2 | WAT | HY | 2.4 | 3.7 | 0 | 6945 |  |  | 6945 | 0 |  | Electric Utility | N | OP |  | Non Combustion (NUC, WAT, WND, GEO, or SUN)
EXCLUDE | GA | Lloyd Shoals | 712 | 3 | WAT | HY | 2.4 | 3.7 | 0 | 6945 |  |  | 6945 | 0 |  | Electric Utility | N | OP |  | Non Combustion (NUC, WAT, WND, GEO, or SUN)
EXCLUDE | GA | Lloyd Shoals | 712 | 4 | WAT | HY | 2.4 | 3.7 | 0 | 6945 |  |  | 6945 | 0 |  | Electric Utility | N | OP |  | Non Combustion (NUC, WAT, WND, GEO, or SUN)
EXCLUDE | GA | Lloyd Shoals | 712 | 5 | WAT | HY | 2.4 | 3.7 | 0 | 6945 |  |  | 6945 | 0 |  | Electric Utility | N | OP |  | Non Combustion (NUC, WAT, WND, GEO, or SUN)
EXCLUDE | GA | Lloyd Shoals | 712 | 6 | WAT | HY | 2.4 | 3.7 | 0 | 6945 |  |  | 6945 | 0 |  | Electric Utility | N | OP |  | Non Combustion (NUC, WAT, WND, GEO, or SUN)
EXCLUDE | GA | Longleaf Energy Station | 56220 | S01 | SUB | ST | 660 | 600 | 0 | 0 |  |  | 0 | 0 |  | IPP Non-CHP | N | IP |  | Status of operation (IP,L,P,T,or U)
EXCLUDE | GA | Longleaf Energy Station | 56220 | S02 | SUB | ST | 660 | 600 | 0 | 0 |  |  | 0 | 0 |  | IPP Non-CHP | N | IP |  | Status of operation (IP,L,P,T,or U)
COALST | GA | McIntosh | 6124 | 1 | BIT | ST | 177.6 | 156.5 | 0 | 57815 |  |  | 57815 | 80310.6456 |  | Electric Utility | N | OP
SSTLOGN | GA | McIntosh | 6124 | CT1 | NG | GT | 101.3 | 82.2 | 1419 | 1009.625 |  |  | 1009.625 | 3160.902 |  | Electric Utility | N | OP
SSTLOGN | GA | McIntosh | 6124 | CT2 | NG | GT | 101.3 | 82.2 | 1419 | 1009.625 |  |  | 1009.625 | 3552.586 |  | Electric Utility | N | OP
SSTLOGN | GA | McIntosh | 6124 | CT3 | NG | GT | 101.3 | 82.2 | 1419 | 1009.625 |  |  | 1009.625 | 428.899 |  | Electric Utility | N | OP
SSTLOGN | GA | McIntosh | 6124 | CT4 | NG | GT | 101.3 | 82.2 | 1419 | 1009.625 |  |  | 1009.625 | 1601.898 |  | Electric Utility | N | OP
SSTLOGN | GA | McIntosh | 6124 | CT5 | NG | GT | 101.3 | 82.2 | 1419 | 1009.625 |  |  | 1009.625 | 1932.599 |  | Electric Utility | N | OP
SSTLOGN | GA | McIntosh | 6124 | CT6 | NG | GT | 101.3 | 82.2 | 1419 | 1009.625 |  |  | 1009.625 | 761.5 |  | Electric Utility | N | OP
SSTLOGN | GA | McIntosh | 6124 | CT7 | NG | GT | 101.3 | 82.2 | 1419 | 1009.625 |  |  | 1009.625 | 501.6 |  | Electric Utility | N | OP
SSTLOGN | GA | McIntosh | 6124 | CT8 | NG | GT | 101.3 | 82.2 | 1419 | 1009.625 |  |  | 1009.625 | 1480.502 |  | Electric Utility | N | OP
NGCC | GA | McIntosh Combined Cycle Facility | 56150 | 10ST | NG | CC | 281.9 |  | 2402 | 1671788.4345 |  |  | 1671788.4345 | 713149.119 |  | Electric Utility | N | OP
NGCC | GA | McIntosh Combined Cycle Facility | 56150 | 11ST | NG | CC | 281.9 |  | 2402 | 1671788.4345 |  |  | 1671788.4345 | 713149.119 |  | Electric Utility | N | OP
NGCC | GA | McIntosh Combined Cycle Facility | 56150 | C10A | NG | CC | 203.2 | 628.5 | 2402 | 1205063.5328 |  |  | 1205063.5328 | 514054.278 |  | Electric Utility | N | OP
NGCC | GA | McIntosh Combined Cycle Facility | 56150 | C10B | NG | CC | 203.2 |  | 2402 | 1205063.5328 |  |  | 1205063.5328 | 514054.278 |  | Electric Utility | N | OP
NGCC | GA | McIntosh Combined Cycle Facility | 56150 | C11A | NG | CC | 203.2 | 628.3 | 2402 | 1205063.5328 |  |  | 1205063.5328 | 514054.278 |  | Electric Utility | N | OP
NGCC | GA | McIntosh Combined Cycle Facility | 56150 | C11B | NG | CC | 203.2 |  | 2402 | 1205063.5328 |  |  | 1205063.5328 | 514054.278 |  | Electric Utility | N | OP
OGST | GA | McManus | 715 | 1 | RFO | ST | 50 | 43 | 0 | 0 |  |  | 0 | 0 |  | Electric Utility | N | OP
OGST | GA | McManus | 715 | 2 | RFO | ST | 93.7 | 79 | 0 | 2685 |  |  | 2685 | 4981.1997 |  | Electric Utility | N | OP
SSTLOGN | GA | McManus | 715 | 3A | DFO | GT | 55.4 | 46 | 724 | 379.4988 |  |  | 379.4988 | 486.3311 |  | Electric Utility | N | OP
SSTLOGN | GA | McManus | 715 | 3B | DFO | GT | 55.4 | 46 | 724 | 241.9051 |  |  | 241.9051 | 316.5942 |  | Electric Utility | N | OP
SSTLOGN | GA | McManus | 715 | 3C | DFO | GT | 55.4 | 46 | 724 | 334.516 |  |  | 334.516 | 422.88 |  | Electric Utility | N | OP
SSTLOGN | GA | McManus | 715 | 4A | DFO | GT | 55.4 | 46 | 724 | 248.7424 |  |  | 248.7424 | 338.2513 |  | Electric Utility | N | OP
SSTLOGN | GA | McManus | 715 | 4B | DFO | GT | 55.4 | 46 | 724 | 446.7055 |  |  | 446.7055 | 556.1059 |  | Electric Utility | N | OP
SSTLOGN | GA | McManus | 715 | 4C | DFO | GT | 55.4 | 46 | 724 | 232.5389 |  |  | 232.5389 | 312.7148 |  | Electric Utility | N | OP
SSTLOGN | GA | McManus | 715 | 4D | DFO | GT | 55.4 | 46 | 724 | 289.0275 |  |  | 289.0275 | 388.3544 |  | Electric Utility | N | OP
SSTLOGN | GA | McManus | 715 | 4E | DFO | GT | 55.4 | 46 | 724 | 306.4565 |  |  | 306.4565 | 383.2864 |  | Electric Utility | N | OP
SSTLOGN | GA | McManus | 715 | 4F | DFO | GT | 55.4 | 46 | 724 | 322.6309 |  |  | 322.6309 | 403.7955 |  | Electric Utility | N | OP
EXCLUDE | GA | McManus | 715 | IC1 | DFO | IC | 2 | 2 | 0 | 0 |  |  | 0 | 0 |  | Electric Utility | N | OP |  | Internal Combustion (PRMVR=IC)
EXCLUDE | GA | MEAG1 | 7879 | 1 | NG | CC | 170.9 | 162 | 0 | 0 |  |  | 0 | 0 |  | Electric Utility | N | IP |  | Status of operation (IP,L,P,T,or U)
EXCLUDE | GA | MEAG2 | 7880 | 1 | NG | CC | 170.9 | 162 | 0 | 0 |  |  | 0 | 0 |  | Electric Utility | N | IP |  | Status of operation (IP,L,P,T,or U)
EXCLUDE | GA | MEAG3 | 7881 | 1 | NG | CC | 170.9 | 162 | 0 | 0 |  |  | 0 | 0 |  | Electric Utility | N | IP |  | Status of operation (IP,L,P,T,or U)
NGCC | GA | Mid-Georgia Cogeneration Facility | 55040 | CT1 | NG | CC | 106.5 | 106.5 | 1375 | 85982.7572 | 0.81939 | 86219.2797 | 104934.8263 | 40720.6746 |  | IPP CHP | Y | OP
NGCC | GA | Mid-Georgia Cogeneration Facility | 55040 | CT2 | NG | CC | 106.5 | 106.5 | 1375 | 85982.7572 | 0.81939 | 86219.2797 | 104934.8263 | 40720.6746 |  | IPP CHP | Y | OP
NGCC | GA | Mid-Georgia Cogeneration Facility | 55040 | ST1 | NG | CC | 110 | 103 | 1375 | 88808.4816 | 0.81939 | 89052.7772 | 108383.3887 | 42058.9128 |  | IPP CHP | Y | OP
EXCLUDE | GA | Milstead | 54872 | GEN1 | WAT | HY | 1 | 1 | 0 | 1511 |  |  | 1511 | 0 |  | IPP Non-CHP | N | OP |  | Non Combustion (NUC, WAT, WND, GEO, or SUN)
EXCLUDE | GA | Mitchell | 727 | 1 | BIT | ST | 27.5 | 20 | 0 | 0 |  |  | 0 | 0 |  | Electric Utility | N | RE | 2002 | Retired in 2002
EXCLUDE | GA | Mitchell | 727 | 2 | BIT | ST | 27.5 | 20 | 0 | 0 |  |  | 0 | 0 |  | Electric Utility | N | RE | 2002 | Retired in 2002
COALST | GA | Mitchell | 727 | 3 | BIT | ST | 163.2 | 155 | 1814 | 53840.1571 |  |  | 53840.1571 | 64128.9 |  | Electric Utility | N | OP
SSTLOGN | GA | Mitchell | 727 | 4A | DFO | GT | 41.8 | 31 | 336.6667 | 98.035 |  |  | 98.035 | 161.6896 |  | Electric Utility | N | OP
SSTLOGN | GA | Mitchell | 727 | 4B | DFO | GT | 41.8 | 31 | 336.6667 | 98.035 |  |  | 98.035 | 161.6896 |  | Electric Utility | N | OP
SSTLOGN | GA | Mitchell | 727 | 4C | DFO | GT | 41.8 | 31 | 336.6667 | 98.035 |  |  | 98.035 | 161.6896 |  | Electric Utility | N | OS | 2012
EXCLUDE | GA | Morgan Falls | 717 | 1 | WAT | HY | 2.4 | 1.4 | 0 | 5083.8571 |  |  | 5083.8571 | 0 |  | Electric Utility | N | OP |  | Non Combustion (NUC, WAT, WND, GEO, or SUN)
EXCLUDE | GA | Morgan Falls | 717 | 2 | WAT | HY | 2.4 | 1.4 | 0 | 5083.8571 |  |  | 5083.8571 | 0 |  | Electric Utility | N | OP |  | Non Combustion (NUC, WAT, WND, GEO, or SUN)
EXCLUDE | GA | Morgan Falls | 717 | 3 | WAT | HY | 2.4 | 1.4 | 0 | 5083.8571 |  |  | 5083.8571 | 0 |  | Electric Utility | N | OP |  | Non Combustion (NUC, WAT, WND, GEO, or SUN)
EXCLUDE | GA | Morgan Falls | 717 | 4 | WAT | HY | 2.4 | 1.4 | 0 | 5083.8571 |  |  | 5083.8571 | 0 |  | Electric Utility | N | OP |  | Non Combustion (NUC, WAT, WND, GEO, or SUN)
EXCLUDE | GA | Morgan Falls | 717 | 5 | WAT | HY | 2.4 | 1.4 | 0 | 5083.8571 |  |  | 5083.8571 | 0 |  | Electric Utility | N | OP |  | Non Combustion (NUC, WAT, WND, GEO, or SUN)
EXCLUDE | GA | Morgan Falls | 717 | 6 | WAT | HY | 2.4 | 1.4 | 0 | 5083.8571 |  |  | 5083.8571 | 0 |  | Electric Utility | N | OP |  | Non Combustion (NUC, WAT, WND, GEO, or SUN)
EXCLUDE | GA | Morgan Falls | 717 | 7 | WAT | HY | 2.4 | 1.4 | 0 | 5083.8571 |  |  | 5083.8571 | 0 |  | Electric Utility | N | OP |  | Non Combustion (NUC, WAT, WND, GEO, or SUN)
SSTLOGN | GA | MPC Generating | 7764 | 1 | NG | GT | 185.4 | 147.5 | 1978 | 8336.9977 |  |  | 8336.9977 | 5228.825 |  | Electric Utility/IPP Non-CHP | N | OP
SSTLOGN | GA | MPC Generating | 7764 | 2 | NG | GT | 200.7 | 155 | 1978 | 9025.0023 |  |  | 9025.0023 | 6751.5 |  | Electric Utility/IPP Non-CHP | N | OP
EXCLUDE | GA | Nacoochee | 718 | 1 | WAT | HY | 2.4 | 3 | 0 | 5160 |  |  | 5160 | 0 |  | Electric Utility | N | OP |  | Non Combustion (NUC, WAT, WND, GEO, or SUN)
EXCLUDE | GA | Nacoochee | 718 | 2 | WAT | HY | 2.4 | 3 | 0 | 5160 |  |  | 5160 | 0 |  | Electric Utility | N | OP |  | Non Combustion (NUC, WAT, WND, GEO, or SUN)
EXCLUDE | GA | Naval Submarine Base Kings Bay | 54239 | 3023 | DFO | IC | 2.5 | 2.5 | 0 | 0 |  |  | 0 | 0 |  | Commercial Non-CHP | N | SB |  | Internal Combustion (PRMVR=IC)
EXCLUDE | GA | Naval Submarine Base Kings Bay | 54239 | 3024 | DFO | IC | 2.5 | 2.5 | 0 | 0 |  |  | 0 | 0 |  | Commercial Non-CHP | N | SB |  | Internal Combustion (PRMVR=IC)
EXCLUDE | GA | Naval Submarine Base Kings Bay | 54239 | 3025 | DFO | IC | 2.5 | 2.5 | 0 | 0 |  |  | 0 | 0 |  | Commercial Non-CHP | N | SB |  | Internal Combustion (PRMVR=IC)
EXCLUDE | GA | Naval Submarine Base Kings Bay | 54239 | 3027 | DFO | IC | 2.5 | 2.5 | 0 | 0 |  |  | 0 | 0 |  | Commercial Non-CHP | N | SB |  | Internal Combustion (PRMVR=IC)
EXCLUDE | GA | Naval Submarine Base Kings Bay | 54239 | 3028 | DFO | IC | 2.5 | 2.5 | 0 | 0 |  |  | 0 | 0 |  | Commercial Non-CHP | N | SB |  | Internal Combustion (PRMVR=IC)
EXCLUDE | GA | Naval Submarine Base Kings Bay | 54239 | 3029 | DFO | IC | 2.5 | 2.5 | 0 | 0 |  |  | 0 | 0 |  | Commercial Non-CHP | N | SB |  | Internal Combustion (PRMVR=IC)
EXCLUDE | GA | Naval Submarine Base Kings Bay | 54239 | 5876 | DFO | IC | 2.5 | 2.5 | 0 | 0 |  |  | 0 | 0 |  | Commercial Non-CHP | N | SB |  | Internal Combustion (PRMVR=IC)
EXCLUDE | GA | Naval Submarine Base Kings Bay | 54239 | 5877 | DFO | IC | 2.5 | 2.5 | 0 | 0 |  |  | 0 | 0 |  | Commercial Non-CHP | N | SB |  | Internal Combustion (PRMVR=IC)
EXCLUDE | GA | Naval Submarine Base Kings Bay | 54239 | 5878 | DFO | IC | 2.5 | 2.5 | 0 | 0 |  |  | 0 | 0 |  | Commercial Non-CHP | N | SB |  | Internal Combustion (PRMVR=IC)
EXCLUDE | GA | Naval Submarine Base Kings Bay | 54239 | 5879 | DFO | IC | 2.5 | 2.5 | 0 | 0 |  |  | 0 | 0 |  | Commercial Non-CHP | N | SB |  | Internal Combustion (PRMVR=IC)
EXCLUDE | GA | Naval Submarine Base Kings Bay | 54239 | 5880 | DFO | IC | 2.5 | 2.5 | 0 | 0 |  |  | 0 | 0 |  | Commercial Non-CHP | N | SB |  | Internal Combustion (PRMVR=IC)
EXCLUDE | GA | Naval Submarine Base Kings Bay | 54239 | 5881 | DFO | IC | 2.5 | 2.5 | 0 | 0 |  |  | 0 | 0 |  | Commercial Non-CHP | N | SB |  | Internal Combustion (PRMVR=IC)
EXCLUDE | GA | North Highlands | 719 | 1 | WAT | HY | 9.2 | 10.5 | 0 | 25296.5811 |  |  | 25296.5811 | 0 |  | Electric Utility | N | OP |  | Non Combustion (NUC, WAT, WND, GEO, or SUN)
EXCLUDE | GA | North Highlands | 719 | 2 | WAT | HY | 9.2 | 10.5 | 0 | 25296.5811 |  |  | 25296.5811 | 0 |  | Electric Utility | N | OP |  | Non Combustion (NUC, WAT, WND, GEO, or SUN)
EXCLUDE | GA | North Highlands | 719 | 3 | WAT | HY | 9.2 | 10.5 | 0 | 25296.5811 |  |  | 25296.5811 | 0 |  | Electric Utility | N | OP |  | Non Combustion (NUC, WAT, WND, GEO, or SUN)
EXCLUDE | GA | North Highlands | 719 | 4 | WAT | HY | 2 | 2.3 | 0 | 5499.2568 |  |  | 5499.2568 | 0 |  | Electric Utility | N | OP |  | Non Combustion (NUC, WAT, WND, GEO, or SUN)
EXCLUDE | GA | Nottely | 758 | 1 | WAT | HY | 15 | 19.2 | 0 | 14199.0566 |  |  | 14199.0566 | 0 |  | Electric Utility | N | OP |  | Non Combustion (NUC, WAT, WND, GEO, or SUN)
EXCLUDE | GA | Nottely | 758 | 2 | WAT | HY | 0.9 | 0.9 | 0 | 851.9434 |  |  | 851.9434 | 0 |  | Electric Utility | N | OP |  | Non Combustion (NUC, WAT, WND, GEO, or SUN)
EXCLUDE | GA | Oliver Dam | 720 | 1 | WAT | HY | 18 | 17.7 | 0 | 40927.8 |  |  | 40927.8 | 0 |  | Electric Utility | N | OP |  | Non Combustion (NUC, WAT, WND, GEO, or SUN)
EXCLUDE | GA | Oliver Dam | 720 | 2 | WAT | HY | 18 | 17.7 | 0 | 40927.8 |  |  | 40927.8 | 0 |  | Electric Utility | N | OP |  | Non Combustion (NUC, WAT, WND, GEO, or SUN)
EXCLUDE | GA | Oliver Dam | 720 | 3 | WAT | HY | 18 | 17.7 | 0 | 40927.8 |  |  | 40927.8 | 0 |  | Electric Utility | N | OP |  | Non Combustion (NUC, WAT, WND, GEO, or SUN)
EXCLUDE | GA | Oliver Dam | 720 | 4 | WAT | HY | 6 | 5.9 | 0 | 13642.6 |  |  | 13642.6 | 0 |  | Electric Utility | N | OP |  | Non Combustion (NUC, WAT, WND, GEO, or SUN)
EXCLUDE | GA | Piedmont Green Power | 57909 | GEN1 | WDS | ST | 60 | 54.5 | 0 | 0 |  |  | 0 | 0 |  | IPP Non-CHP | N | V |  | Non Fossil fuel type
EXCLUDE | GA | PInova Inc | 10120 | GEN5 | WDS | ST | 7.1 | 7.1 | 0 | 11439.2313 | 0.041109 | 1213883.2849 | 278265.8619 | 187627.4564 |  | Industrial CHP | Y | OP |  | Non Fossil fuel type
EXCLUDE | GA | PInova Inc | 10120 | GEN6 | WDS | ST | 2 | 2 | 0 | 3222.3187 | 0.041109 | 341938.9535 | 78384.7498 | 52852.8046 |  | Industrial CHP | Y | OS |  | Non Fossil fuel type
EXCLUDE | GA | Plant Washington | 56675 | MAIN | SUB | ST | 850 | 850 | 0 | 0 |  |  | 0 | 0 |  | Electric Utility | N | T |  | Status of operation (IP,L,P,T,or U)
EXCLUDE | GA | Port Wentworth Mill | 50804 | GEN4 | BLQ | ST | 47.3 | 17 | 0 | 144746.98 | 0.12578 | 4576722.3799 | 1150767.4328 | 600332.001 |  | Industrial CHP | Y | OP |  | Commercial/Industrial Unit
EXCLUDE | GA | Port Wentworth Mill | 50804 | GEN5 | BLQ | ST | 25 | 22 | 0 | 126583.87 |  |  | 126583.87 | 525001.2675 |  | Industrial CHP | N | OP |  | Commercial/Industrial Unit
EXCLUDE | GA | Rabun Gap Cogen Facility | 50201 | ST1 | WDS | ST | 4.1 | 4.1 | 0 | 0 |  |  | 0 | 0 |  | IPP Non-CHP | N | RE | 2010 | Non Fossil fuel type
EXCLUDE | GA | Rabun Gap Cogen Facility | 50201 | ST2 | WDS | ST | 20 | 17 | 0 | 107024 |  |  | 107024 | 226027.4944 |  | IPP Non-CHP | N | OP |  | Non Fossil fuel type
EXCLUDE | GA | Rayonier Jesup Mill | 10560 | GEN1 | WDS | ST | 5 | 4.7 | 0 | 0 | 1 | 0 | 0 | 0 |  | Industrial CHP | Y | RE | 2000 | Non Fossil fuel type
EXCLUDE | GA | Rayonier Jesup Mill | 10560 | GEN2 | WDS | ST | 5 | 4.7 | 0 | 34509.623 |  |  | 34509.623 | 166915.1989 |  | Industrial CHP | N | OP |  | Non Fossil fuel type
EXCLUDE | GA | Rayonier Jesup Mill | 10560 | GEN3 | WDS | ST | 7.5 | 7 | 0 | 53329.992 |  |  | 53329.992 | 240360.2962 |  | Industrial CHP | N | OP |  | Non Fossil fuel type
EXCLUDE | GA | Rayonier Jesup Mill | 10560 | GEN4 | WDS | ST | 7.5 | 7 | 0 | 46393.634 |  |  | 46393.634 | 224395.4577 |  | Industrial CHP | N | OP |  | Non Fossil fuel type
EXCLUDE | GA | Rayonier Jesup Mill | 10560 | GEN5 | BLQ | ST | 30 | 27.9 | 0 | 201243.03 |  |  | 201243.03 | 973366.7732 |  | Industrial CHP | N | OP |  | Commercial/Industrial Unit
EXCLUDE | GA | Rayonier Jesup Mill | 10560 | GEN6 | BLQ | ST | 27 | 25.1 | 0 | 178705.53 |  |  | 178705.53 | 864358.0108 |  | Industrial CHP | N | OP |  | Commercial/Industrial Unit
EXCLUDE | GA | Richard B Russell | 6132 | 1 | WAT | HY | 75 | 84 | 0 | 88537.25 |  |  | 88537.25 | 0 |  | Electric Utility | N | OP |  | Non Combustion (NUC, WAT, WND, GEO, or SUN)
EXCLUDE | GA | Richard B Russell | 6132 | 2 | WAT | HY | 75 | 84 | 0 | 88537.25 |  |  | 88537.25 | 0 |  | Electric Utility | N | OP |  | Non Combustion (NUC, WAT, WND, GEO, or SUN)
EXCLUDE | GA | Richard B Russell | 6132 | 3 | WAT | HY | 75 | 84 | 0 | 88537.25 |  |  | 88537.25 | 0 |  | Electric Utility | N | OP |  | Non Combustion (NUC, WAT, WND, GEO, or SUN)
EXCLUDE | GA | Richard B Russell | 6132 | 4 | WAT | HY | 75 | 84 | 0 | 88537.25 |  |  | 88537.25 | 0 |  | Electric Utility | N | OP |  | Non Combustion (NUC, WAT, WND, GEO, or SUN)
EXCLUDE | GA | Richard B Russell | 6132 | 5 | WAT | PS | 82 | 82 | 0 | -38076.5 |  |  | -38076.5 | 0 |  | Electric Utility | N | OP |  | Non Combustion (NUC, WAT, WND, GEO, or SUN)
EXCLUDE | GA | Richard B Russell | 6132 | 6 | WAT | PS | 82 | 82 | 0 | -38076.5 |  |  | -38076.5 | 0 |  | Electric Utility | N | OP |  | Non Combustion (NUC, WAT, WND, GEO, or SUN)
EXCLUDE | GA | Richard B Russell | 6132 | 7 | WAT | PS | 82 | 82 | 0 | -38076.5 |  |  | -38076.5 | 0 |  | Electric Utility | N | OP |  | Non Combustion (NUC, WAT, WND, GEO, or SUN)
EXCLUDE | GA | Richard B Russell | 6132 | 8 | WAT | PS | 82 | 82 | 0 | -38076.5 |  |  | -38076.5 | 0 |  | Electric Utility | N | OA |  | Non Combustion (NUC, WAT, WND, GEO, or SUN)
EXCLUDE | GA | Riverside | 734 | 4 | NG | ST | 15 | 20 | 0 | 0 |  |  | 0 | 0 |  | Electric Utility | N | RE | 2004 | Steam unit (PRMVR=ST) under 25MW/250 MMBtu/hr
EXCLUDE | GA | Riverside | 734 | 5 | NG | ST | 7.5 | 9 | 0 | 0 |  |  | 0 | 0 |  | Electric Utility | N | RE | 2004 | Steam unit (PRMVR=ST) under 25MW/250 MMBtu/hr
EXCLUDE | GA | Riverside | 734 | 6 | NG | ST | 24.7 | 19 | 0 | 0 |  |  | 0 | 0 |  | Electric Utility | N | RE | 2005 | Steam unit (PRMVR=ST) under 25MW/250 MMBtu/hr
EXCLUDE | GA | Riverside | 734 | 7 | NG | ST | 21.2 | 20 | 0 | 0 |  |  | 0 | 0 |  | Electric Utility | N | RE | 2005 | Steam unit (PRMVR=ST) under 25MW/250 MMBtu/hr
EXCLUDE | GA | Riverside | 734 | 8 | NG | ST | 37.5 | 39 | 0 | 0 |  |  | 0 | 0 |  | Electric Utility | N | RE | 2005 | Retired in 2005
EXCLUDE | GA | Riverside Manufacturing | 54856 | 1753 | NG | GT | 1.1 | 0.9 | 0 | 0 |  |  | 0 | 0 |  | Industrial Non-CHP | N | SB |  | Simple Cycle Turbine (PRMVR=GT or OT) unit under 25MW
EXCLUDE | GA | Riverwood 100 Building | 54816 | 11KT | DFO | IC | 1.1 | 1.1 | 0 | 0 |  |  | 0 | 0 |  | Commercial Non-CHP | N | OS |  | Internal Combustion (PRMVR=IC)
EXCLUDE | GA | Riverwood International Macon Mill | 54464 | 1 | BLQ | ST | 7.5 | 9 | 0 | 0 |  |  |  | 0 |  | Industrial CHP | Y | OP |  | Steam unit (PRMVR=ST) under 25MW/250 MMBtu/hr
EXCLUDE | GA | Riverwood International Macon Mill | 54464 | 2 | BLQ | ST | 5 | 4.7 | 0 | 0 |  |  |  | 0 |  | Industrial CHP | Y | OP |  | Steam unit (PRMVR=ST) under 25MW/250 MMBtu/hr
EXCLUDE | GA | Riverwood International Macon Mill | 54464 | 3 | BLQ | ST | 5 | 4.7 | 0 | 0 |  |  |  | 0 |  | Industrial CHP | Y | OP |  | Steam unit (PRMVR=ST) under 25MW/250 MMBtu/hr
EXCLUDE | GA | Riverwood International Macon Mill | 54464 | 4 | BLQ | ST | 15.9 | 21.6 | 0 | 0 |  |  |  | 0 |  | Industrial CHP | Y | OP |  | Steam unit (PRMVR=ST) under 25MW/250 MMBtu/hr
EXCLUDE | GA | Riverwood International Macon Mill | 54464 | 5 | WDS | ST | 40 | 39.5 | 0 | 0 |  |  |  | 0 |  | Industrial CHP | Y | P |  | Non Fossil fuel type
EXCLUDE | GA | Roberts Road Power Plant | 56867 | 1 | LFG | IC | 1.4 | 1.4 | 0 | 0 |  |  | 0 | 0 |  | IPP Non-CHP | N | OP |  | Internal Combustion (PRMVR=IC)
SSTLOGN | GA | Robins | 7348 | 1 | NG | GT | 91.9 | 80 | 1155 | 808.5 |  |  | 808.5 | 986.85 |  | Electric Utility | N | OP
SSTLOGN | GA | Robins | 7348 | 2 | NG | GT | 91.9 | 80 | 1155 | 808.5 |  |  | 808.5 | 1182.425 |  | Electric Utility | N | OP
EXCLUDE | GA | Rocky Mountain Hydroelectric Plant | 6189 | 1 | WAT | PS | 282.6 | 345 | 0 | -153055 |  |  | -153055 | 0 |  | Electric Utility | N | OP |  | Non Combustion (NUC, WAT, WND, GEO, or SUN)
EXCLUDE | GA | Rocky Mountain Hydroelectric Plant | 6189 | 2 | WAT | PS | 282.6 | 344.3 | 0 | -153055 |  |  | -153055 | 0 |  | Electric Utility | N | OP |  | Non Combustion (NUC, WAT, WND, GEO, or SUN)
EXCLUDE | GA | Rocky Mountain Hydroelectric Plant | 6189 | 3 | WAT | PS | 282.6 | 345 | 0 | -153055 |  |  | -153055 | 0 |  | Electric Utility | N | OP |  | Non Combustion (NUC, WAT, WND, GEO, or SUN)
EXCLUDE | GA | Rumble Road Energy Center | 57209 | 3 | NG | CC | 220 | 200 | 0 | 0 |  |  | 0 | 0 |  | Electric Utility | N | IP |  | Status of operation (IP,L,P,T,or U)
EXCLUDE | GA | Rumble Road Energy Center | 57209 | 3A | NG | CC | 220 | 200 | 0 | 0 |  |  | 0 | 0 |  | Electric Utility | N | IP |  | Status of operation (IP,L,P,T,or U)
EXCLUDE | GA | Rumble Road Energy Center | 57209 | 3B | NG | CC | 220 | 200 | 0 | 0 |  |  | 0 | 0 |  | Electric Utility | N | IP |  | Status of operation (IP,L,P,T,or U)
SSTLOGN | GA | Sandersville Energy Facility | 55672 | CT1 | NG | GT | 86.5 | 72.1 | 1150 | 1740.625 |  |  | 1740.625 | 722.591 |  | Electric Utility/IPP Non-CHP | N | OP
SSTLOGN | GA | Sandersville Energy Facility | 55672 | CT2 | NG | GT | 86.5 | 72.1 | 1150 | 1740.625 |  |  | 1740.625 | 1061.658 |  | Electric Utility/IPP Non-CHP | N | OP
SSTLOGN | GA | Sandersville Energy Facility | 55672 | CT3 | NG | GT | 86.5 | 72 | 1150 | 1740.625 |  |  | 1740.625 | 1840.31 |  | Electric Utility/IPP Non-CHP | N | OP
SSTLOGN | GA | Sandersville Energy Facility | 55672 | CT4 | NG | GT | 86.5 | 72 | 1150 | 1740.625 |  |  | 1740.625 | 1343.001 |  | Electric Utility/IPP Non-CHP | N | OP
SSTLOGN | GA | Sandersville Energy Facility | 55672 | CT5 | NG | GT | 86.5 | 72.1 | 1150 | 1740.625 |  |  | 1740.625 | 1146.769 |  | Electric Utility/IPP Non-CHP | N | OP
SSTLOGN | GA | Sandersville Energy Facility | 55672 | CT6 | NG | GT | 86.5 | 72.1 | 1150 | 1740.625 |  |  | 1740.625 | 1076.473 |  | Electric Utility/IPP Non-CHP | N | OP
SSTLOGN | GA | Sandersville Energy Facility | 55672 | CT7 | NG | GT | 86.5 | 72 | 1150 | 1740.625 |  |  | 1740.625 | 1099.88 |  | Electric Utility/IPP Non-CHP | N | OP
SSTLOGN | GA | Sandersville Energy Facility | 55672 | CT8 | NG | GT | 86.5 | 72 | 1150 | 1740.625 |  |  | 1740.625 | 1139.2 |  | Electric Utility/IPP Non-CHP | N | OP
EXCLUDE | GA | Savannah River Mill | 10361 | GEN1 | NG | GT | 25.2 | 21.4 | 0 | 7206.43 | 0.33048 | 66416.5772 | 21805.619 | 8788.7129 |  | Industrial CHP | Y | SB |  | Commercial/Industrial Unit
EXCLUDE | GA | Savannah River Mill | 10361 | GEN2 | NG | GT | 25.2 | 21.4 | 0 | 7206.43 | 0.33048 | 66416.5772 | 21805.619 | 8788.7129 |  | Industrial CHP | Y | SB |  | Commercial/Industrial Unit
EXCLUDE | GA | Savannah River Mill | 10361 | GEN3 | PC | ST | 45 | 41.9 | 0 | 292259.62 | 0.25779 | 3828087.4374 | 1133720.8093 | 578041.0011 |  | Industrial CHP | Y | OP |  | Commercial/Industrial Unit
EXCLUDE | GA | Savannah River Mill | 10361 | GEN4 | PC | ST | 45 | 41.9 | 0 | 231245.04 | 0.25779 | 3028903.6596 | 897035.7038 | 457364.2928 |  | Industrial CHP | Y | OP |  | Commercial/Industrial Unit
COALST | GA | Scherer | 6257 | 1 | SUB | ST | 891 | 837 | 9860 | 4581839 |  |  | 4581839 | 5139553.6 |  | Electric Utility | N | OP
COALST | GA | Scherer | 6257 | 2 | SUB | ST | 891 | 850 | 9874 | 4765649 |  |  | 4765649 | 5336139.325 |  | Electric Utility | N | OP
COALST | GA | Scherer | 6257 | 3 | SUB | ST | 891 | 870 | 11000 | 6108732 |  |  | 6108732 | 7354770.275 |  | Electric Utility | N | OP
COALST | GA | Scherer | 6257 | 4 | SUB | ST | 891 | 849.7 | 9494 | 5887514 |  |  | 5887514 | 6307307.325 |  | Electric Utility | N | OP
SSTLOGN | GA | Sewell Creek Energy | 7813 | 1 | NG | GT | 121 | 92.9 | 1560 | 17660.9571 |  |  | 17660.9571 | 13185.3 |  | Electric Utility | N | OP
SSTLOGN | GA | Sewell Creek Energy | 7813 | 2 | NG | GT | 121 | 94.3 | 1335 | 58797.9333 |  |  | 58797.9333 | 15293.675 |  | Electric Utility | N | OP
SSTLOGN | GA | Sewell Creek Energy | 7813 | 3 | NG | GT | 164 | 130.2 | 1510 | 79693.0667 |  |  | 79693.0667 | 82704.05 |  | Electric Utility | N | OP
SSTLOGN | GA | Sewell Creek Energy | 7813 | 4 | NG | GT | 164 | 134.1 | 1560 | 79693.0667 |  |  | 79693.0667 | 76131.4 |  | Electric Utility | N | OP
EXCLUDE | GA | Shepherd Center | 54813 | 1 | DFO | IC | 0.6 | 0.6 | 0 | 0 |  |  | 0 | 0 |  | Commercial Non-CHP | N | SB |  | Internal Combustion (PRMVR=IC)
EXCLUDE | GA | Shepherd Center | 54813 | 2 | DFO | IC | 0.6 | 0.6 | 0 | 0 |  |  | 0 | 0 |  | Commercial Non-CHP | N | SB |  | Internal Combustion (PRMVR=IC)
EXCLUDE | GA | Shepherd Center | 54813 | 3 | DFO | IC | 0.2 | 0.2 | 0 | 0 |  |  | 0 | 0 |  | Commercial Non-CHP | N | SB |  | Internal Combustion (PRMVR=IC)
EXCLUDE | GA | Shepherd Center | 54813 | 4 | DFO | IC | 0.3 | 0.3 | 0 | 0 |  |  | 0 | 0 |  | Commercial Non-CHP | N | SB |  | Internal Combustion (PRMVR=IC)
EXCLUDE | GA | Shepherd Center | 54813 | 5 | DFO | IC | 0.6 | 0.6 | 0 | 0 |  |  | 0 | 0 |  | Commercial Non-CHP | N | SB |  | Internal Combustion (PRMVR=IC)
EXCLUDE | GA | Shepherd Center | 54813 | 6 | DFO | IC | 0.6 | 0.6 | 0 | 0 |  |  | 0 | 0 |  | Commercial Non-CHP | N | SB |  | Internal Combustion (PRMVR=IC)
EXCLUDE | GA | Sibley Mill | 54322 | 2 | WAT | HY | 0.6 | 0.6 | 0 | 3904.2857 |  |  | 3904.2857 | 0 |  | Industrial Non-CHP | N | OP |  | Non Combustion (NUC, WAT, WND, GEO, or SUN)
EXCLUDE | GA | Sibley Mill | 54322 | 3 | WAT | HY | 0.7 | 0.7 | 0 | 4555 |  |  | 4555 | 0 |  | Industrial Non-CHP | N | OP |  | Non Combustion (NUC, WAT, WND, GEO, or SUN)
EXCLUDE | GA | Sibley Mill | 54322 | 4 | WAT | HY | 0.8 | 0.8 | 0 | 5205.7143 |  |  | 5205.7143 | 0 |  | Industrial Non-CHP | N | OP |  | Non Combustion (NUC, WAT, WND, GEO, or SUN)
EXCLUDE | GA | Sinclair Dam | 722 | 1 | WAT | HY | 22.5 | 21.9 | 0 | 31354 |  |  | 31354 | 0 |  | Electric Utility | N | OP |  | Non Combustion (NUC, WAT, WND, GEO, or SUN)
EXCLUDE | GA | Sinclair Dam | 722 | 2 | WAT | HY | 22.5 | 21.9 | 0 | 31354 |  |  | 31354 | 0 |  | Electric Utility | N | OP |  | Non Combustion (NUC, WAT, WND, GEO, or SUN)
SSTLOGN | GA | Smarr Energy Center | 7829 | 1 | NG | GT | 121 | 94.3 | 1279 | 50196 |  |  | 50196 | 50766.675 |  | Electric Utility | N | OP
SSTLOGN | GA | Smarr Energy Center | 7829 | 2 | NG | GT | 121 | 96.3 | 1279 | 50196 |  |  | 50196 | 20225.2 |  | Electric Utility | N | OP
EXCLUDE | GA | South Columbus Water Resource Facility | 57076 | GEN1 | OBG | IC | 1.8 | 1.8 | 0 | 0 | 1 | 0 | 0 | 0 |  | Commercial CHP | Y | OP |  | Internal Combustion (PRMVR=IC)
EXCLUDE | GA | South Columbus Water Resource Facility | 57076 | GEN2 | OBG | IC | 1.8 | 1.8 | 0 | 0 | 1 | 0 | 0 | 0 |  | Commercial CHP | Y | OP |  | Internal Combustion (PRMVR=IC)
EXCLUDE | GA | South Georgia Medical Center | 54848 | GEN1 | DFO | IC | 0.4 | 0.4 | 0 | 0 |  |  | 0 | 0 |  | Commercial Non-CHP | N | SB |  | Internal Combustion (PRMVR=IC)
EXCLUDE | GA | South Georgia Medical Center | 54848 | GEN2 | DFO | IC | 0.4 | 0.4 | 0 | 0 |  |  | 0 | 0 |  | Commercial Non-CHP | N | SB |  | Internal Combustion (PRMVR=IC)
EXCLUDE | GA | South Georgia Medical Center | 54848 | GEN3 | DFO | IC | 0.4 | 0.4 | 0 | 0 |  |  | 0 | 0 |  | Commercial Non-CHP | N | SB |  | Internal Combustion (PRMVR=IC)
EXCLUDE | GA | South Georgia Medical Center | 54848 | GEN4 | DFO | IC | 0.7 | 0.7 | 0 | 0 |  |  | 0 | 0 |  | Commercial Non-CHP | N | SB |  | Internal Combustion (PRMVR=IC)
EXCLUDE | GA | South Georgia Medical Center | 54848 | GEN7 | DFO | IC | 0.8 | 0.8 | 0 | 0 |  |  | 0 | 0 |  | Commercial Non-CHP | N | SB |  | Internal Combustion (PRMVR=IC)
SSTLOGN | GA | Sowega Power | 7768 | CTG2 | NG | GT | 60 | 48.5 | 614 | 53065.5 |  |  | 53065.5 | 32559.191 |  | IPP Non-CHP/Small Power Producer | N | OP
SSTLOGN | GA | Sowega Power | 7768 | CTG3 | NG | GT | 60 | 48.5 | 614 | 53065.5 |  |  | 53065.5 | 29158.734 |  | IPP Non-CHP/Small Power Producer | N | OP
EXCLUDE | GA | State Farm Insurance Support Center East | 55274 | 2A | DFO | IC | 1.8 | 1.8 | 0 | 0 |  |  | 0 | 0 |  | Commercial Non-CHP | N | SB |  | Internal Combustion (PRMVR=IC)
EXCLUDE | GA | State Farm Insurance Support Center East | 55274 | 2B | DFO | IC | 1.8 | 1.8 | 0 | 0 |  |  | 0 | 0 |  | Commercial Non-CHP | N | SB |  | Internal Combustion (PRMVR=IC)
EXCLUDE | GA | State Farm Insurance Support Center East | 55274 | 3A | DFO | IC | 1.8 | 1.8 | 0 | 0 |  |  | 0 | 0 |  | Commercial Non-CHP | N | SB |  | Internal Combustion (PRMVR=IC)
EXCLUDE | GA | State Farm Insurance Support Center East | 55274 | 3B | DFO | IC | 1.8 | 1.8 | 0 | 0 |  |  | 0 | 0 |  | Commercial Non-CHP | N | SB |  | Internal Combustion (PRMVR=IC)
EXCLUDE | GA | State Farm Insurance Support Center East | 55274 | 4A | DFO | IC | 1.8 | 1.8 | 0 | 0 |  |  | 0 | 0 |  | Commercial Non-CHP | N | SB |  | Internal Combustion (PRMVR=IC)
EXCLUDE | GA | State Farm Insurance Support Center East | 55274 | 4B | DFO | IC | 1.8 | 1.8 | 0 | 0 |  |  | 0 | 0 |  | Commercial Non-CHP | N | SB |  | Internal Combustion (PRMVR=IC)
EXCLUDE | GA | Stevens Creek | 736 | 1 | WAT | HY | 2.3 | 1.5 | 0 | 6748 |  |  | 6748 | 0 |  | Electric Utility | N | OP |  | Non Combustion (NUC, WAT, WND, GEO, or SUN)
EXCLUDE | GA | Stevens Creek | 736 | 2 | WAT | HY | 2.3 | 1.5 | 0 | 6748 |  |  | 6748 | 0 |  | Electric Utility | N | OP |  | Non Combustion (NUC, WAT, WND, GEO, or SUN)
EXCLUDE | GA | Stevens Creek | 736 | 3 | WAT | HY | 2.3 | 1.5 | 0 | 6748 |  |  | 6748 | 0 |  | Electric Utility | N | OP |  | Non Combustion (NUC, WAT, WND, GEO, or SUN)
EXCLUDE | GA | Stevens Creek | 736 | 4 | WAT | HY | 2.3 | 1.5 | 0 | 6748 |  |  | 6748 | 0 |  | Electric Utility | N | OP |  | Non Combustion (NUC, WAT, WND, GEO, or SUN)
EXCLUDE | GA | Stevens Creek | 736 | 5 | WAT | HY | 2.3 | 1.5 | 0 | 6748 |  |  | 6748 | 0 |  | Electric Utility | N | OP |  | Non Combustion (NUC, WAT, WND, GEO, or SUN)
EXCLUDE | GA | Stevens Creek | 736 | 6 | WAT | HY | 2.3 | 1.5 | 0 | 6748 |  |  | 6748 | 0 |  | Electric Utility | N | OP |  | Non Combustion (NUC, WAT, WND, GEO, or SUN)
EXCLUDE | GA | Stevens Creek | 736 | 7 | WAT | HY | 2.3 | 1.5 | 0 | 6748 |  |  | 6748 | 0 |  | Electric Utility | N | OP |  | Non Combustion (NUC, WAT, WND, GEO, or SUN)
EXCLUDE | GA | Stevens Creek | 736 | 8 | WAT | HY | 2.3 | 1.5 | 0 | 6748 |  |  | 6748 | 0 |  | Electric Utility | N | OP |  | Non Combustion (NUC, WAT, WND, GEO, or SUN)
EXCLUDE | GA | Sun Trust Plaza | 54845 | EG-1 | DFO | IC | 1.2 | 1 | 0 | 0 |  |  | 0 | 0 |  | Commercial Non-CHP | N | SB |  | Internal Combustion (PRMVR=IC)
EXCLUDE | GA | Sun Trust Plaza | 54845 | EG-2 | DFO | IC | 1.2 | 1 | 0 | 0 |  |  | 0 | 0 |  | Commercial Non-CHP | N | SB |  | Internal Combustion (PRMVR=IC)
EXCLUDE | GA | Superior Landfill Gas Recovery | 57026 | GEN1 | LFG | IC | 0.8 | 0.8 | 0 | 0 |  |  | 0 | 0 |  | IPP Non-CHP | N | OP |  | Internal Combustion (PRMVR=IC)
EXCLUDE | GA | Superior Landfill Gas Recovery | 57026 | GEN2 | LFG | IC | 0.8 | 0.8 | 0 | 0 |  |  | 0 | 0 |  | IPP Non-CHP | N | OP |  | Internal Combustion (PRMVR=IC)
EXCLUDE | GA | Superior Landfill Gas Recovery | 57026 | GEN3 | LFG | IC | 0.8 | 0.8 | 0 | 0 |  |  | 0 | 0 |  | IPP Non-CHP | N | OP |  | Internal Combustion (PRMVR=IC)
EXCLUDE | GA | Superior Landfill Gas Recovery | 57026 | GEN4 | LFG | IC | 0.8 | 0.8 | 0 | 0 |  |  | 0 | 0 |  | IPP Non-CHP | N | OP |  | Internal Combustion (PRMVR=IC)
EXCLUDE | GA | Superior Landfill Gas Recovery | 57026 | GEN5 | LFG | IC | 0.8 | 0.8 | 0 | 0 |  |  | 0 | 0 |  | IPP Non-CHP | N | OP |  | Internal Combustion (PRMVR=IC)
EXCLUDE | GA | Superior Landfill Gas Recovery | 57026 | GEN6 | LFG | IC | 0.8 | 0.8 | 0 | 0 |  |  | 0 | 0 |  | IPP Non-CHP | N | OP |  | Internal Combustion (PRMVR=IC)
EXCLUDE | GA | Superior Landfill Gas Recovery | 57026 | GEN7 | LFG | IC | 0.8 | 0.8 | 0 | 0 |  |  | 0 | 0 |  | IPP Non-CHP | N | OP |  | Internal Combustion (PRMVR=IC)
EXCLUDE | GA | Superior Landfill Gas Recovery | 57026 | GEN8 | LFG | IC | 0.8 | 0.8 | 0 | 0 |  |  | 0 | 0 |  | IPP Non-CHP | N | OP |  | Internal Combustion (PRMVR=IC)
SSTLOGN | GA | Talbot County Energy | 7916 | 1 | NG | GT | 121 | 95.8 | 1325 | 51238.8337 |  |  | 51238.8337 | 44756.675 |  | Electric Utility | N | OP
SSTLOGN | GA | Talbot County Energy | 7916 | 2 | NG | GT | 121 | 95.8 | 1319 | 51238.8337 |  |  | 51238.8337 | 41656.475 |  | Electric Utility | N | OP
SSTLOGN | GA | Talbot County Energy | 7916 | 3 | NG | GT | 121 | 92.2 | 1389 | 51238.8337 |  |  | 51238.8337 | 38630.025 |  | Electric Utility | N | OP
SSTLOGN | GA | Talbot County Energy | 7916 | 4 | NG | GT | 121 | 96.1 | 1410 | 51238.8337 |  |  | 51238.8337 | 41486.75 |  | Electric Utility | N | OP
SSTLOGN | GA | Talbot County Energy | 7916 | 5 | NG | GT | 121 | 96.5 | 1380 | 51238.8337 |  |  | 51238.8337 | 29804.5 |  | Electric Utility | N | OP
SSTLOGN | GA | Talbot County Energy | 7916 | 6 | NG | GT | 121 | 95.3 | 1340 | 51238.8337 |  |  | 51238.8337 | 26862.8 |  | Electric Utility | N | OP
EXCLUDE | GA | Tallassee Hydro Project | 7191 | 1 | WAT | HY | 2.2 | 2 | 0 | 3805.0435 |  |  | 3805.0435 | 0 |  | IPP Non-CHP | N | OP |  | Non Combustion (NUC, WAT, WND, GEO, or SUN)
EXCLUDE | GA | Tallassee Hydro Project | 7191 | 2 | WAT | HY | 0.1 | 0.1 | 0 | 172.9565 |  |  | 172.9565 | 0 |  | IPP Non-CHP | N | OP |  | Non Combustion (NUC, WAT, WND, GEO, or SUN)
EXCLUDE | GA | Tallulah Falls | 723 | 1 | WAT | HY | 12 | 12 | 0 | 19609.3333 |  |  | 19609.3333 | 0 |  | Electric Utility | N | OP |  | Non Combustion (NUC, WAT, WND, GEO, or SUN)
EXCLUDE | GA | Tallulah Falls | 723 | 2 | WAT | HY | 12 | 12 | 0 | 19609.3333 |  |  | 19609.3333 | 0 |  | Electric Utility | N | OP |  | Non Combustion (NUC, WAT, WND, GEO, or SUN)
EXCLUDE | GA | Tallulah Falls | 723 | 3 | WAT | HY | 12 | 12 | 0 | 19609.3333 |  |  | 19609.3333 | 0 |  | Electric Utility | N | OP |  | Non Combustion (NUC, WAT, WND, GEO, or SUN)
EXCLUDE | GA | Tallulah Falls | 723 | 4 | WAT | HY | 12 | 12 | 0 | 19609.3333 |  |  | 19609.3333 | 0 |  | Electric Utility | N | OP |  | Non Combustion (NUC, WAT, WND, GEO, or SUN)
EXCLUDE | GA | Tallulah Falls | 723 | 5 | WAT | HY | 12 | 12 | 0 | 19609.3333 |  |  | 19609.3333 | 0 |  | Electric Utility | N | OP |  | Non Combustion (NUC, WAT, WND, GEO, or SUN)
EXCLUDE | GA | Tallulah Falls | 723 | 6 | WAT | HY | 12 | 12 | 0 | 19609.3333 |  |  | 19609.3333 | 0 |  | Electric Utility | N | OP |  | Non Combustion (NUC, WAT, WND, GEO, or SUN)
EXCLUDE | GA | Taylor | 56870 | 1 | LFG | IC | 1 | 1 | 0 | 0 |  |  | 0 | 0 |  | IPP Non-CHP | N | OP |  | Internal Combustion (PRMVR=IC)
EXCLUDE | GA | Taylor | 56870 | 2 | LFG | IC | 1 | 1 | 0 | 0 |  |  | 0 | 0 |  | IPP Non-CHP | N | OP |  | Internal Combustion (PRMVR=IC)
EXCLUDE | GA | Taylor | 56870 | 3 | LFG | IC | 1 | 1 | 0 | 0 |  |  | 0 | 0 |  | IPP Non-CHP | N | OP |  | Internal Combustion (PRMVR=IC)
EXCLUDE | GA | Taylor | 56870 | 4 | LFG | IC | 1 | 1 | 0 | 0 |  |  | 0 | 0 |  | IPP Non-CHP | N | OP |  | Internal Combustion (PRMVR=IC)
EXCLUDE | GA | Taylor | 56870 | 5 | LFG | IC | 1 | 1 | 0 | 0 |  |  | 0 | 0 |  | IPP Non-CHP | N | OP |  | Internal Combustion (PRMVR=IC)
EXCLUDE | GA | Taylor | 56870 | 6 | LFG | IC | 1 | 1 | 0 | 0 |  |  | 0 | 0 |  | IPP Non-CHP | N | OP |  | Internal Combustion (PRMVR=IC)
EXCLUDE | GA | Taylor | 56870 | 7 | LFG | IC | 1 | 1 | 0 | 0 |  |  | 0 | 0 |  | IPP Non-CHP | N | OP |  | Internal Combustion (PRMVR=IC)
EXCLUDE | GA | Taylor | 56870 | 8 | LFG | IC | 1 | 1 | 0 | 0 |  |  | 0 | 0 |  | IPP Non-CHP | N | OP |  | Internal Combustion (PRMVR=IC)
SSTLOGN | GA | Tenaska Georgia Generation Facility | 55061 | GTG1 | NG | GT | 183.2 | 155 | 2586 | 27858.6673 |  |  | 27858.6673 | 21821.175 |  | Electric Utility/IPP Non-CHP | N | OP
SSTLOGN | GA | Tenaska Georgia Generation Facility | 55061 | GTG2 | NG | GT | 183.2 | 155 | 2586 | 27858.6673 |  |  | 27858.6673 | 10694.225 |  | Electric Utility/IPP Non-CHP | N | OP
SSTLOGN | GA | Tenaska Georgia Generation Facility | 55061 | GTG3 | NG | GT | 183.2 | 155 | 2586 | 27858.6673 |  |  | 27858.6673 | 13470.725 |  | Electric Utility/IPP Non-CHP | N | OP
SSTLOGN | GA | Tenaska Georgia Generation Facility | 55061 | GTG4 | NG | GT | 183.2 | 156 | 2586 | 27858.6673 |  |  | 27858.6673 | 23188.35 |  | Electric Utility/IPP Non-CHP | N | OP
SSTLOGN | GA | Tenaska Georgia Generation Facility | 55061 | GTG5 | NG | GT | 183.2 | 156 | 2586 | 27858.6673 |  |  | 27858.6673 | 24148.8 |  | Electric Utility/IPP Non-CHP | N | OP
SSTLOGN | GA | Tenaska Georgia Generation Facility | 55061 | GTG6 | NG | GT | 183.2 | 156 | 2586 | 27858.6673 |  |  | 27858.6673 | 17355.775 |  | Electric Utility/IPP Non-CHP | N | OP
EXCLUDE | GA | Terrora | 724 | 1 | WAT | HY | 8 | 8.3 | 0 | 17192 |  |  | 17192 | 0 |  | Electric Utility | N | OP |  | Non Combustion (NUC, WAT, WND, GEO, or SUN)
EXCLUDE | GA | Terrora | 724 | 2 | WAT | HY | 8 | 8.3 | 0 | 17192 |  |  | 17192 | 0 |  | Electric Utility | N | OP |  | Non Combustion (NUC, WAT, WND, GEO, or SUN)
EXCLUDE | GA | Thiele Kaolin Reedy Creek | 54849 | G1 | DFO | IC | 1.1 | 1.1 | 0 | 0 |  |  | 0 | 0 |  | Industrial Non-CHP | N | SB |  | Internal Combustion (PRMVR=IC)
EXCLUDE | GA | Thiele Kaolin Reedy Creek | 54849 | G2 | DFO | IC | 1.1 | 1.1 | 0 | 0 |  |  | 0 | 0 |  | Industrial Non-CHP | N | SB |  | Internal Combustion (PRMVR=IC)
EXCLUDE | GA | Thiele Kaolin Sandersville | 54841 | G1 | DFO | IC | 1.2 | 1.1 | 0 | 0 |  |  | 0 | 0 |  | Industrial Non-CHP | N | SB |  | Internal Combustion (PRMVR=IC)
EXCLUDE | GA | Thiele Kaolin Sandersville | 54841 | G2 | DFO | IC | 1.2 | 1.1 | 0 | 0 |  |  | 0 | 0 |  | Industrial Non-CHP | N | SB |  | Internal Combustion (PRMVR=IC)
EXCLUDE | GA | Tugalo | 725 | 1 | WAT | HY | 11.2 | 13 | 0 | 18936 |  |  | 18936 | 0 |  | Electric Utility | N | OP |  | Non Combustion (NUC, WAT, WND, GEO, or SUN)
EXCLUDE | GA | Tugalo | 725 | 2 | WAT | HY | 11.2 | 13 | 0 | 18936 |  |  | 18936 | 0 |  | Electric Utility | N | OP |  | Non Combustion (NUC, WAT, WND, GEO, or SUN)
EXCLUDE | GA | Tugalo | 725 | 3 | WAT | HY | 11.2 | 13 | 0 | 18936 |  |  | 18936 | 0 |  | Electric Utility | N | OP |  | Non Combustion (NUC, WAT, WND, GEO, or SUN)
EXCLUDE | GA | Tugalo | 725 | 4 | WAT | HY | 11.2 | 13 | 0 | 18936 |  |  | 18936 | 0 |  | Electric Utility | N | OP |  | Non Combustion (NUC, WAT, WND, GEO, or SUN)
EXCLUDE | GA | Valdosta | 10859 | GEN1 | WDS | ST | 2.5 | 2.5 | 0 | 0 |  |  | 0 | 0 |  | Industrial Non-CHP | N | RE | 1995 | Non Fossil fuel type
EXCLUDE | GA | Valdosta Water Treatment Plant | 54839 | GEN1 | DFO | IC | 1.7 | 1.7 | 0 | 0 |  |  | 0 | 0 |  | Commercial Non-CHP | N | SB |  | Internal Combustion (PRMVR=IC)
EXCLUDE | GA | Valdosta Water Treatment Plant | 54839 | GEN2 | DFO | IC | 1.7 | 1.7 | 0 | 0 |  |  | 0 | 0 |  | Commercial Non-CHP | N | OP |  | Internal Combustion (PRMVR=IC)
EXCLUDE | GA | VC Porterdale Hydroelectric | 50242 | TB-1 | WAT | HY | 1.5 | 1.2 | 0 | 433 |  |  | 433 | 0 |  | IPP Non-CHP | N | OP |  | Non Combustion (NUC, WAT, WND, GEO, or SUN)
EXCLUDE | GA | VC Porterdale Hydroelectric | 50242 | TB-2 | WAT | HY | 1.5 | 1.2 | 0 | 433 |  |  | 433 | 0 |  | IPP Non-CHP | N | OS |  | Non Combustion (NUC, WAT, WND, GEO, or SUN)
EXCLUDE | GA | Vogtle | 649 | 1 | NUC | ST | 1160 | 1150 | 0 | 9364649.5 |  |  | 9364649.5 | 0 |  | Electric Utility | N | OP |  | Non Combustion (NUC, WAT, WND, GEO, or SUN)
EXCLUDE | GA | Vogtle | 649 | 2 | NUC | ST | 1160 | 1152 | 0 | 9364649.5 |  |  | 9364649.5 | 0 |  | Electric Utility | N | OP |  | Non Combustion (NUC, WAT, WND, GEO, or SUN)
EXCLUDE | GA | Vogtle | 649 | 3 | NUC | ST | 1100 | 1100 | 0 | 0 |  |  | 0 | 0 |  | Electric Utility | N | U |  | Non Combustion (NUC, WAT, WND, GEO, or SUN)
EXCLUDE | GA | Vogtle | 649 | 4 | NUC | ST | 1100 | 1100 | 0 | 0 |  |  | 0 | 0 |  | Electric Utility | N | U |  | Non Combustion (NUC, WAT, WND, GEO, or SUN)
EXCLUDE | GA | W R Clayton Plant | 7968 | 1 | NG | GT | 180 | 155 | 0 | 0 |  |  | 0 | 0 |  | Electric Utility | N | IP |  | Status of operation (IP,L,P,T,or U)
EXCLUDE | GA | W R Clayton Plant | 7968 | 2 | NG | GT | 180 | 155 | 0 | 0 |  |  | 0 | 0 |  | Electric Utility | N | IP |  | Status of operation (IP,L,P,T,or U)
EXCLUDE | GA | W R Clayton Plant | 7968 | 3 | NG | GT | 153 | 155 | 0 | 0 |  |  | 0 | 0 |  | Electric Utility | N | IP |  | Status of operation (IP,L,P,T,or U)
EXCLUDE | GA | Wallace Dam | 6087 | 1 | WAT | PS | 52.2 | 53.3 | 0 | -29766 |  |  | -29766 | 0 |  | Electric Utility | N | OP |  | Non Combustion (NUC, WAT, WND, GEO, or SUN)
EXCLUDE | GA | Wallace Dam | 6087 | 2 | WAT | PS | 52.2 | 53.3 | 0 | -29766 |  |  | -29766 | 0 |  | Electric Utility | N | OP |  | Non Combustion (NUC, WAT, WND, GEO, or SUN)
EXCLUDE | GA | Wallace Dam | 6087 | 3 | WAT | HY | 56.2 | 57.4 | 0 | 19164 |  |  | 19164 | 0 |  | Electric Utility | N | OP |  | Non Combustion (NUC, WAT, WND, GEO, or SUN)
EXCLUDE | GA | Wallace Dam | 6087 | 4 | WAT | HY | 56.2 | 57.4 | 0 | 19164 |  |  | 19164 | 0 |  | Electric Utility | N | OP |  | Non Combustion (NUC, WAT, WND, GEO, or SUN)
EXCLUDE | GA | Wallace Dam | 6087 | 5 | WAT | PS | 52.2 | 53.3 | 0 | -29766 |  |  | -29766 | 0 |  | Electric Utility | N | OP |  | Non Combustion (NUC, WAT, WND, GEO, or SUN)
EXCLUDE | GA | Wallace Dam | 6087 | 6 | WAT | PS | 52.2 | 53.3 | 0 | -29766 |  |  | -29766 | 0 |  | Electric Utility | N | OP |  | Non Combustion (NUC, WAT, WND, GEO, or SUN)
EXCLUDE | GA | Walter F George | 761 | 1 | WAT | HY | 32.5 | 42 | 0 | 66210.75 |  |  | 66210.75 | 0 |  | Electric Utility | N | OP |  | Non Combustion (NUC, WAT, WND, GEO, or SUN)
EXCLUDE | GA | Walter F George | 761 | 2 | WAT | HY | 32.5 | 42 | 0 | 66210.75 |  |  | 66210.75 | 0 |  | Electric Utility | N | OP |  | Non Combustion (NUC, WAT, WND, GEO, or SUN)
EXCLUDE | GA | Walter F George | 761 | 3 | WAT | HY | 32.5 | 42 | 0 | 66210.75 |  |  | 66210.75 | 0 |  | Electric Utility | N | OP |  | Non Combustion (NUC, WAT, WND, GEO, or SUN)
EXCLUDE | GA | Walter F George | 761 | 4 | WAT | HY | 32.5 | 42 | 0 | 66210.75 |  |  | 66210.75 | 0 |  | Electric Utility | N | OS |  | Non Combustion (NUC, WAT, WND, GEO, or SUN)
SSTLOGN | GA | Walton County Power LLC | 55128 | 101G | NG | GT | 164.7 | 151.5 | 1809 | 125936.3333 |  |  | 125936.3333 | 73374.515 |  | Electric Utility/IPP Non-CHP | N | OP
SSTLOGN | GA | Walton County Power LLC | 55128 | 102G | NG | GT | 164.7 | 151.5 | 1809 | 125936.3333 |  |  | 125936.3333 | 76876.303 |  | Electric Utility/IPP Non-CHP | N | OP
SSTLOGN | GA | Walton County Power LLC | 55128 | 103G | NG | GT | 164.7 | 151.5 | 1809 | 125936.3333 |  |  | 125936.3333 | 76980.311 |  | Electric Utility/IPP Non-CHP | N | OP
COALST | GA | Wansley | 6052 | 1 | BIT | ST | 952 | 872 | 9420 | 4178840 |  |  | 4178840 | 4587026.8 |  | Electric Utility | N | OP
COALST | GA | Wansley | 6052 | 2 | BIT | ST | 952 | 872 | 9420 | 3545234 |  |  | 3545234 | 3837395.525 |  | Electric Utility | N | OP
SSTLOGN | GA | Wansley | 6052 | 5A | DFO | GT | 52.8 | 49 | 710 | 51.1351 |  |  | 51.1351 | 130.2165 |  | Electric Utility | N | OP
NGCC | GA | Wansley Combined Cycle | 55965 | CT6A | NG | CC | 203.1 | 567.6 | 0 | 991937.9412 |  |  | 991937.9412 | 406003.2771 |  | Electric Utility/IPP Non-CHP | N | OP
NGCC | GA | Wansley Combined Cycle | 55965 | CT6B | NG | CC | 203.1 |  | 0 | 991937.9412 |  |  | 991937.9412 | 406003.2771 |  | Electric Utility/IPP Non-CHP | N | OP
NGCC | GA | Wansley Combined Cycle | 55965 | CT7A | NG | CC | 203.1 | 575.5 | 0 | 991937.9412 |  |  | 991937.9412 | 406003.2771 |  | Electric Utility/IPP Non-CHP | N | OP
NGCC | GA | Wansley Combined Cycle | 55965 | CT7B | NG | CC | 203.1 |  | 0 | 991937.9412 |  |  | 991937.9412 | 406003.2771 |  | Electric Utility/IPP Non-CHP | N | OP
NGCC | GA | Wansley Combined Cycle | 55965 | ST6 | NG | CC | 213.3 |  | 0 | 1041754.6177 |  |  | 1041754.6177 | 426393.3974 |  | Electric Utility/IPP Non-CHP | N | OP
NGCC | GA | Wansley Combined Cycle | 55965 | ST7 | NG | CC | 213.3 |  | 0 | 1041754.6177 |  |  | 1041754.6177 | 426393.3974 |  | Electric Utility/IPP Non-CHP | N | OP
NGCC | GA | Wansley Unit 9 | 7946 | CT1 | NG | CC | 171 | 146.2 | 2150 | 386307.0634 |  |  | 386307.0634 | 167174.5756 |  | Electric Utility | N | OP
NGCC | GA | Wansley Unit 9 | 7946 | CT2 | NG | CC | 171 | 145.2 | 2150 | 386307.0634 |  |  | 386307.0634 | 167174.5756 |  | Electric Utility | N | OP
NGCC | GA | Wansley Unit 9 | 7946 | ST1 | NG | CC | 226 | 205.5 | 2150 | 510557.8732 |  |  | 510557.8732 | 220944.1759 |  | Electric Utility | N | OP
SSTLOGN | GA | Washington County | 55332 | 1 | NG | GT | 198.9 | 151 | 1944 | 50758.25 |  |  | 50758.25 | 21043.353 |  | Electric Utility/IPP Non-CHP | N | OP
SSTLOGN | GA | Washington County | 55332 | 2 | NG | GT | 198.9 | 151 | 1944 | 50758.25 |  |  | 50758.25 | 41487.448 |  | Electric Utility/IPP Non-CHP | N | OP
SSTLOGN | GA | Washington County | 55332 | 3 | NG | GT | 198.9 | 150 | 1944 | 50758.25 |  |  | 50758.25 | 43609.379 |  | Electric Utility/IPP Non-CHP | N | OP
SSTLOGN | GA | Washington County | 55332 | 4 | NG | GT | 198.9 | 152 | 1944 | 50758.25 |  |  | 50758.25 | 20760.547 |  | Electric Utility/IPP Non-CHP | N | OP
SSTLOGN | GA | West Georgia Generating | 55267 | 712 | NG | GT | 175.3 | 151.7 | 1882.75 | 16852 |  |  | 16852 | 11029.0367 |  | Electric Utility/IPP Non-CHP | N | OP
SSTLOGN | GA | West Georgia Generating | 55267 | 713 | NG | GT | 175.3 | 152.1 | 1882.75 | 16852 |  |  | 16852 | 11029.0367 |  | Electric Utility/IPP Non-CHP | N | OP
SSTLOGN | GA | West Georgia Generating | 55267 | 714 | NG | GT | 175.3 | 149.5 | 1882.75 | 16852 |  |  | 16852 | 11029.0367 |  | Electric Utility/IPP Non-CHP | N | OP
SSTLOGN | GA | West Georgia Generating | 55267 | 715 | NG | GT | 175.3 | 145.5 | 1882.75 | 16852 |  |  | 16852 | 11029.0367 |  | Electric Utility/IPP Non-CHP | N | OP
EXCLUDE | GA | West Point | 6133 | 1 | WAT | HY | 3.3 | 3 | 0 | 5950.4898 |  |  | 5950.4898 | 0 |  | Electric Utility | N | OP |  | Non Combustion (NUC, WAT, WND, GEO, or SUN)
EXCLUDE | GA | West Point | 6133 | 2 | WAT | HY | 35 | 38.5 | 0 | 63111.2551 |  |  | 63111.2551 | 0 |  | Electric Utility | N | OP |  | Non Combustion (NUC, WAT, WND, GEO, or SUN)
EXCLUDE | GA | West Point | 6133 | 3 | WAT | HY | 35 | 38.5 | 0 | 63111.2551 |  |  | 63111.2551 | 0 |  | Electric Utility | N | OP |  | Non Combustion (NUC, WAT, WND, GEO, or SUN)
SSTLOGN | GA | Wilson | 6258 | 5A | DFO | GT | 53.1 | 46 | 840 | 370.6676 |  |  | 370.6676 | 642.4488 |  | Electric Utility | N | OP
SSTLOGN | GA | Wilson | 6258 | 5B | DFO | GT | 53.1 | 46 | 840 | 509.691 |  |  | 509.691 | 881.2345 |  | Electric Utility | N | OP
SSTLOGN | GA | Wilson | 6258 | 5C | DFO | GT | 53.1 | 46 | 840 | 357.9557 |  |  | 357.9557 | 612.1821 |  | Electric Utility | N | OP
SSTLOGN | GA | Wilson | 6258 | 5D | DFO | GT | 53.1 | 46 | 840 | 360.9902 |  |  | 360.9902 | 637.0135 |  | Electric Utility | N | OP
SSTLOGN | GA | Wilson | 6258 | 5E | DFO | GT | 53.1 | 46 | 840 | 378.4678 |  |  | 378.4678 | 645.9062 |  | Electric Utility | N | OP
SSTLOGN | GA | Wilson | 6258 | 5F | DFO | GT | 53.1 | 46 | 840 | 381.8525 |  |  | 381.8525 | 677.7245 |  | Electric Utility | N | OP
EXCLUDE | GA | Wilson | 6258 | IC1 | DFO | IC | 2.6 | 2.5 | 0 | 0 |  |  | 0 | 0 |  | Electric Utility | N | OP |  | Internal Combustion (PRMVR=IC)
COALST | GA | Yates | 728 | 1 | BIT | ST | 122.5 | 97 | 1380 | 177990 |  |  | 177990 | 233215.875 |  | Electric Utility | N | OP
COALST | GA | Yates | 728 | 2 | BIT | ST | 122.5 | 103 | 1404 | 338469 |  |  | 338469 | 417343.112 |  | Electric Utility | N | OP
COALST | GA | Yates | 728 | 3 | BIT | ST | 122.5 | 111 | 1552 | 318265 |  |  | 318265 | 396020.788 |  | Electric Utility | N | OP
COALST | GA | Yates | 728 | 4 | BIT | ST | 156.2 | 133 | 1579 | 306788 |  |  | 306788 | 361944.158 |  | Electric Utility | N | OP
COALST | GA | Yates | 728 | 5 | BIT | ST | 156.2 | 135 | 1664 | 244592 |  |  | 244592 | 292098.593 |  | Electric Utility | N | OP
COALST | GA | Yates | 728 | 6 | BIT | ST | 403.7 | 352 | 4183 | 1673950 |  |  | 1673950 | 1740659.175 |  | Electric Utility | N | OP
COALST | GA | Yates | 728 | 7 | BIT | ST | 403.7 | 355 | 3996 | 1179760 |  |  | 1179760 | 1233505.95 |  | Electric Utility | N | OP
EXCLUDE | GA | Yellow Pine Energy Company LLC | 56802 | 1 | AB | ST | 102 | 100 | 0 | 0 |  |  | 0 | 0 |  | IPP Non-CHP | N | IP |  | Non Fossil fuel type
EXCLUDE | GA | YKK USA Chestney | 54566 | BWP1 | DFO | IC | 0.5 | 0.5 | 0 | 0 |  |  | 0 | 0 |  | Industrial Non-CHP | N | SB |  | Internal Combustion (PRMVR=IC)
EXCLUDE | GA | YKK USA Chestney | 54566 | GEN1 | DFO | IC | 1.6 | 1.5 | 0 | 0 |  |  | 0 | 0 |  | Industrial Non-CHP | N | RE | 2010 | Internal Combustion (PRMVR=IC)
EXCLUDE | GA | YKK USA Chestney | 54566 | GEN2 | DFO | IC | 1.7 | 1.5 | 0 | 0 |  |  | 0 | 0 |  | Industrial Non-CHP | N | RE | 2010 | Internal Combustion (PRMVR=IC)
EXCLUDE | GA | YKK USA Chestney | 54566 | GEN3 | DFO | IC | 1.7 | 1.7 | 0 | 0 |  |  | 0 | 0 |  | Industrial Non-CHP | N | RE | 2010 | Internal Combustion (PRMVR=IC)
EXCLUDE | GA | YKK USA Chestney | 54566 | PPD1 | DFO | IC | 0.4 | 0.4 | 0 | 0 |  |  | 0 | 0 |  | Industrial Non-CHP | N | RE | 2006 | Internal Combustion (PRMVR=IC)
EXCLUDE | GA | YKK USA Chestney | 54566 | PPD2 | DFO | IC | 0.4 | 0.4 | 0 | 0 |  |  | 0 | 0 |  | Industrial Non-CHP | N | RE | 2006 | Internal Combustion (PRMVR=IC)
EXCLUDE | GA | YKK USA Chestney | 54566 | SLD1 | DFO | IC | 0.5 | 0.5 | 0 | 0 |  |  | 0 | 0 |  | Industrial Non-CHP | N | SB |  | Internal Combustion (PRMVR=IC)
EXCLUDE | GA | Yonah | 729 | 1 | WAT | HY | 7.5 | 9.5 | 0 | 11695.6667 |  |  | 11695.6667 | 0 |  | Electric Utility | N | OP |  | Non Combustion (NUC, WAT, WND, GEO, or SUN)
EXCLUDE | GA | Yonah | 729 | 2 | WAT | HY | 7.5 | 9.5 | 0 | 11695.6667 |  |  | 11695.6667 | 0 |  | Electric Utility | N | OP |  | Non Combustion (NUC, WAT, WND, GEO, or SUN)
EXCLUDE | GA | Yonah | 729 | 3 | WAT | HY | 7.5 | 9.5 | 0 | 11695.6667 |  |  | 11695.6667 | 0 |  | Electric Utility | N | OP |  | Non Combustion (NUC, WAT, WND, GEO, or SUN)
COALST | HI | AES Hawaii | 10673 | GEN1 | BIT | ST | 203 | 180 | 0 | 1382098 | 0.9807 | 123732.7843 | 1409296.0036 | 1524829.5453 |  | IPP CHP | Y | OP
EXCLUDE | HI | Auwahi Wind Energy | 57996 | AWEB | MWH | BA | 11 | 11 | 0 | 0 |  |  | 0 | 0 |  | IPP Non-CHP | N | U |  | Energy Storage Battery or Energy Storage Compressed Air or Flywheel (PRMVR=BA or CE or FW)
EXCLUDE | HI | Auwahi Wind Energy | 57996 | AWET | WND | WT | 24 | 24 | 0 | 0 |  |  | 0 | 0 |  | IPP Non-CHP | N | U |  | Non Combustion (NUC, WAT, WND, GEO, or SUN)
EXCLUDE | HI | Campbell Industrial Park | 56329 | CIP1 | OBL | GT | 113 | 113 | 0 | 24203 |  |  | 24203 | 39397.6716 |  | Electric Utility | N | OP |  | Non Fossil fuel type
EXCLUDE | HI | CEIP Substation Distributed Generation | 56515 | DG1 | DFO | IC | 1.6 | 1.6 | 0 | 0 |  |  | 0 | 0 |  | Electric Utility | N | RE | 2010 | Internal Combustion (PRMVR=IC)
EXCLUDE | HI | CEIP Substation Distributed Generation | 56515 | DG2 | DFO | IC | 1.6 | 1.6 | 0 | 0 |  |  | 0 | 0 |  | Electric Utility | N | RE | 2010 | Internal Combustion (PRMVR=IC)
EXCLUDE | HI | CEIP Substation Distributed Generation | 56515 | DG3 | DFO | IC | 1.6 | 1.6 | 0 | 0 |  |  | 0 | 0 |  | Electric Utility | N | RE | 2010 | Internal Combustion (PRMVR=IC)
EXCLUDE | HI | Ewa Nui Substation DG | 56330 | DG1 | DFO | IC | 1.6 | 1.6 | 0 | 0 |  |  | 0 | 0 |  | Electric Utility | N | RE | 2010 | Internal Combustion (PRMVR=IC)
EXCLUDE | HI | Ewa Nui Substation DG | 56330 | DG2 | DFO | IC | 1.6 | 1.6 | 0 | 0 |  |  | 0 | 0 |  | Electric Utility | N | RE | 2010 | Internal Combustion (PRMVR=IC)
EXCLUDE | HI | Ewa Nui Substation DG | 56330 | DG3 | DFO | IC | 1.6 | 1.6 | 0 | 0 |  |  | 0 | 0 |  | Electric Utility | N | RE | 2010 | Internal Combustion (PRMVR=IC)
EXCLUDE | HI | Ewa Nui Substation DG | 56330 | DG4 | DFO | IC | 1.6 | 1.6 | 0 | 0 |  |  | 0 | 0 |  | Electric Utility | N | RE | 2010 | Internal Combustion (PRMVR=IC)
EXCLUDE | HI | Ewa Nui Substation DG | 56330 | DG5 | DFO | IC | 1.6 | 1.6 | 0 | 0 |  |  | 0 | 0 |  | Electric Utility | N | RE | 2010 | Internal Combustion (PRMVR=IC)
EXCLUDE | HI | Ewa Nui Substation DG | 56330 | DG6 | DFO | IC | 1.6 | 1.6 | 0 | 0 |  |  | 0 | 0 |  | Electric Utility | N | RE | 2010 | Internal Combustion (PRMVR=IC)
EXCLUDE | HI | Gay Robinson | 50333 | DSL1 | DFO | IC | 0.4 | 0.4 | 0 | 0 |  |  | 0 | 0 |  | Industrial CHP | N | RE | 2009 | Internal Combustion (PRMVR=IC)
EXCLUDE | HI | Gay Robinson | 50333 | DSL4 | DFO | IC | 0.4 | 0.4 | 0 | 0 |  |  | 0 | 0 |  | Industrial CHP | N | RE | 2009 | Internal Combustion (PRMVR=IC)
EXCLUDE | HI | Gay Robinson | 50333 | DSL5 | DFO | IC | 0.5 | 0.5 | 0 | 0 |  |  | 0 | 0 |  | Industrial CHP | N | SB |  | Internal Combustion (PRMVR=IC)
EXCLUDE | HI | Gay Robinson | 50333 | DSL6 | DFO | IC | 0.5 | 0.5 | 0 | 0 |  |  | 0 | 0 |  | Industrial CHP | N | SB |  | Internal Combustion (PRMVR=IC)
EXCLUDE | HI | Gay Robinson | 50333 | HYD2 | WAT | HY | 1.2 | 0.8 | 0 | 7748.73 |  |  | 7748.73 | 0 |  | Industrial CHP | N | OP |  | Non Combustion (NUC, WAT, WND, GEO, or SUN)
EXCLUDE | HI | Gay Robinson | 50333 | ST4 | AB | ST | 4 | 2.5 | 0 | 0 | 0 |  |  | 0 |  | Industrial CHP | Y | OS |  | Non Fossil fuel type
EXCLUDE | HI | H Power | 10334 | GEN1 | MSB | ST | 63.7 | 60 | 0 | 208007.6684 |  |  | 208007.6684 | 364870.5915 |  | Commercial Non-CHP | N | OP |  | Non Fossil fuel type
EXCLUDE | HI | H Power | 10334 | GEN2 | MSB | ST | 33.6 | 28 | 0 | 109718.3306 |  |  | 109718.3306 | 0 |  | Commercial Non-CHP | N | V |  | Non Fossil fuel type
EXCLUDE | HI | Hamakua Energy Plant | 55369 | CT1 | WO | CC | 23 | 21.7 | 0 | 75199.895 |  |  | 75199.895 | 53148.2292 |  | IPP Non-CHP | N | OP |  | Combined Cycle (PRMVR=CC) unit under 25MW
EXCLUDE | HI | Hamakua Energy Plant | 55369 | CT2 | WO | CC | 23 | 21.7 | 0 | 75199.895 |  |  | 75199.895 | 53148.2292 |  | IPP Non-CHP | N | OP |  | Combined Cycle (PRMVR=CC) unit under 25MW
EXCLUDE | HI | Hamakua Energy Plant | 55369 | ST1 | WO | CC | 20 | 17.4 | 0 | 65391.213 |  |  | 65391.213 | 46215.8515 |  | IPP Non-CHP | N | OP |  | Combined Cycle (PRMVR=CC) unit under 25MW
EXCLUDE | HI | Hana Substation | 56055 | MH1 | DFO | IC | 1 | 1 | 0 | 0 |  |  | 0 | 0 |  | Electric Utility | N | OP |  | Internal Combustion (PRMVR=IC)
EXCLUDE | HI | Hana Substation | 56055 | MH2 | DFO | IC | 1 | 1 | 0 | 0 |  |  | 0 | 0 |  | Electric Utility | N | OP |  | Internal Combustion (PRMVR=IC)
EXCLUDE | HI | Hawaii Cogen | 10194 | GEN1 | OG | GT | 3 | 3 | 0 | 16708.3574 | 0.2829 | 192673.4472 | 59060.3754 | 24990.9379 |  | Industrial CHP | Y | OP |  | Simple Cycle Turbine (PRMVR=GT or OT) unit under 25MW
EXCLUDE | HI | Hawaii Cogen | 10194 | GEN2 | OG | GT | 3 | 3 | 0 | 16708.3574 | 0.2829 | 192673.4472 | 59060.3754 | 24990.9379 |  | Industrial CHP | Y | OP |  | Simple Cycle Turbine (PRMVR=GT or OT) unit under 25MW
EXCLUDE | HI | Hawaii Cogen | 10194 | GEN3 | OG | GT | 3 | 3 | 0 | 16708.3574 | 0.2829 | 192673.4472 | 59060.3754 | 24990.9379 |  | Industrial CHP | Y | OP |  | Simple Cycle Turbine (PRMVR=GT or OT) unit under 25MW
EXCLUDE | HI | Hawaii Cogen | 10194 | GEN4 | OG | GT | 3.2 | 3.2 | 0 | 17822.2479 | 0.2829 | 205518.3437 | 62997.7337 | 26657.0004 |  | Industrial CHP | Y | OP |  | Simple Cycle Turbine (PRMVR=GT or OT) unit under 25MW
EXCLUDE | HI | Hawaiian Comm & Sugar Puunene Mill | 10604 | PAI2 | AB | ST | 4 | 4 | 0 | 0 | 0.29966 | 0 | 0 | 0 |  | Industrial CHP | Y | RE | 2002 | Non Fossil fuel type
EXCLUDE | HI | Hawaiian Comm & Sugar Puunene Mill | 10604 | PAI3 | AB | ST | 12 | 12 | 0 | 0 | 0.29966 | 0 | 0 | 0 |  | Industrial CHP | Y | RE | 2002 | Non Fossil fuel type
EXCLUDE | HI | Hawaiian Comm & Sugar Puunene Mill | 10604 | PUU3 | AB | ST | 10 | 10 | 0 | 35141.054 | 0.29966 | 373630.8253 | 117269.7524 | 141271.7635 |  | Industrial CHP | Y | OP |  | Non Fossil fuel type
EXCLUDE | HI | Hawaiian Comm & Sugar Puunene Mill | 10604 | PUU4 | AB | ST | 20 | 20 | 0 | 101344.36 | 0.29966 | 1077525.3598 | 338197.8242 | 407417.9577 |  | Industrial CHP | Y | OP |  | Non Fossil fuel type
EXCLUDE | HI | Hawaiian Comm & Sugar Puunene Mill | 10604 | PUU5 | AB | ST | 16.1 | 16.1 | 0 | 60655.899 | 0.29966 | 644912.745 | 202415.7345 | 243844.872 |  | Industrial CHP | Y | OP |  | Non Fossil fuel type
EXCLUDE | HI | Hawi Wind Farm | 56447 | V-47 | WND | WT | 10.6 | 10.6 | 0 | 41711 |  |  | 41711 | 0 |  | IPP Non-CHP | N | OP |  | Non Combustion (NUC, WAT, WND, GEO, or SUN)
EXCLUDE | HI | Helemano Substation DG | 56332 | DG1 | DFO | IC | 1.6 | 1.6 | 0 | 0 |  |  | 0 | 0 |  | Electric Utility | N | RE | 2010 | Internal Combustion (PRMVR=IC)
EXCLUDE | HI | Helemano Substation DG | 56332 | DG2 | DFO | IC | 1.6 | 1.6 | 0 | 0 |  |  | 0 | 0 |  | Electric Utility | N | RE | 2010 | Internal Combustion (PRMVR=IC)
EXCLUDE | HI | Helemano Substation DG | 56332 | DG3 | DFO | IC | 1.6 | 1.6 | 0 | 0 |  |  | 0 | 0 |  | Electric Utility | N | RE | 2010 | Internal Combustion (PRMVR=IC)
OGST | HI | Honolulu | 764 | H8 | RFO | ST | 50 | 48.6 | 0 | 69137 |  |  | 69137 | 79412.9776 |  | Electric Utility | N | OP
OGST | HI | Honolulu | 764 | H9 | RFO | ST | 54.4 | 51.7 | 0 | 26397 |  |  | 26397 | 30320.4416 |  | Electric Utility | N | OP
EXCLUDE | HI | Iwilei Tank Farm DG | 56331 | DG1 | DFO | IC | 1.6 | 1.6 | 0 | 0 |  |  | 0 | 0 |  | Electric Utility | N | RE | 2010 | Internal Combustion (PRMVR=IC)
EXCLUDE | HI | Iwilei Tank Farm DG | 56331 | DG2 | DFO | IC | 1.6 | 1.6 | 0 | 0 |  |  | 0 | 0 |  | Electric Utility | N | RE | 2010 | Internal Combustion (PRMVR=IC)
EXCLUDE | HI | Iwilei Tank Farm DG | 56331 | DG3 | DFO | IC | 1.6 | 1.6 | 0 | 0 |  |  | 0 | 0 |  | Electric Utility | N | RE | 2010 | Internal Combustion (PRMVR=IC)
OGST | HI | Kahe | 765 | K1 | RFO | ST | 81.6 | 77.9 | 0 | 426652 |  |  | 426652 | 333116.0262 |  | Electric Utility | N | OP
OGST | HI | Kahe | 765 | K2 | RFO | ST | 81.6 | 78.1 | 0 | 479744 |  |  | 479744 | 340791.4727 |  | Electric Utility | N | OP
OGST | HI | Kahe | 765 | K3 | RFO | ST | 85.8 | 82.1 | 0 | 533790 |  |  | 533790 | 416765.8974 |  | Electric Utility | N | OP
OGST | HI | Kahe | 765 | K4 | RFO | ST | 90.9 | 87.2 | 0 | 374055 |  |  | 374055 | 292049.9967 |  | Electric Utility | N | OP
OGST | HI | Kahe | 765 | K5 | RFO | ST | 134.9 | 128.1 | 0 | 690783 |  |  | 690783 | 539340.9335 |  | Electric Utility | N | OP
OGST | HI | Kahe | 765 | K6 | RFO | ST | 134.9 | 128.7 | 0 | 756293 |  |  | 756293 | 590489.0141 |  | Electric Utility | N | OP
EXCLUDE | HI | Kaheawa Pastures Wind Farm | 56449 | 1 | WND | WT | 30 | 30 | 0 | 123003 |  |  | 123003 | 0 |  | IPP Non-CHP | N | OP |  | Non Combustion (NUC, WAT, WND, GEO, or SUN)
EXCLUDE | HI | Kaheawa Wind Power II LLC | 57082 | 1 | WND | WT | 21 | 21 | 0 | 0 |  |  | 0 | 0 |  | IPP Non-CHP | N | V |  | Non Combustion (NUC, WAT, WND, GEO, or SUN)
EXCLUDE | HI | Kaheawa Wind Power II LLC | 57082 | 2 | MWH | BA | 10 | 10 | 0 | 0 |  |  | 0 | 0 |  | IPP Non-CHP | N | V |  | Energy Storage Battery or Energy Storage Compressed Air or Flywheel (PRMVR=BA or CE or FW)
EXCLUDE | HI | Kaheka Hydro | 55864 | KAH1 | WAT | HY | 1.5 | 1.5 | 0 | 3662 |  |  | 3662 | 0 |  | Industrial Non-CHP | N | OP |  | Non Combustion (NUC, WAT, WND, GEO, or SUN)
EXCLUDE | HI | Kaheka Hydro | 55864 | KAH2 | WAT | HY | 1.5 | 1.5 | 0 | 3662 |  |  | 3662 | 0 |  | Industrial Non-CHP | N | OP |  | Non Combustion (NUC, WAT, WND, GEO, or SUN)
EXCLUDE | HI | Kaheka Hydro | 55864 | KAH3 | WAT | HY | 1.5 | 1.5 | 0 | 3662 |  |  | 3662 | 0 |  | Industrial Non-CHP | N | OP |  | Non Combustion (NUC, WAT, WND, GEO, or SUN)
EXCLUDE | HI | Kahuku Wind Power LLC | 57087 | 1 | WND | WT | 30 | 30 | 0 | 59194 |  |  | 59194 | 0 |  | IPP Non-CHP | N | OP |  | Non Combustion (NUC, WAT, WND, GEO, or SUN)
EXCLUDE | HI | Kahului | 6056 | 1 | RFO | ST | 5 | 4.7 | 0 | 8416 |  |  | 8416 | 9976.2007 |  | Electric Utility | N | OP |  | Steam unit (PRMVR=ST) under 25MW/250 MMBtu/hr
EXCLUDE | HI | Kahului | 6056 | 2 | RFO | ST | 5 | 4.8 | 0 | 8632 |  |  | 8632 | 10232.2439 |  | Electric Utility | N | OP |  | Steam unit (PRMVR=ST) under 25MW/250 MMBtu/hr
EXCLUDE | HI | Kahului | 6056 | 3 | RFO | ST | 11.5 | 11 | 0 | 79065 |  |  | 79065 | 93722.4704 |  | Electric Utility | N | OP |  | Steam unit (PRMVR=ST) under 25MW/250 MMBtu/hr
EXCLUDE | HI | Kahului | 6056 | 4 | RFO | ST | 12.5 | 11.9 | 0 | 80469 |  |  | 80469 | 95386.7511 |  | Electric Utility | N | OP |  | Steam unit (PRMVR=ST) under 25MW/250 MMBtu/hr
EXCLUDE | HI | Kalaeloa Solar One | 57569 | KS1-A | SUN | CP | 3 | 3.1 | 0 | 0 |  |  | 0 | 0 |  | IPP Non-CHP | N | L |  | Non Combustion (NUC, WAT, WND, GEO, or SUN)
EXCLUDE | HI | Kalaeloa Solar One | 57569 | KS1-B | SUN | CP | 3 | 3.1 | 0 | 0 |  |  | 0 | 0 |  | IPP Non-CHP | N | L |  | Non Combustion (NUC, WAT, WND, GEO, or SUN)
OTHCC | HI | Kalaeola Cogen Plant | 54646 | CT1 | RFO | CC | 119.2 | 82 | 0 | 575563.2122 | 0.52481 | 2370822.3454 | 1096699.4252 | 400702.0441 |  | IPP CHP | Y | OP
OTHCC | HI | Kalaeola Cogen Plant | 54646 | CT2 | RFO | CC | 119.2 | 82 | 0 | 575563.2122 | 0.52481 | 2370822.3454 | 1096699.4252 | 400702.0441 |  | IPP CHP | Y | OP
OTHCC | HI | Kalaeola Cogen Plant | 54646 | ST | RFO | CC | 61 | 50 | 0 | 294541.5767 | 0.52481 | 1213256.4016 | 561230.4106 | 205057.2541 |  | IPP CHP | Y | OP
EXCLUDE | HI | Kalaeoloa Pole Yard DG | 56514 | DG1 | DFO | IC | 1.6 | 1.6 | 0 | 0 |  |  | 0 | 0 |  | Electric Utility | N | RE | 2010 | Internal Combustion (PRMVR=IC)
EXCLUDE | HI | Kalaeoloa Pole Yard DG | 56514 | DG2 | DFO | IC | 1.6 | 1.6 | 0 | 0 |  |  | 0 | 0 |  | Electric Utility | N | RE | 2010 | Internal Combustion (PRMVR=IC)
EXCLUDE | HI | Kalaeoloa Pole Yard DG | 56514 | DG3 | DFO | IC | 1.6 | 1.6 | 0 | 0 |  |  | 0 | 0 |  | Electric Utility | N | RE | 2010 | Internal Combustion (PRMVR=IC)
EXCLUDE | HI | Kalaheo Hydro | 10412 | KAL | WAT | HY | 1.1 | 1.1 | 0 | 5718 |  |  | 5718 | 0 |  | Industrial Non-CHP | N | OP |  | Non Combustion (NUC, WAT, WND, GEO, or SUN)
EXCLUDE | HI | Kamaoa Wind Farm | 54390 | GEN1 | WND | WT | 9.2 | 9.2 | 0 | 0 |  |  | 0 | 0 |  | IPP Non-CHP | N | RE | 2006 | Non Combustion (NUC, WAT, WND, GEO, or SUN)
EXCLUDE | HI | Kanoelehua | 769 | 11 | DFO | IC | 2 | 2 | 0 | 0 |  |  | 0 | 0 |  | Electric Utility | N | OP |  | Internal Combustion (PRMVR=IC)
EXCLUDE | HI | Kanoelehua | 769 | 15 | DFO | IC | 2.5 | 2.5 | 0 | 0 |  |  | 0 | 0 |  | Electric Utility | N | OP |  | Internal Combustion (PRMVR=IC)
EXCLUDE | HI | Kanoelehua | 769 | 16 | DFO | IC | 2.5 | 2.5 | 0 | 0 |  |  | 0 | 0 |  | Electric Utility | N | OP |  | Internal Combustion (PRMVR=IC)
EXCLUDE | HI | Kanoelehua | 769 | 17 | DFO | IC | 2.5 | 2.5 | 0 | 0 |  |  | 0 | 0 |  | Electric Utility | N | OP |  | Internal Combustion (PRMVR=IC)
EXCLUDE | HI | Kanoelehua | 769 | CT1 | DFO | GT | 11.5 | 10.5 | 0 | 20 |  |  | 20 | 45.9787 |  | Electric Utility | N | OP |  | Simple Cycle Turbine (PRMVR=GT or OT) unit under 25MW
EXCLUDE | HI | Kapaa Photovoltaic Project | 57525 | KSPV | SUN | PV | 1 | 1 | 0 | 1767 |  |  | 1767 | 0 |  | IPP Non-CHP | N | OP |  | Non Combustion (NUC, WAT, WND, GEO, or SUN)
SSTLOGN | HI | Kapaia Power Station | 56258 | CT1 | JF | GT | 39.1 | 26.6 | 0 | 211971.003 |  |  | 211971.003 | 146305.6272 |  | Electric Utility | N | OP
EXCLUDE | HI | Kawailoa Wind | 57529 | 1 | WND | WT | 70 | 70 | 0 | 0 |  |  | 0 | 0 |  | IPP Non-CHP | N | L |  | Non Combustion (NUC, WAT, WND, GEO, or SUN)
EXCLUDE | HI | Keahole | 8083 | 2 | DFO | GT | 17.6 | 15.9 | 0 | 197173 |  |  | 197173 | 195869.06 |  | Electric Utility | N | OP |  | Simple Cycle Turbine (PRMVR=GT or OT) unit under 25MW
EXCLUDE | HI | Keahole | 8083 | 7 | DFO | CC | 18 | 16 | 0 | 0 |  |  | 0 | 0 |  | Electric Utility | N | OP |  | Combined Cycle (PRMVR=CC) unit under 25MW
EXCLUDE | HI | Keahole | 8083 | 18 | DFO | IC | 2.5 | 2.5 | 0 | 0 |  |  | 0 | 0 |  | Electric Utility | N | RE | 2004 | Internal Combustion (PRMVR=IC)
EXCLUDE | HI | Keahole | 8083 | 19 | DFO | IC | 2.5 | 2.5 | 0 | 0 |  |  | 0 | 0 |  | Electric Utility | N | RE | 2004 | Internal Combustion (PRMVR=IC)
EXCLUDE | HI | Keahole | 8083 | 20 | DFO | IC | 2.5 | 2.5 | 0 | 0 |  |  | 0 | 0 |  | Electric Utility | N | RE | 2004 | Internal Combustion (PRMVR=IC)
EXCLUDE | HI | Keahole | 8083 | 21 | DFO | IC | 2.5 | 2.5 | 0 | 0 |  |  | 0 | 0 |  | Electric Utility | N | OP |  | Internal Combustion (PRMVR=IC)
EXCLUDE | HI | Keahole | 8083 | 22 | DFO | IC | 2.5 | 2.5 | 0 | 0 |  |  | 0 | 0 |  | Electric Utility | N | OP |  | Internal Combustion (PRMVR=IC)
EXCLUDE | HI | Keahole | 8083 | 23 | DFO | IC | 2.5 | 2.5 | 0 | 0 |  |  | 0 | 0 |  | Electric Utility | N | OP |  | Internal Combustion (PRMVR=IC)
EXCLUDE | HI | Keahole | 8083 | CT4 | DFO | CC | 23 | 19.8 | 0 | 0 |  |  | 0 | 0 |  | Electric Utility | N | OP |  | Combined Cycle (PRMVR=CC) unit under 25MW
EXCLUDE | HI | Keahole | 8083 | CT5 | DFO | CC | 23 | 19.8 | 0 | 0 |  |  | 0 | 0 |  | Electric Utility | N | OP |  | Combined Cycle (PRMVR=CC) unit under 25MW
EXCLUDE | HI | Lalamilo Windfarm | 7769 | 8211 | WND | WT | 0.6 | 0.6 | 0 | 0 |  |  | 0 | 0 |  | Electric Utility | N | RE | 2010 | Non Combustion (NUC, WAT, WND, GEO, or SUN)
EXCLUDE | HI | Lalamilo Windfarm | 7769 | 1-81 | WND | WT | 1.6 | 1.6 | 0 | 0 |  |  | 0 | 0 |  | Electric Utility | N | RE | 2010 | Non Combustion (NUC, WAT, WND, GEO, or SUN)
EXCLUDE | HI | Lanai Solar-Electric Plant | 56667 | 1 | SUN | PV | 0.1 | 0.1 | 0 | 152.1667 |  |  | 152.1667 | 0 |  | IPP Non-CHP | N | OP |  | Non Combustion (NUC, WAT, WND, GEO, or SUN)
EXCLUDE | HI | Lanai Solar-Electric Plant | 56667 | 2 | SUN | PV | 0.1 | 0.1 | 0 | 152.1667 |  |  | 152.1667 | 0 |  | IPP Non-CHP | N | OP |  | Non Combustion (NUC, WAT, WND, GEO, or SUN)
EXCLUDE | HI | Lanai Solar-Electric Plant | 56667 | 3 | SUN | PV | 0.1 | 0.1 | 0 | 152.1667 |  |  | 152.1667 | 0 |  | IPP Non-CHP | N | OP |  | Non Combustion (NUC, WAT, WND, GEO, or SUN)
EXCLUDE | HI | Lanai Solar-Electric Plant | 56667 | 4 | SUN | PV | 0.1 | 0.1 | 0 | 152.1667 |  |  | 152.1667 | 0 |  | IPP Non-CHP | N | OP |  | Non Combustion (NUC, WAT, WND, GEO, or SUN)
EXCLUDE | HI | Lanai Solar-Electric Plant | 56667 | 5 | SUN | PV | 0.1 | 0.1 | 0 | 152.1667 |  |  | 152.1667 | 0 |  | IPP Non-CHP | N | OP |  | Non Combustion (NUC, WAT, WND, GEO, or SUN)
EXCLUDE | HI | Lanai Solar-Electric Plant | 56667 | 6 | SUN | PV | 0.1 | 0.1 | 0 | 152.1667 |  |  | 152.1667 | 0 |  | IPP Non-CHP | N | OP |  | Non Combustion (NUC, WAT, WND, GEO, or SUN)
EXCLUDE | HI | Lanai Solar-Electric Plant | 56667 | 7 | SUN | PV | 0.1 | 0.1 | 0 | 152.1667 |  |  | 152.1667 | 0 |  | IPP Non-CHP | N | OP |  | Non Combustion (NUC, WAT, WND, GEO, or SUN)
EXCLUDE | HI | Lanai Solar-Electric Plant | 56667 | 8 | SUN | PV | 0.1 | 0.1 | 0 | 152.1667 |  |  | 152.1667 | 0 |  | IPP Non-CHP | N | OP |  | Non Combustion (NUC, WAT, WND, GEO, or SUN)
EXCLUDE | HI | Lanai Solar-Electric Plant | 56667 | 9 | SUN | PV | 0.1 | 0.1 | 0 | 152.1667 |  |  | 152.1667 | 0 |  | IPP Non-CHP | N | OP |  | Non Combustion (NUC, WAT, WND, GEO, or SUN)
EXCLUDE | HI | Lanai Solar-Electric Plant | 56667 | 10 | SUN | PV | 0.1 | 0.1 | 0 | 152.1667 |  |  | 152.1667 | 0 |  | IPP Non-CHP | N | OP |  | Non Combustion (NUC, WAT, WND, GEO, or SUN)
EXCLUDE | HI | Lanai Solar-Electric Plant | 56667 | 11 | SUN | PV | 0.1 | 0.1 | 0 | 152.1667 |  |  | 152.1667 | 0 |  | IPP Non-CHP | N | OP |  | Non Combustion (NUC, WAT, WND, GEO, or SUN)
EXCLUDE | HI | Lanai Solar-Electric Plant | 56667 | 12 | SUN | PV | 0.1 | 0.1 | 0 | 152.1667 |  |  | 152.1667 | 0 |  | IPP Non-CHP | N | OP |  | Non Combustion (NUC, WAT, WND, GEO, or SUN)
EXCLUDE | HI | Maalaea | 6504 | 1 | DFO | IC | 2.6 | 2.5 | 0 | 0 |  |  | 0 | 0 |  | Electric Utility | N | OP |  | Internal Combustion (PRMVR=IC)
EXCLUDE | HI | Maalaea | 6504 | 2 | DFO | IC | 2.6 | 2.5 | 0 | 0 |  |  | 0 | 0 |  | Electric Utility | N | OP |  | Internal Combustion (PRMVR=IC)
EXCLUDE | HI | Maalaea | 6504 | 3 | DFO | IC | 2.6 | 2.5 | 0 | 0 |  |  | 0 | 0 |  | Electric Utility | N | OP |  | Internal Combustion (PRMVR=IC)
EXCLUDE | HI | Maalaea | 6504 | 4 | DFO | IC | 5.6 | 5.5 | 0 | 0 |  |  | 0 | 0 |  | Electric Utility | N | OP |  | Internal Combustion (PRMVR=IC)
EXCLUDE | HI | Maalaea | 6504 | 5 | DFO | IC | 5.6 | 5.5 | 0 | 0 |  |  | 0 | 0 |  | Electric Utility | N | OP |  | Internal Combustion (PRMVR=IC)
EXCLUDE | HI | Maalaea | 6504 | 6 | DFO | IC | 5.6 | 5.5 | 0 | 0 |  |  | 0 | 0 |  | Electric Utility | N | OP |  | Internal Combustion (PRMVR=IC)
EXCLUDE | HI | Maalaea | 6504 | 7 | DFO | IC | 5.6 | 5.5 | 0 | 0 |  |  | 0 | 0 |  | Electric Utility | N | OP |  | Internal Combustion (PRMVR=IC)
EXCLUDE | HI | Maalaea | 6504 | 8 | DFO | IC | 5.6 | 5.5 | 0 | 0 |  |  | 0 | 0 |  | Electric Utility | N | OP |  | Internal Combustion (PRMVR=IC)
EXCLUDE | HI | Maalaea | 6504 | 9 | DFO | IC | 5.6 | 5.5 | 0 | 0 |  |  | 0 | 0 |  | Electric Utility | N | OP |  | Internal Combustion (PRMVR=IC)
EXCLUDE | HI | Maalaea | 6504 | 10 | DFO | IC | 12.5 | 12.3 | 0 | 0 |  |  | 0 | 0 |  | Electric Utility | N | OP |  | Internal Combustion (PRMVR=IC)
EXCLUDE | HI | Maalaea | 6504 | 11 | DFO | IC | 12.5 | 12.3 | 0 | 0 |  |  | 0 | 0 |  | Electric Utility | N | OP |  | Internal Combustion (PRMVR=IC)
EXCLUDE | HI | Maalaea | 6504 | 12 | DFO | IC | 12.5 | 12.3 | 0 | 0 |  |  | 0 | 0 |  | Electric Utility | N | OP |  | Internal Combustion (PRMVR=IC)
EXCLUDE | HI | Maalaea | 6504 | 13 | DFO | IC | 12.5 | 12.3 | 0 | 0 |  |  | 0 | 0 |  | Electric Utility | N | OP |  | Internal Combustion (PRMVR=IC)
EXCLUDE | HI | Maalaea | 6504 | 14 | DFO | CC | 23.6 | 21.1 | 0 | 112798.4324 |  |  | 112798.4324 | 81457.5112 |  | Electric Utility | N | OP |  | Combined Cycle (PRMVR=CC) unit under 25MW
EXCLUDE | HI | Maalaea | 6504 | 15 | DFO | CC | 18 | 12 | 0 | 86032.7027 |  |  | 86032.7027 | 62128.6102 |  | Electric Utility | N | OP |  | Combined Cycle (PRMVR=CC) unit under 25MW
EXCLUDE | HI | Maalaea | 6504 | 16 | DFO | CC | 23.6 | 21.1 | 0 | 112798.4324 |  |  | 112798.4324 | 81457.5112 |  | Electric Utility | N | OP |  | Combined Cycle (PRMVR=CC) unit under 25MW
OTHCC | HI | Maalaea | 6504 | 17 | DFO | CC | 25 | 17.6 | 0 | 119489.8649 |  |  | 119489.8649 | 86289.7364 |  | Electric Utility | N | OP
EXCLUDE | HI | Maalaea | 6504 | 18 | DFO | CC | 18 | 13.8 | 0 | 86032.7027 |  |  | 86032.7027 | 62128.6102 |  | Electric Utility | N | OP |  | Combined Cycle (PRMVR=CC) unit under 25MW
OTHCC | HI | Maalaea | 6504 | 19 | DFO | CC | 25 | 17.6 | 0 | 119489.8649 |  |  | 119489.8649 | 86289.7364 |  | Electric Utility | N | OP
EXCLUDE | HI | Maalaea | 6504 | X1 | DFO | IC | 2.6 | 2.5 | 0 | 0 |  |  | 0 | 0 |  | Electric Utility | N | OP |  | Internal Combustion (PRMVR=IC)
EXCLUDE | HI | Maalaea | 6504 | X2 | DFO | IC | 2.6 | 2.5 | 0 | 0 |  |  | 0 | 0 |  | Electric Utility | N | OP |  | Internal Combustion (PRMVR=IC)
EXCLUDE | HI | Miki Basin | 7264 | LL1 | DFO | IC | 1 | 1 | 0 | 0 |  |  | 0 | 0 |  | Electric Utility | N | OP |  | Internal Combustion (PRMVR=IC)
EXCLUDE | HI | Miki Basin | 7264 | LL2 | DFO | IC | 1 | 1 | 0 | 0 |  |  | 0 | 0 |  | Electric Utility | N | OP |  | Internal Combustion (PRMVR=IC)
EXCLUDE | HI | Miki Basin | 7264 | LL3 | DFO | IC | 1 | 1 | 0 | 0 |  |  | 0 | 0 |  | Electric Utility | N | OP |  | Internal Combustion (PRMVR=IC)
EXCLUDE | HI | Miki Basin | 7264 | LL4 | DFO | IC | 1 | 1 | 0 | 0 |  |  | 0 | 0 |  | Electric Utility | N | OP |  | Internal Combustion (PRMVR=IC)
EXCLUDE | HI | Miki Basin | 7264 | LL5 | DFO | IC | 1 | 1 | 0 | 0 |  |  | 0 | 0 |  | Electric Utility | N | OP |  | Internal Combustion (PRMVR=IC)
EXCLUDE | HI | Miki Basin | 7264 | LL6 | DFO | IC | 1 | 1 | 0 | 0 |  |  | 0 | 0 |  | Electric Utility | N | OP |  | Internal Combustion (PRMVR=IC)
EXCLUDE | HI | Miki Basin | 7264 | LL7 | DFO | IC | 2.2 | 2.1 | 0 | 0 |  |  | 0 | 0 |  | Electric Utility | N | OP |  | Internal Combustion (PRMVR=IC)
EXCLUDE | HI | Miki Basin | 7264 | LL8 | DFO | IC | 2.2 | 2.1 | 0 | 0 |  |  | 0 | 0 |  | Electric Utility | N | OP |  | Internal Combustion (PRMVR=IC)
EXCLUDE | HI | Mililani South Solar Farm | 57242 | 1 | SUN | PV | 5 | 5 | 0 | 0 |  |  | 0 | 0 |  | IPP Non-CHP | N | P |  | Non Combustion (NUC, WAT, WND, GEO, or SUN)
EXCLUDE | HI | Pakini Nui Wind Farm | 56378 | 1 | WND | WT | 21 | 21 | 0 | 116904 |  |  | 116904 | 0 |  | IPP Non-CHP | N | OP |  | Non Combustion (NUC, WAT, WND, GEO, or SUN)
EXCLUDE | HI | Palaau Power | 792 | 7 | DFO | IC | 2.2 | 2.1 | 0 | 0 |  |  | 0 | 0 |  | Electric Utility | N | OP |  | Internal Combustion (PRMVR=IC)
EXCLUDE | HI | Palaau Power | 792 | 8 | DFO | IC | 2.2 | 2.1 | 0 | 0 |  |  | 0 | 0 |  | Electric Utility | N | OP |  | Internal Combustion (PRMVR=IC)
EXCLUDE | HI | Palaau Power | 792 | 9 | DFO | IC | 2.2 | 2.1 | 0 | 0 |  |  | 0 | 0 |  | Electric Utility | N | OP |  | Internal Combustion (PRMVR=IC)
EXCLUDE | HI | Palaau Power | 792 | 15 | DFO | GT | 2.5 | 2 | 0 | 239 |  |  | 239 | 359.1878 |  | Electric Utility | N | OP |  | Simple Cycle Turbine (PRMVR=GT or OT) unit under 25MW
EXCLUDE | HI | Palaau Power | 792 | CAT1 | DFO | IC | 1.2 | 1.2 | 0 | 0 |  |  | 0 | 0 |  | Electric Utility | N | OP |  | Internal Combustion (PRMVR=IC)
EXCLUDE | HI | Palaau Power | 792 | CAT2 | DFO | IC | 1.2 | 1.2 | 0 | 0 |  |  | 0 | 0 |  | Electric Utility | N | OP |  | Internal Combustion (PRMVR=IC)
EXCLUDE | HI | Palaau Power | 792 | CUM3 | DFO | IC | 0.9 | 0.9 | 0 | 0 |  |  | 0 | 0 |  | Electric Utility | N | OP |  | Internal Combustion (PRMVR=IC)
EXCLUDE | HI | Palaau Power | 792 | CUM4 | DFO | IC | 0.9 | 0.9 | 0 | 0 |  |  | 0 | 0 |  | Electric Utility | N | OP |  | Internal Combustion (PRMVR=IC)
EXCLUDE | HI | Palaau Power | 792 | CUM5 | DFO | IC | 0.9 | 0.9 | 0 | 0 |  |  | 0 | 0 |  | Electric Utility | N | OP |  | Internal Combustion (PRMVR=IC)
EXCLUDE | HI | Palaau Power | 792 | CUM6 | DFO | IC | 0.9 | 0.9 | 0 | 0 |  |  | 0 | 0 |  | Electric Utility | N | OP |  | Internal Combustion (PRMVR=IC)
EXCLUDE | HI | Port Allen | 6474 | 3 | DFO | IC | 2.7 | 2.5 | 0 | 0 |  |  | 0 | 0 |  | Electric Utility | N | OP |  | Internal Combustion (PRMVR=IC)
EXCLUDE | HI | Port Allen | 6474 | 4 | DFO | IC | 2.7 | 2.5 | 0 | 0 |  |  | 0 | 0 |  | Electric Utility | N | OP |  | Internal Combustion (PRMVR=IC)
EXCLUDE | HI | Port Allen | 6474 | 5 | DFO | IC | 2.7 | 2.5 | 0 | 0 |  |  | 0 | 0 |  | Electric Utility | N | OP |  | Internal Combustion (PRMVR=IC)
EXCLUDE | HI | Port Allen | 6474 | 8 | DFO | IC | 8.6 | 7.6 | 0 | 0 |  |  | 0 | 0 |  | Electric Utility | N | OP |  | Internal Combustion (PRMVR=IC)
EXCLUDE | HI | Port Allen | 6474 | 9 | DFO | IC | 8.6 | 7.6 | 0 | 0 |  |  | 0 | 0 |  | Electric Utility | N | OP |  | Internal Combustion (PRMVR=IC)
EXCLUDE | HI | Port Allen | 6474 | D6 | DFO | IC | 8.6 | 7.6 | 0 | 0 |  |  | 0 | 0 |  | Electric Utility | N | OP |  | Internal Combustion (PRMVR=IC)
EXCLUDE | HI | Port Allen | 6474 | D7 | DFO | IC | 8.6 | 7.6 | 0 | 0 |  |  | 0 | 0 |  | Electric Utility | N | OP |  | Internal Combustion (PRMVR=IC)
EXCLUDE | HI | Port Allen | 6474 | GT1 | DFO | CC | 19.2 | 17.5 | 0 | 11714.8981 |  |  | 11714.8981 | 14839.982 |  | Electric Utility | N | OP |  | Combined Cycle (PRMVR=CC) unit under 25MW
EXCLUDE | HI | Port Allen | 6474 | GT2 | DFO | CC | 23.8 | 22.6 | 0 | 14521.5925 |  |  | 14521.5925 | 18395.3944 |  | Electric Utility | N | OP |  | Combined Cycle (PRMVR=CC) unit under 25MW
EXCLUDE | HI | Port Allen | 6474 | IC1 | DFO | IC | 2 | 1.7 | 0 | 0 |  |  | 0 | 0 |  | Electric Utility | N | OP |  | Internal Combustion (PRMVR=IC)
EXCLUDE | HI | Port Allen | 6474 | IC2 | DFO | IC | 2 | 1.7 | 0 | 0 |  |  | 0 | 0 |  | Electric Utility | N | OP |  | Internal Combustion (PRMVR=IC)
EXCLUDE | HI | Port Allen | 6474 | ST1 | DFO | CC | 10 | 9 | 0 | 6101.5094 |  |  | 6101.5094 | 7729.1573 |  | Electric Utility | N | OP |  | Combined Cycle (PRMVR=CC) unit under 25MW
EXCLUDE | HI | Puna | 7130 | 1 | RFO | ST | 15.5 | 14 | 0 | 68039 |  |  | 68039 | 82973.9595 |  | Electric Utility | N | OP |  | Steam unit (PRMVR=ST) under 25MW/250 MMBtu/hr
EXCLUDE | HI | Puna | 7130 | 3 | DFO | GT | 23.6 | 20 | 0 | 12979 |  |  | 12979 | 12758.3424 |  | Electric Utility | N | OP |  | Simple Cycle Turbine (PRMVR=GT or OT) unit under 25MW
EXCLUDE | HI | Puna Geothermal Venture I | 52028 | OEC11 | GEO | ST | 3.5 | 3.1 | 0 | 22388.8 |  |  | 22388.8 | 0 |  | IPP Non-CHP | N | OP |  | Non Combustion (NUC, WAT, WND, GEO, or SUN)
EXCLUDE | HI | Puna Geothermal Venture I | 52028 | OEC12 | GEO | ST | 3.5 | 3.1 | 0 | 22388.8 |  |  | 22388.8 | 0 |  | IPP Non-CHP | N | OP |  | Non Combustion (NUC, WAT, WND, GEO, or SUN)
EXCLUDE | HI | Puna Geothermal Venture I | 52028 | OEC13 | GEO | ST | 3.5 | 3.1 | 0 | 22388.8 |  |  | 22388.8 | 0 |  | IPP Non-CHP | N | OP |  | Non Combustion (NUC, WAT, WND, GEO, or SUN)
EXCLUDE | HI | Puna Geothermal Venture I | 52028 | OEC14 | GEO | ST | 3.5 | 3.1 | 0 | 22388.8 |  |  | 22388.8 | 0 |  | IPP Non-CHP | N | OP |  | Non Combustion (NUC, WAT, WND, GEO, or SUN)
EXCLUDE | HI | Puna Geothermal Venture I | 52028 | OEC15 | GEO | ST | 3.5 | 3.1 | 0 | 22388.8 |  |  | 22388.8 | 0 |  | IPP Non-CHP | N | OP |  | Non Combustion (NUC, WAT, WND, GEO, or SUN)
EXCLUDE | HI | Puna Geothermal Venture I | 52028 | OEC21 | GEO | ST | 3.5 | 3.1 | 0 | 22388.8 |  |  | 22388.8 | 0 |  | IPP Non-CHP | N | OP |  | Non Combustion (NUC, WAT, WND, GEO, or SUN)
EXCLUDE | HI | Puna Geothermal Venture I | 52028 | OEC22 | GEO | ST | 3.5 | 3.1 | 0 | 22388.8 |  |  | 22388.8 | 0 |  | IPP Non-CHP | N | OP |  | Non Combustion (NUC, WAT, WND, GEO, or SUN)
EXCLUDE | HI | Puna Geothermal Venture I | 52028 | OEC23 | GEO | ST | 3.5 | 3.1 | 0 | 22388.8 |  |  | 22388.8 | 0 |  | IPP Non-CHP | N | OP |  | Non Combustion (NUC, WAT, WND, GEO, or SUN)
EXCLUDE | HI | Puna Geothermal Venture I | 52028 | OEC24 | GEO | ST | 3.5 | 3.1 | 0 | 22388.8 |  |  | 22388.8 | 0 |  | IPP Non-CHP | N | OP |  | Non Combustion (NUC, WAT, WND, GEO, or SUN)
EXCLUDE | HI | Puna Geothermal Venture I | 52028 | OEC25 | GEO | ST | 3.5 | 3.1 | 0 | 22388.8 |  |  | 22388.8 | 0 |  | IPP Non-CHP | N | OP |  | Non Combustion (NUC, WAT, WND, GEO, or SUN)
EXCLUDE | HI | Puna Geothermal Venture I | 52028 | OEC31 | GEO | BT | 8 | 6 | 0 | 0 |  |  | 0 | 0 |  | IPP Non-CHP | N | V |  | Non Combustion (NUC, WAT, WND, GEO, or SUN)
EXCLUDE | HI | Puna Geothermal Venture I | 52028 | OEC32 | GEO | BT | 8 | 5 | 0 | 0 |  |  | 0 | 0 |  | IPP Non-CHP | N | V |  | Non Combustion (NUC, WAT, WND, GEO, or SUN)
EXCLUDE | HI | Puueo | 771 | 1 | WAT | HY | 0.7 | 0.7 | 0 | 3580.6129 |  |  | 3580.6129 | 0 |  | Electric Utility | N | OP |  | Non Combustion (NUC, WAT, WND, GEO, or SUN)
EXCLUDE | HI | Puueo | 771 | 2 | WAT | HY | 1.5 | 1.7 | 0 | 0 |  |  | 0 | 0 |  | Electric Utility | N | RE | 2002 | Non Combustion (NUC, WAT, WND, GEO, or SUN)
EXCLUDE | HI | Puueo | 771 | 2A | WAT | HY | 2.4 | 2.4 | 0 | 12276.3871 |  |  | 12276.3871 | 0 |  | Electric Utility | N | OP |  | Non Combustion (NUC, WAT, WND, GEO, or SUN)
EXCLUDE | HI | Shipman | 6478 | 1 | RFO | ST | 3.5 | 3.4 | 0 | 0 |  |  | 0 | 0 |  | Electric Utility | N | RE | 2001 | Steam unit (PRMVR=ST) under 25MW/250 MMBtu/hr
EXCLUDE | HI | Shipman | 6478 | 3 | RFO | ST | 7.5 | 7.5 | 0 | 1871 |  |  | 1871 | 2685.9705 |  | Electric Utility | N | OP |  | Steam unit (PRMVR=ST) under 25MW/250 MMBtu/hr
EXCLUDE | HI | Shipman | 6478 | 4 | RFO | ST | 7.5 | 7.5 | 0 | 2848 |  |  | 2848 | 4088.5323 |  | Electric Utility | N | OP |  | Steam unit (PRMVR=ST) under 25MW/250 MMBtu/hr
EXCLUDE | HI | Tesoro Hawaii | 10093 | GEN1 | WO | GT | 20 | 20 | 0 | 114336.6 | 0.39219 | 806128.6527 | 291533.6954 | 110335.4451 |  | Industrial CHP | Y | OP |  | Simple Cycle Turbine (PRMVR=GT or OT) unit under 25MW
EXCLUDE | HI | W H Hill | 772 | 5 | RFO | ST | 14.1 | 14.1 | 0 | 127751 |  |  | 127751 | 138130.4546 |  | Electric Utility | N | OP |  | Steam unit (PRMVR=ST) under 25MW/250 MMBtu/hr
EXCLUDE | HI | W H Hill | 772 | 6 | RFO | ST | 23 | 21.4 | 0 | 67639 |  |  | 67639 | 73134.5024 |  | Electric Utility | N | OP |  | Steam unit (PRMVR=ST) under 25MW/250 MMBtu/hr
EXCLUDE | HI | Waiau | 774 | 1 | WAT | HY | 0.7 | 0.7 | 0 | 2899.4 |  |  | 2899.4 | 0 |  | Electric Utility | N | OP |  | Non Combustion (NUC, WAT, WND, GEO, or SUN)
EXCLUDE | HI | Waiau | 774 | 2 | WAT | HY | 0.3 | 0.3 | 0 | 1242.6 |  |  | 1242.6 | 0 |  | Electric Utility | N | OP |  | Non Combustion (NUC, WAT, WND, GEO, or SUN)
SSTLOGN | HI | Waiau | 766 | W10 | DFO | GT | 51.3 | 51.2 | 0 | 4405 |  |  | 4405 | 6492.9358 |  | Electric Utility | N | OP
OGST | HI | Waiau | 766 | W3 | RFO | ST | 50 | 47.2 | 0 | 45440 |  |  | 45440 | 40232.5899 |  | Electric Utility | N | OP
OGST | HI | Waiau | 766 | W4 | RFO | ST | 50 | 47.7 | 0 | 52652 |  |  | 52652 | 46618.097 |  | Electric Utility | N | OP
OGST | HI | Waiau | 766 | W5 | RFO | ST | 54.4 | 51.9 | 0 | 108077 |  |  | 108077 | 95691.409 |  | Electric Utility | N | OP
OGST | HI | Waiau | 766 | W6 | RFO | ST | 54.4 | 51.8 | 0 | 165640 |  |  | 165640 | 146657.7068 |  | Electric Utility | N | OP
OGST | HI | Waiau | 766 | W7 | RFO | ST | 81.6 | 77.8 | 0 | 303345 |  |  | 303345 | 268581.7561 |  | Electric Utility | N | OP
OGST | HI | Waiau | 766 | W8 | RFO | ST | 81.6 | 77.8 | 0 | 339306 |  |  | 339306 | 300421.6366 |  | Electric Utility | N | OP
SSTLOGN | HI | Waiau | 766 | W9 | DFO | GT | 51.3 | 51.2 | 0 | 4405 |  |  | 4405 | 6492.9358 |  | Electric Utility | N | OP
EXCLUDE | HI | Wailuku River Hydroelectric | 54827 | 8101 | WAT | HY | 5.2 | 4.9 | 0 | 12284.5 |  |  | 12284.5 | 0 |  | IPP Non-CHP | N | OP |  | Non Combustion (NUC, WAT, WND, GEO, or SUN)
EXCLUDE | HI | Wailuku River Hydroelectric | 54827 | 8102 | WAT | HY | 5.2 | 4.9 | 0 | 12284.5 |  |  | 12284.5 | 0 |  | IPP Non-CHP | N | OP |  | Non Combustion (NUC, WAT, WND, GEO, or SUN)
EXCLUDE | HI | Waimea | 768 | 8 | DFO | IC | 1 | 1 | 0 | 0 |  |  | 0 | 0 |  | Electric Utility | N | RE | 2001 | Internal Combustion (PRMVR=IC)
EXCLUDE | HI | Waimea | 768 | 9 | DFO | IC | 1 | 1 | 0 | 0 |  |  | 0 | 0 |  | Electric Utility | N | RE | 2001 | Internal Combustion (PRMVR=IC)
EXCLUDE | HI | Waimea | 768 | 10 | DFO | IC | 1 | 1 | 0 | 0 |  |  | 0 | 0 |  | Electric Utility | N | RE | 2001 | Internal Combustion (PRMVR=IC)
EXCLUDE | HI | Waimea | 768 | 12 | DFO | IC | 2.5 | 2.5 | 0 | 0 |  |  | 0 | 0 |  | Electric Utility | N | OP |  | Internal Combustion (PRMVR=IC)
EXCLUDE | HI | Waimea | 768 | 13 | DFO | IC | 2.5 | 2.5 | 0 | 0 |  |  | 0 | 0 |  | Electric Utility | N | OP |  | Internal Combustion (PRMVR=IC)
EXCLUDE | HI | Waimea | 768 | 14 | DFO | IC | 2.5 | 2.5 | 0 | 0 |  |  | 0 | 0 |  | Electric Utility | N | OP |  | Internal Combustion (PRMVR=IC)
EXCLUDE | HI | Wainiha Hydro | 10413 | WAIA | WAT | HY | 1.8 | 1.7 | 0 | 12060 |  |  | 12060 | 0 |  | Industrial Non-CHP | N | OP |  | Non Combustion (NUC, WAT, WND, GEO, or SUN)
EXCLUDE | HI | Wainiha Hydro | 10413 | WAIB | WAT | HY | 1.8 | 1.7 | 0 | 12060 |  |  | 12060 | 0 |  | Industrial Non-CHP | N | OP |  | Non Combustion (NUC, WAT, WND, GEO, or SUN)
EXCLUDE | IA | 5 in 1 Dam Hydroelectric | 10171 | GEN1 | WAT | HY | 0.7 | 0.7 | 0 | 0 |  |  | 0 | 0 |  | IPP Non-CHP | N | OS |  | Non Combustion (NUC, WAT, WND, GEO, or SUN)
EXCLUDE | IA | 5 in 1 Dam Hydroelectric | 10171 | GEN2 | WAT | HY | 0.7 | 0.7 | 0 | 0 |  |  | 0 | 0 |  | IPP Non-CHP | N | OS |  | Non Combustion (NUC, WAT, WND, GEO, or SUN)
EXCLUDE | IA | 5 in 1 Dam Hydroelectric | 10171 | GEN3 | WAT | HY | 0.7 | 0.7 | 0 | 0 |  |  | 0 | 0 |  | IPP Non-CHP | N | OS |  | Non Combustion (NUC, WAT, WND, GEO, or SUN)
EXCLUDE | IA | Adair Wind Farm | 56810 | AWF | WND | WT | 174.8 | 174.8 | 0 | 531126 |  |  | 531126 | 0 |  | Electric Utility | N | OP |  | Non Combustion (NUC, WAT, WND, GEO, or SUN)
EXCLUDE | IA | AG Processing Inc | 10223 | E.C. | SUB | ST | 8.5 | 8.5 | 0 | 48377 | 0.14444 | 1303616.0059 | 334927.9978 | 167610.4934 |  | Industrial CHP | Y | OP |  | Steam unit (PRMVR=ST) under 25MW/250 MMBtu/hr
EXCLUDE | IA | Agency GT | 7706 | 1 | NG | GT | 19.7 | 15.8 | 0 | 0 |  |  | 0 | 0 |  | Electric Utility | N | RE | 2010 | Simple Cycle Turbine (PRMVR=GT or OT) unit under 25MW
EXCLUDE | IA | Agency GT | 7706 | 2 | NG | GT | 19.7 | 15.5 | 0 | 0 |  |  | 0 | 0 |  | Electric Utility | N | RE | 2010 | Simple Cycle Turbine (PRMVR=GT or OT) unit under 25MW
EXCLUDE | IA | Agency GT | 7706 | 3 | NG | GT | 19.7 | 12.2 | 0 | 0 |  |  | 0 | 0 |  | Electric Utility | N | RE | 2010 | Simple Cycle Turbine (PRMVR=GT or OT) unit under 25MW
EXCLUDE | IA | Agency GT | 7706 | 4 | NG | GT | 19.7 | 16.6 | 0 | 0 |  |  | 0 | 0 |  | Electric Utility | N | RE | 2010 | Simple Cycle Turbine (PRMVR=GT or OT) unit under 25MW
EXCLUDE | IA | Algona | 1120 | 3 | DFO | IC | 0.7 | 0.6 | 0 | 0 |  |  | 0 | 0 |  | Electric Utility | N | RE | 2003 | Internal Combustion (PRMVR=IC)
EXCLUDE | IA | Algona | 1120 | 4 | DFO | IC | 1 | 0.8 | 0 | 0 |  |  | 0 | 0 |  | Electric Utility | N | RE | 2002 | Internal Combustion (PRMVR=IC)
EXCLUDE | IA | Algona | 1120 | 5 | DFO | IC | 1.5 | 1.1 | 0 | 0 |  |  | 0 | 0 |  | Electric Utility | N | RE | 2002 | Internal Combustion (PRMVR=IC)
EXCLUDE | IA | Algona | 1120 | 6 | DFO | IC | 3.2 | 3.2 | 0 | 0 |  |  | 0 | 0 |  | Electric Utility | N | OP |  | Internal Combustion (PRMVR=IC)
EXCLUDE | IA | Algona | 1120 | 7 | DFO | IC | 4.1 | 4.1 | 0 | 0 |  |  | 0 | 0 |  | Electric Utility | N | OP |  | Internal Combustion (PRMVR=IC)
EXCLUDE | IA | Algona | 1120 | 8 | DFO | IC | 4.4 | 4.4 | 0 | 0 |  |  | 0 | 0 |  | Electric Utility | N | OP |  | Internal Combustion (PRMVR=IC)
EXCLUDE | IA | Algona | 1120 | 9 | DFO | IC | 4.4 | 4.4 | 0 | 0 |  |  | 0 | 0 |  | Electric Utility | N | OP |  | Internal Combustion (PRMVR=IC)
EXCLUDE | IA | Allendorf | 56215 | A1 | WND | WT | 1.2 | 1.2 | 0 | 426 |  |  | 426 | 0 |  | IPP Non-CHP | N | OP |  | Non Combustion (NUC, WAT, WND, GEO, or SUN)
EXCLUDE | IA | Alliant 1 Wind | 56660 | 1 | WND | WT | 110 | 110 | 0 | 0 |  |  | 0 | 0 |  | IPP Non-CHP | N | IP |  | Non Combustion (NUC, WAT, WND, GEO, or SUN)
EXCLUDE | IA | Alliant SBD 8501 Aegon LI | 54714 | 1265 | DFO | IC | 1 | 1 | 0 | 0 |  |  | 0 | 0 |  | IPP Non-CHP | N | SB |  | Internal Combustion (PRMVR=IC)
EXCLUDE | IA | Alliant SBD 8501 Aegon LI | 54714 | 1270 | DFO | IC | 1 | 1 | 0 | 0 |  |  | 0 | 0 |  | IPP Non-CHP | N | SB |  | Internal Combustion (PRMVR=IC)
EXCLUDE | IA | Alliant SBD 8501 Aegon LI | 54714 | 1794 | DFO | IC | 1.1 | 1.1 | 0 | 0 |  |  | 0 | 0 |  | IPP Non-CHP | N | SB |  | Internal Combustion (PRMVR=IC)
EXCLUDE | IA | Alliant SBD 8601 Vertis | 54720 | 2736 | DFO | IC | 1.5 | 1.5 | 0 | 0 |  |  | 0 | 0 |  | IPP Non-CHP | N | SB |  | Internal Combustion (PRMVR=IC)
EXCLUDE | IA | Alliant SBD 8601 Vertis | 54720 | 3489 | DFO | IC | 1 | 1 | 0 | 0 |  |  | 0 | 0 |  | IPP Non-CHP | N | SB |  | Internal Combustion (PRMVR=IC)
EXCLUDE | IA | Alliant SBD 8601 Vertis | 54720 | 7164 | DFO | IC | 1.1 | 1.1 | 0 | 0 |  |  | 0 | 0 |  | IPP Non-CHP | N | SB |  | Internal Combustion (PRMVR=IC)
EXCLUDE | IA | Alliant SBD 8602 Marion Sub | 54716 | 1536 | DFO | IC | 1.5 | 1.5 | 0 | 0 |  |  | 0 | 0 |  | IPP Non-CHP | N | SB |  | Internal Combustion (PRMVR=IC)
EXCLUDE | IA | Alliant SBD 8602 Marion Sub | 54716 | 2734 | DFO | IC | 1.5 | 1.5 | 0 | 0 |  |  | 0 | 0 |  | IPP Non-CHP | N | SB |  | Internal Combustion (PRMVR=IC)
EXCLUDE | IA | Alliant SBD 8602 Marion Sub | 54716 | 2741 | DFO | IC | 1.1 | 1.1 | 0 | 0 |  |  | 0 | 0 |  | IPP Non-CHP | N | SB |  | Internal Combustion (PRMVR=IC)
EXCLUDE | IA | Alliant SBD 8602 Marion Sub | 54716 | 2785 | DFO | IC | 1.5 | 1.5 | 0 | 0 |  |  | 0 | 0 |  | IPP Non-CHP | N | SB |  | Internal Combustion (PRMVR=IC)
EXCLUDE | IA | Alliant SBD 8603 Donnelley | 54713 | 1233 | DFO | IC | 1 | 1 | 0 | 0 |  |  | 0 | 0 |  | IPP Non-CHP | N | RE | 2000 | Internal Combustion (PRMVR=IC)
EXCLUDE | IA | Alliant SBD 9106 Rockwell CR | 54717 | 2671 | DFO | IC | 1.6 | 1.6 | 0 | 0 |  |  | 0 | 0 |  | IPP Non-CHP | N | SB |  | Internal Combustion (PRMVR=IC)
EXCLUDE | IA | Alliant SBD 9106 Rockwell CR | 54717 | 2672 | DFO | IC | 1.6 | 1.6 | 0 | 0 |  |  | 0 | 0 |  | IPP Non-CHP | N | SB |  | Internal Combustion (PRMVR=IC)
EXCLUDE | IA | Alliant SBD 9106 Rockwell CR | 54717 | 2675 | DFO | IC | 1.6 | 1.6 | 0 | 0 |  |  | 0 | 0 |  | IPP Non-CHP | N | SB |  | Internal Combustion (PRMVR=IC)
EXCLUDE | IA | Alliant SBD 9106 Rockwell CR | 54717 | 2678 | DFO | IC | 1.6 | 1.6 | 0 | 0 |  |  | 0 | 0 |  | IPP Non-CHP | N | SB |  | Internal Combustion (PRMVR=IC)
EXCLUDE | IA | Alliant SBD 9106 Rockwell CR | 54717 | 2679 | DFO | IC | 1.6 | 1.6 | 0 | 0 |  |  | 0 | 0 |  | IPP Non-CHP | N | SB |  | Internal Combustion (PRMVR=IC)
EXCLUDE | IA | Alliant SBD 9106 Rockwell CR | 54717 | 2682 | DFO | IC | 1.6 | 1.6 | 0 | 0 |  |  | 0 | 0 |  | IPP Non-CHP | N | SB |  | Internal Combustion (PRMVR=IC)
EXCLUDE | IA | Alliant SBD 9106 Rockwell CR | 54717 | 2683 | DFO | IC | 1.6 | 1.6 | 0 | 0 |  |  | 0 | 0 |  | IPP Non-CHP | N | SB |  | Internal Combustion (PRMVR=IC)
EXCLUDE | IA | Alliant SBD 9106 Rockwell CR | 54717 | 2684 | DFO | IC | 1.6 | 1.6 | 0 | 0 |  |  | 0 | 0 |  | IPP Non-CHP | N | SB |  | Internal Combustion (PRMVR=IC)
EXCLUDE | IA | Alliant SBD 9106 Rockwell CR | 54717 | 2685 | DFO | IC | 1.6 | 1.6 | 0 | 0 |  |  | 0 | 0 |  | IPP Non-CHP | N | SB |  | Internal Combustion (PRMVR=IC)
EXCLUDE | IA | Alliant SBD 9106 Rockwell CR | 54717 | 2690 | DFO | IC | 1.6 | 1.6 | 0 | 0 |  |  | 0 | 0 |  | IPP Non-CHP | N | SB |  | Internal Combustion (PRMVR=IC)
EXCLUDE | IA | Alliant SBD 9107 JBS USA | 54715 | 2665 | DFO | IC | 1.6 | 1.6 | 0 | 0 |  |  | 0 | 0 |  | IPP Non-CHP | N | SB |  | Internal Combustion (PRMVR=IC)
EXCLUDE | IA | Alliant SBD 9107 JBS USA | 54715 | 2688 | DFO | IC | 1.6 | 1.6 | 0 | 0 |  |  | 0 | 0 |  | IPP Non-CHP | N | SB |  | Internal Combustion (PRMVR=IC)
EXCLUDE | IA | Alliant SBD 9107 JBS USA | 54715 | 2689 | DFO | IC | 1.6 | 1.6 | 0 | 0 |  |  | 0 | 0 |  | IPP Non-CHP | N | SB |  | Internal Combustion (PRMVR=IC)
EXCLUDE | IA | Alliant SBD 9107 JBS USA | 54715 | 4644 | DFO | IC | 1.6 | 1.6 | 0 | 0 |  |  | 0 | 0 |  | IPP Non-CHP | N | SB |  | Internal Combustion (PRMVR=IC)
EXCLUDE | IA | Alliant SBD 9107 JBS USA | 54715 | 4658 | DFO | IC | 1.6 | 1.6 | 0 | 0 |  |  | 0 | 0 |  | IPP Non-CHP | N | SB |  | Internal Combustion (PRMVR=IC)
EXCLUDE | IA | Alliant SBD 9107 JBS USA | 54715 | 4659 | DFO | IC | 1.6 | 1.6 | 0 | 0 |  |  | 0 | 0 |  | IPP Non-CHP | N | SB |  | Internal Combustion (PRMVR=IC)
EXCLUDE | IA | Alliant SBD 9107 JBS USA | 54715 | 4660 | DFO | IC | 1.8 | 1.8 | 0 | 0 |  |  | 0 | 0 |  | IPP Non-CHP | N | SB |  | Internal Combustion (PRMVR=IC)
EXCLUDE | IA | Alliant SBD 9201 Norplex | 54712 | 44 | DFO | IC | 1.1 | 1.1 | 0 | 0 |  |  | 0 | 0 |  | IPP Non-CHP | N | SB |  | Internal Combustion (PRMVR=IC)
EXCLUDE | IA | Alliant SBD 9203 Profol | 54719 | 6916 | DFO | IC | 1.8 | 1.8 | 0 | 0 |  |  | 0 | 0 |  | IPP Non-CHP | N | SB |  | Internal Combustion (PRMVR=IC)
EXCLUDE | IA | Alliant SBD 9203 Profol | 54719 | 6917 | DFO | IC | 1.8 | 1.8 | 0 | 0 |  |  | 0 | 0 |  | IPP Non-CHP | N | SB |  | Internal Combustion (PRMVR=IC)
EXCLUDE | IA | Alliant SBD 9203 Profol | 54719 | 6918 | DFO | IC | 2 | 2 | 0 | 0 |  |  | 0 | 0 |  | IPP Non-CHP | N | P |  | Internal Combustion (PRMVR=IC)
EXCLUDE | IA | Alliant SBD 9205 A Y McDonald | 54710 | 1 | DFO | IC | 1.5 | 1.5 | 0 | 0 |  |  | 0 | 0 |  | IPP Non-CHP | N | SB |  | Internal Combustion (PRMVR=IC)
EXCLUDE | IA | Alliant SBD 9205 A Y McDonald | 54710 | 2 | DFO | IC | 1.6 | 1.6 | 0 | 0 |  |  | 0 | 0 |  | IPP Non-CHP | N | SB |  | Internal Combustion (PRMVR=IC)
EXCLUDE | IA | Alliant SBD 9206 Donaldson | 54718 | 4632 | DFO | IC | 1.6 | 1.6 | 0 | 0 |  |  | 0 | 0 |  | IPP Non-CHP | N | SB |  | Internal Combustion (PRMVR=IC)
EXCLUDE | IA | Alliant SBD 9301 Prairie Farms | 54735 | 79 | DFO | IC | 1.8 | 1.8 | 0 | 0 |  |  | 0 | 0 |  | IPP Non-CHP | N | SB |  | Internal Combustion (PRMVR=IC)
EXCLUDE | IA | Alliant SBD 9301 Prairie Farms | 54735 | 80 | DFO | IC | 1.1 | 1.1 | 0 | 0 |  |  | 0 | 0 |  | IPP Non-CHP | N | SB |  | Internal Combustion (PRMVR=IC)
EXCLUDE | IA | Alliant SBD 9302 Aegon NP | 54967 | 7906 | DFO | IC | 1.2 | 1.2 | 0 | 0 |  |  | 0 | 0 |  | IPP Non-CHP | N | SB |  | Internal Combustion (PRMVR=IC)
EXCLUDE | IA | Alliant SBD 9402 Climax | 54930 | 5100 | DFO | IC | 1.6 | 1.6 | 0 | 0 |  |  | 0 | 0 |  | IPP Non-CHP | N | RE | 2011 | Internal Combustion (PRMVR=IC)
EXCLUDE | IA | Alliant SBD 9402 Climax | 54930 | 5200 | DFO | IC | 1.6 | 1.6 | 0 | 0 |  |  | 0 | 0 |  | IPP Non-CHP | N | RE | 2011 | Internal Combustion (PRMVR=IC)
EXCLUDE | IA | Alliant SBD 9402 Climax | 54930 | 5300 | DFO | IC | 1.6 | 1.6 | 0 | 0 |  |  | 0 | 0 |  | IPP Non-CHP | N | RE | 2011 | Internal Combustion (PRMVR=IC)
EXCLUDE | IA | Alliant SBD 9402 Climax | 54930 | 5400 | DFO | IC | 1.6 | 1.6 | 0 | 0 |  |  | 0 | 0 |  | IPP Non-CHP | N | RE | 2011 | Internal Combustion (PRMVR=IC)
EXCLUDE | IA | Alliant SBD 9402 Climax | 54930 | 5500 | DFO | IC | 1.6 | 1.6 | 0 | 0 |  |  | 0 | 0 |  | IPP Non-CHP | N | RE | 2011 | Internal Combustion (PRMVR=IC)
EXCLUDE | IA | Alliant SBD 9403 Aegon DC | 54929 | 6110 | DFO | IC | 1.6 | 1.6 | 0 | 0 |  |  | 0 | 0 |  | IPP Non-CHP | N | RE | 2003 | Internal Combustion (PRMVR=IC)
EXCLUDE | IA | Alliant SBD 9403 Aegon DC | 54929 | 6111 | DFO | IC | 1.1 | 1.1 | 0 | 0 |  |  | 0 | 0 |  | IPP Non-CHP | N | SB |  | Internal Combustion (PRMVR=IC)
EXCLUDE | IA | Alliant SBD 9403 Aegon DC | 54929 | 6112 | DFO | IC | 1.5 | 1.5 | 0 | 0 |  |  | 0 | 0 |  | IPP Non-CHP | N | SB |  | Internal Combustion (PRMVR=IC)
EXCLUDE | IA | Alliant SBD 9403 Aegon DC | 54929 | 6113 | DFO | IC | 1.5 | 1.5 | 0 | 0 |  |  | 0 | 0 |  | IPP Non-CHP | N | SB |  | Internal Combustion (PRMVR=IC)
EXCLUDE | IA | Alliant SBD 9502 Eaton | 54968 | 385 | DFO | IC | 1.8 | 1.8 | 0 | 0 |  |  | 0 | 0 |  | IPP Non-CHP | N | SB |  | Internal Combustion (PRMVR=IC)
EXCLUDE | IA | Alliant SBD 9502 Eaton | 54968 | 386 | DFO | IC | 1.8 | 1.8 | 0 | 0 |  |  | 0 | 0 |  | IPP Non-CHP | N | SB |  | Internal Combustion (PRMVR=IC)
EXCLUDE | IA | Alliant SBD 9502 Eaton | 54968 | 5824 | DFO | IC | 1.8 | 1.8 | 0 | 0 |  |  | 0 | 0 |  | IPP Non-CHP | N | SB |  | Internal Combustion (PRMVR=IC)
EXCLUDE | IA | Alliant SBD 9702 Cedar Graphics | 55315 | GEN1 | DFO | IC | 1 | 1 | 0 | 0 |  |  | 0 | 0 |  | IPP Non-CHP | N | RE | 2007 | Internal Combustion (PRMVR=IC)
EXCLUDE | IA | Alliant SBD 9801 Aegon Martha's Way | 56072 | 1 | DFO | IC | 1.1 | 1 | 0 | 0 |  |  | 0 | 0 |  | IPP Non-CHP | N | SB | 2012 | Internal Combustion (PRMVR=IC)
EXCLUDE | IA | Alliant SBD 9901 GE Capital | 56074 | 1 | DFO | IC | 1.1 | 1.1 | 0 | 0 |  |  | 0 | 0 |  | IPP Non-CHP | N | SB |  | Internal Combustion (PRMVR=IC)
EXCLUDE | IA | Alliant SBD0201 Penford Produc | 55996 | 1 | DFO | IC | 1.8 | 1.8 | 0 | 0 |  |  | 0 | 0 |  | IPP Non-CHP | N | SB |  | Internal Combustion (PRMVR=IC)
EXCLUDE | IA | Alliant SBD0201 Penford Produc | 55996 | 2 | DFO | IC | 1.6 | 1.6 | 0 | 0 |  |  | 0 | 0 |  | IPP Non-CHP | N | SB |  | Internal Combustion (PRMVR=IC)
EXCLUDE | IA | Alliant SBD0201 Penford Produc | 55996 | 3 | DFO | IC | 1.6 | 1.6 | 0 | 0 |  |  | 0 | 0 |  | IPP Non-CHP | N | SB |  | Internal Combustion (PRMVR=IC)
EXCLUDE | IA | Alliant SBD0201 Penford Produc | 55996 | 4 | DFO | IC | 1.1 | 1.1 | 0 | 0 |  |  | 0 | 0 |  | IPP Non-CHP | N | SB |  | Internal Combustion (PRMVR=IC)
EXCLUDE | IA | Alliant SBG 9802 Toyota | 56073 | 1 | NG | IC | 1 | 1 | 0 | 0 |  |  | 0 | 0 |  | IPP Non-CHP | N | SB |  | Internal Combustion (PRMVR=IC)
EXCLUDE | IA | Alta Municipal Utilities | 1121 | 1 | DFO | IC | 1 | 0.9 | 0 | 0 |  |  | 0 | 0 |  | Electric Utility | N | SB |  | Internal Combustion (PRMVR=IC)
EXCLUDE | IA | Alta Municipal Utilities | 1121 | 3 | DFO | IC | 1.1 | 1 | 0 | 0 |  |  | 0 | 0 |  | Electric Utility | N | SB |  | Internal Combustion (PRMVR=IC)
EXCLUDE | IA | Ames Diesel Generating Station | 1052 | 1 | DFO | IC | 1 | 1 | 0 | 0 |  |  | 0 | 0 |  | Electric Utility | N | RE | 2008 | Internal Combustion (PRMVR=IC)
EXCLUDE | IA | Ames Diesel Generating Station | 1052 | 2 | DFO | IC | 1 | 1 | 0 | 0 |  |  | 0 | 0 |  | Electric Utility | N | RE | 2008 | Internal Combustion (PRMVR=IC)
COALST | IA | Ames Electric Services Power Plant | 1122 | 7 | SUB | ST | 37.5 | 35.5 | 525 | 128987 |  |  | 128987 | 188196.95 |  | Electric Utility | N | OP
COALST | IA | Ames Electric Services Power Plant | 1122 | 8 | SUB | ST | 71.3 | 66.2 | 975 | 193604 |  |  | 193604 | 272693.75 |  | Electric Utility | N | OP
EXCLUDE | IA | Ames GT | 6463 | GT1 | DFO | GT | 21.3 | 13.9 | 84.7128 | 38.7027 |  |  | 38.7027 | 80.6531 |  | Electric Utility | N | OP |  | Simple Cycle Turbine (PRMVR=GT or OT) unit under 25MW
SSTLOGN | IA | Ames GT | 6463 | GT2 | DFO | GT | 57.4 | 24.4 | 228.2872 | 104.2973 |  |  | 104.2973 | 217.3469 |  | Electric Utility | N | OP
EXCLUDE | IA | Anderson Erickson | 56138 | 1 | DFO | IC | 2 | 2 | 0 | 0 |  |  | 0 | 0 |  | Electric Utility | N | OP |  | Internal Combustion (PRMVR=IC)
EXCLUDE | IA | Anita | 1123 | 1 | DFO | IC | 0.1 | 0.1 | 0 | 0 |  |  | 0 | 0 |  | Electric Utility | N | RE | 2003 | Internal Combustion (PRMVR=IC)
EXCLUDE | IA | Anita | 1123 | 2 | DFO | IC | 0.2 | 0.1 | 0 | 0 |  |  | 0 | 0 |  | Electric Utility | N | OP |  | Internal Combustion (PRMVR=IC)
EXCLUDE | IA | Anita | 1123 | 3 | DFO | IC | 0.3 | 0.2 | 0 | 0 |  |  | 0 | 0 |  | Electric Utility | N | OP |  | Internal Combustion (PRMVR=IC)
EXCLUDE | IA | Anita | 1123 | 4 | DFO | IC | 0.2 | 0.2 | 0 | 0 |  |  | 0 | 0 |  | Electric Utility | N | OP |  | Internal Combustion (PRMVR=IC)
EXCLUDE | IA | Anita | 1123 | 5 | DFO | IC | 0.2 | 0.2 | 0 | 0 |  |  | 0 | 0 |  | Electric Utility | N | OP |  | Internal Combustion (PRMVR=IC)
EXCLUDE | IA | Anita | 1123 | 6 | DFO | IC | 2 | 2 | 0 | 0 |  |  | 0 | 0 |  | Electric Utility | N | OP |  | Internal Combustion (PRMVR=IC)
EXCLUDE | IA | Archer Daniels Midland Cedar Rapids | 10864 | GEN1 | SUB | ST | 31 | 31 | 0 | 77385 | 0.23737 | 1131096.8655 | 326014.1469 | 220638.3535 |  | Industrial CHP | Y | OP |  | Commercial/Industrial Unit
EXCLUDE | IA | Archer Daniels Midland Cedar Rapids | 10864 | GEN2 | SUB | ST | 31 | 31 | 0 | 129076 | 0.23737 | 1886637.7077 | 543782.4129 | 368018.558 |  | Industrial CHP | Y | OP |  | Commercial/Industrial Unit
EXCLUDE | IA | Archer Daniels Midland Cedar Rapids | 10864 | GEN3 | SUB | ST | 31 | 31 | 0 | 127819 | 0.23737 | 1868264.7832 | 538486.8158 | 364434.6282 |  | Industrial CHP | Y | OP |  | Commercial/Industrial Unit
EXCLUDE | IA | Archer Daniels Midland Cedar Rapids | 10864 | GEN4 | SUB | ST | 31 | 31 | 0 | 130143 | 0.23737 | 1902233.4996 | 548277.5618 | 371060.7642 |  | Industrial CHP | Y | OP |  | Commercial/Industrial Unit
EXCLUDE | IA | Archer Daniels Midland Cedar Rapids | 10864 | GEN5 | SUB | ST | 31 | 31 | 0 | 151206 | 0.23737 | 2210100.5704 | 637013.5697 | 431115.1112 |  | Industrial CHP | Y | OP |  | Commercial/Industrial Unit
EXCLUDE | IA | Archer Daniels Midland Cedar Rapids | 10864 | GEN6 | SUB | ST | 101.1 | 105 | 0 | 344262 | 0.23737 | 5031901.1321 | 1450336.3989 | 1080407.8172 |  | Industrial CHP | Y | OP |  | Commercial/Industrial Unit
EXCLUDE | IA | Archer Daniels Midland Clinton | 10860 | 1A | SUB | ST | 75 | 75 | 0 | 355056 | 0.45754 | 1915033.0248 | 776004.0564 | 883756.0496 |  | Industrial CHP | Y | OP |  | Commercial/Industrial Unit
EXCLUDE | IA | Archer Daniels Midland Clinton | 10860 | 2A | SUB | ST | 105 | 105 | 0 | 435935 | 0.45754 | 2351262.6787 | 952771.7553 | 1085068.8158 |  | Industrial CHP | Y | OP |  | Commercial/Industrial Unit
EXCLUDE | IA | Archer Daniels Midland Clinton | 10860 | GEN1 | BIT | ST | 7.5 | 7.5 | 0 | 0 | 0.45754 | 0 | 0 | 0 |  | Industrial CHP | Y | RE | 2008 | Steam unit (PRMVR=ST) under 25MW/250 MMBtu/hr
EXCLUDE | IA | Archer Daniels Midland Clinton | 10860 | GEN2 | BIT | ST | 3.5 | 3.5 | 0 | 0 | 0.45754 | 0 | 0 | 0 |  | Industrial CHP | Y | RE | 2008 | Steam unit (PRMVR=ST) under 25MW/250 MMBtu/hr
EXCLUDE | IA | Archer Daniels Midland Clinton | 10860 | GEN3 | BIT | ST | 9.4 | 9.4 | 0 | 0 | 0.45754 | 0 | 0 | 0 |  | Industrial CHP | Y | RE | 2008 | Steam unit (PRMVR=ST) under 25MW/250 MMBtu/hr
EXCLUDE | IA | Archer Daniels Midland Clinton | 10860 | GEN4 | BIT | ST | 4 | 4 | 0 | 0 | 0.45754 | 0 | 0 | 0 |  | Industrial CHP | Y | RE | 2008 | Steam unit (PRMVR=ST) under 25MW/250 MMBtu/hr
EXCLUDE | IA | Archer Daniels Midland Clinton | 10860 | GEN5 | BIT | ST | 7 | 7 | 0 | 0 | 0.45754 | 0 | 0 | 0 |  | Industrial CHP | Y | RE | 2008 | Steam unit (PRMVR=ST) under 25MW/250 MMBtu/hr
EXCLUDE | IA | Archer Daniels Midland Des Moines | 10861 | GEN1 | SUB | ST | 7.9 | 7.9 | 0 | 23064 | 0.14175 | 635281.1854 | 162706.699 | 161943.4718 |  | Industrial CHP | Y | OP |  | Steam unit (PRMVR=ST) under 25MW/250 MMBtu/hr
EXCLUDE | IA | Atlantic | 1124 | 1 | DFO | IC | 5.3 | 4 | 0 | 0 |  |  | 0 | 0 |  | Electric Utility | N | OP |  | Internal Combustion (PRMVR=IC)
EXCLUDE | IA | Atlantic | 1124 | 6 | NG | GT | 10 | 9.8 | 0 | 125 |  |  | 125 | 102.8613 |  | Electric Utility | N | OP |  | Simple Cycle Turbine (PRMVR=GT or OT) unit under 25MW
EXCLUDE | IA | Bancroft | 1125 | 4 | DFO | IC | 0.3 | 0.3 | 0 | 0 |  |  | 0 | 0 |  | Electric Utility | N | OP |  | Internal Combustion (PRMVR=IC)
EXCLUDE | IA | Bancroft | 1125 | 5 | DFO | IC | 0.6 | 0.5 | 0 | 0 |  |  | 0 | 0 |  | Electric Utility | N | OP |  | Internal Combustion (PRMVR=IC)
EXCLUDE | IA | Bancroft | 1125 | 6 | DFO | IC | 1.8 | 1.7 | 0 | 0 |  |  | 0 | 0 |  | Electric Utility | N | OP |  | Internal Combustion (PRMVR=IC)
EXCLUDE | IA | Bancroft | 1125 | 7 | DFO | IC | 1.8 | 1.8 | 0 | 0 |  |  | 0 | 0 |  | Electric Utility | N | OP |  | Internal Combustion (PRMVR=IC)
EXCLUDE | IA | Barton Windpower LLC | 56765 | 1 | WND | WT | 28 | 28 | 0 | 71349.775 |  |  | 71349.775 | 0 |  | IPP Non-CHP | N | OP |  | Non Combustion (NUC, WAT, WND, GEO, or SUN)
EXCLUDE | IA | Barton Windpower LLC | 56765 | 2 | WND | WT | 132 | 132 | 0 | 336363.225 |  |  | 336363.225 | 0 |  | IPP Non-CHP | N | OP |  | Non Combustion (NUC, WAT, WND, GEO, or SUN)
EXCLUDE | IA | Bellevue | 1126 | 1 | DFO | IC | 0.6 | 0.5 | 0 | 0 |  |  | 0 | 0 |  | Electric Utility | N | SB |  | Internal Combustion (PRMVR=IC)
EXCLUDE | IA | Bellevue | 1126 | 2 | DFO | IC | 1.6 | 1.6 | 0 | 0 |  |  | 0 | 0 |  | Electric Utility | N | SB |  | Internal Combustion (PRMVR=IC)
EXCLUDE | IA | Bellevue | 1126 | 3 | DFO | IC | 1.8 | 1.7 | 0 | 0 |  |  | 0 | 0 |  | Electric Utility | N | SB |  | Internal Combustion (PRMVR=IC)
EXCLUDE | IA | Bellevue | 1126 | 4 | DFO | IC | 0.7 | 0.6 | 0 | 0 |  |  | 0 | 0 |  | Electric Utility | N | SB |  | Internal Combustion (PRMVR=IC)
EXCLUDE | IA | Bellevue | 1126 | 5 | DFO | IC | 0.9 | 0.7 | 0 | 0 |  |  | 0 | 0 |  | Electric Utility | N | SB |  | Internal Combustion (PRMVR=IC)
EXCLUDE | IA | Bellevue | 1126 | 6 | DFO | IC | 3 | 2.4 | 0 | 0 |  |  | 0 | 0 |  | Electric Utility | N | SB |  | Internal Combustion (PRMVR=IC)
EXCLUDE | IA | Bloomfield | 1127 | 1 | NG | IC | 2.8 | 2.3 | 0 | 0 |  |  | 0 | 0 |  | Electric Utility | N | OP |  | Internal Combustion (PRMVR=IC)
EXCLUDE | IA | Bloomfield | 1127 | 2 | DFO | IC | 0.3 | 0.2 | 0 | 0 |  |  | 0 | 0 |  | Electric Utility | N | OP |  | Internal Combustion (PRMVR=IC)
EXCLUDE | IA | Bloomfield | 1127 | 3 | NG | IC | 2.7 | 2.2 | 0 | 0 |  |  | 0 | 0 |  | Electric Utility | N | OP |  | Internal Combustion (PRMVR=IC)
EXCLUDE | IA | Bloomfield | 1127 | 4 | DFO | IC | 0.3 | 0.2 | 0 | 0 |  |  | 0 | 0 |  | Electric Utility | N | OP |  | Internal Combustion (PRMVR=IC)
EXCLUDE | IA | Bloomfield | 1127 | 5 | NG | IC | 0.9 | 0.8 | 0 | 0 |  |  | 0 | 0 |  | Electric Utility | N | OP |  | Internal Combustion (PRMVR=IC)
EXCLUDE | IA | Bloomfield | 1127 | 6 | NG | IC | 1.5 | 1.2 | 0 | 0 |  |  | 0 | 0 |  | Electric Utility | N | OP |  | Internal Combustion (PRMVR=IC)
EXCLUDE | IA | Brooklyn | 1128 | 1 | DFO | IC | 0.2 | 0.2 | 0 | 0 |  |  | 0 | 0 |  | Electric Utility | N | RE | 2011 | Internal Combustion (PRMVR=IC)
EXCLUDE | IA | Brooklyn | 1128 | 2 | DFO | IC | 0.2 | 0.2 | 0 | 0 |  |  | 0 | 0 |  | Electric Utility | N | RE | 2011 | Internal Combustion (PRMVR=IC)
EXCLUDE | IA | Brooklyn | 1128 | 3 | DFO | IC | 0.3 | 0.2 | 0 | 0 |  |  | 0 | 0 |  | Electric Utility | N | RE | 2011 | Internal Combustion (PRMVR=IC)
EXCLUDE | IA | Brooklyn | 1128 | 4 | NG | IC | 0.5 | 0.5 | 0 | 0 |  |  | 0 | 0 |  | Electric Utility | N | RE | 2010 | Internal Combustion (PRMVR=IC)
EXCLUDE | IA | Brooklyn | 1128 | 5 | NG | IC | 1.1 | 1 | 0 | 0 |  |  | 0 | 0 |  | Electric Utility | N | RE | 2011 | Internal Combustion (PRMVR=IC)
EXCLUDE | IA | Brooklyn | 1128 | 7 | DFO | IC | 2.3 | 2 | 0 | 0 |  |  | 0 | 0 |  | Electric Utility | N | U |  | Internal Combustion (PRMVR=IC)
EXCLUDE | IA | Brooklyn City North Plant | 7922 | 6 | DFO | IC | 2 | 1.8 | 0 | 0 |  |  | 0 | 0 |  | Electric Utility | N | OP |  | Internal Combustion (PRMVR=IC)
EXCLUDE | IA | Bulldog | 57632 | 1 | WND | WT | 1.5 | 1.5 | 0 | 6152.85 |  |  | 6152.85 | 0 |  | IPP Non-CHP | N | OP |  | Non Combustion (NUC, WAT, WND, GEO, or SUN)
COALST | IA | Burlington | 1104 | 1 | SUB | ST | 212 | 192 | 2700 | 1202753 |  |  | 1202753 | 1486888.851 |  | Electric Utility | N | OP
EXCLUDE | IA | Burlington | 1104 | GT1 | NG | GT | 19.7 | 16.6 | 0 | 267.5 |  |  | 267.5 | 374.9764 |  | Electric Utility | N | OP |  | Simple Cycle Turbine (PRMVR=GT or OT) unit under 25MW
EXCLUDE | IA | Burlington | 1104 | GT2 | NG | GT | 19.7 | 15 | 0 | 267.5 |  |  | 267.5 | 374.9764 |  | Electric Utility | N | OP |  | Simple Cycle Turbine (PRMVR=GT or OT) unit under 25MW
EXCLUDE | IA | Burlington | 1104 | GT3 | NG | GT | 19.7 | 15.1 | 0 | 267.5 |  |  | 267.5 | 374.9764 |  | Electric Utility | N | OP |  | Simple Cycle Turbine (PRMVR=GT or OT) unit under 25MW
EXCLUDE | IA | Burlington | 1104 | GT4 | NG | GT | 19.7 | 15.4 | 0 | 267.5 |  |  | 267.5 | 374.9764 |  | Electric Utility | N | OP |  | Simple Cycle Turbine (PRMVR=GT or OT) unit under 25MW
EXCLUDE | IA | Cargill Corn Milling Division | 10855 | GEN1 | SUB | ST | 20 | 18.7 | 0 | 2545.756 | 0.095424 | 109787.2682 | 26678.3618 | 12545.8525 |  | Industrial CHP | Y | SB |  | Steam unit (PRMVR=ST) under 25MW/250 MMBtu/hr
EXCLUDE | IA | Cargill Corn Milling Division | 10855 | GEN2 | SUB | ST | 20 | 18 | 0 | 119443.08 | 0.095424 | 5151055.1104 | 1251709.004 | 588632.7135 |  | Industrial CHP | Y | OP |  | Steam unit (PRMVR=ST) under 25MW/250 MMBtu/hr
EXCLUDE | IA | Carroll Wind Farm | 56809 | CWF | WND | WT | 150 | 150 | 0 | 514541 |  |  | 514541 | 0 |  | Electric Utility | N | OP |  | Non Combustion (NUC, WAT, WND, GEO, or SUN)
EXCLUDE | IA | Cascade | 1129 | 1 | DFO | IC | 0.7 | 0.7 | 0 | 0 |  |  | 0 | 0 |  | Electric Utility | N | OP |  | Internal Combustion (PRMVR=IC)
EXCLUDE | IA | Cascade | 1129 | 2 | DFO | IC | 2 | 1.9 | 0 | 0 |  |  | 0 | 0 |  | Electric Utility | N | OP |  | Internal Combustion (PRMVR=IC)
EXCLUDE | IA | Cascade | 1129 | 4 | DFO | IC | 0.7 | 0.5 | 0 | 0 |  |  | 0 | 0 |  | Electric Utility | N | OP |  | Internal Combustion (PRMVR=IC)
EXCLUDE | IA | Cascade | 1129 | 3A | DFO | IC | 1.8 | 1.8 | 0 | 0 |  |  | 0 | 0 |  | Electric Utility | N | OP |  | Internal Combustion (PRMVR=IC)
EXCLUDE | IA | Centerville | 1105 | 1 | DFO | IC | 2 | 2.1 | 0 | 0 |  |  | 0 | 0 |  | Electric Utility | N | SB |  | Internal Combustion (PRMVR=IC)
EXCLUDE | IA | Centerville | 1105 | 2 | DFO | IC | 2 | 1.8 | 0 | 0 |  |  | 0 | 0 |  | Electric Utility | N | SB |  | Internal Combustion (PRMVR=IC)
EXCLUDE | IA | Centerville | 1105 | 3 | DFO | IC | 2 | 1.9 | 0 | 0 |  |  | 0 | 0 |  | Electric Utility | N | SB |  | Internal Combustion (PRMVR=IC)
SSTLOGN | IA | Centerville | 1105 | GT1 | DFO | GT | 27 | 24.9 | 377 | 927 |  |  | 927 | 1180.9258 |  | Electric Utility | N | OP
SSTLOGN | IA | Centerville | 1105 | GT2 | DFO | GT | 27 | 26.3 | 377 | 927 |  |  | 927 | 2032.6559 |  | Electric Utility | N | OP
EXCLUDE | IA | Century | 56252 | CWF | WND | WT | 185 | 185 | 0 | 503166.7 |  |  | 503166.7 | 0 |  | Electric Utility | N | OP |  | Non Combustion (NUC, WAT, WND, GEO, or SUN)
EXCLUDE | IA | Century | 56252 | CWF2 | WND | WT | 15 | 15 | 0 | 40797.3 |  |  | 40797.3 | 0 |  | Electric Utility | N | OP |  | Non Combustion (NUC, WAT, WND, GEO, or SUN)
EXCLUDE | IA | Charles City Wind Farm | 56677 | CCWF | WND | WT | 75 | 75 | 0 | 218260 |  |  | 218260 | 0 |  | Electric Utility | N | OP |  | Non Combustion (NUC, WAT, WND, GEO, or SUN)
EXCLUDE | IA | Coggon | 1132 | 3 | DFO | IC | 0.2 | 0.2 | 0 | 0 |  |  | 0 | 0 |  | Electric Utility | N | RE | 2003 | Internal Combustion (PRMVR=IC)
EXCLUDE | IA | Coggon | 1132 | 4 | DFO | IC | 0.6 | 0.6 | 0 | 0 |  |  | 0 | 0 |  | Electric Utility | N | OP |  | Internal Combustion (PRMVR=IC)
EXCLUDE | IA | Coggon | 1132 | IC1 | DFO | IC | 0.6 | 0.6 | 0 | 0 |  |  | 0 | 0 |  | Electric Utility | N | OP |  | Internal Combustion (PRMVR=IC)
EXCLUDE | IA | Coggon | 1132 | IC5 | DFO | IC | 2 | 2 | 0 | 0 |  |  | 0 | 0 |  | Electric Utility | N | OP |  | Internal Combustion (PRMVR=IC)
EXCLUDE | IA | Coon Rapids II | 7847 | 1 | DFO | IC | 1.8 | 1.7 | 0 | 0 |  |  | 0 | 0 |  | Electric Utility | N | SB |  | Internal Combustion (PRMVR=IC)
EXCLUDE | IA | Coon Rapids II | 7847 | 2 | DFO | IC | 1.8 | 1.7 | 0 | 0 |  |  | 0 | 0 |  | Electric Utility | N | SB |  | Internal Combustion (PRMVR=IC)
EXCLUDE | IA | Coon Rapids II | 7847 | 3 | DFO | IC | 1.8 | 1.7 | 0 | 0 |  |  | 0 | 0 |  | Electric Utility | N | SB |  | Internal Combustion (PRMVR=IC)
EXCLUDE | IA | Coralville GT | 1079 | 1 | NG | GT | 18 | 16.1 | 0 | 124.5 |  |  | 124.5 | 473.6882 |  | Electric Utility | N | OP |  | Simple Cycle Turbine (PRMVR=GT or OT) unit under 25MW
EXCLUDE | IA | Coralville GT | 1079 | 2 | NG | GT | 18 | 16.6 | 0 | 124.5 |  |  | 124.5 | 473.6882 |  | Electric Utility | N | OP |  | Simple Cycle Turbine (PRMVR=GT or OT) unit under 25MW
EXCLUDE | IA | Coralville GT | 1079 | 3 | NG | GT | 18 | 16.1 | 0 | 124.5 |  |  | 124.5 | 473.6882 |  | Electric Utility | N | OP |  | Simple Cycle Turbine (PRMVR=GT or OT) unit under 25MW
EXCLUDE | IA | Coralville GT | 1079 | 4 | NG | GT | 18 | 15.9 | 0 | 124.5 |  |  | 124.5 | 473.6882 |  | Electric Utility | N | OP |  | Simple Cycle Turbine (PRMVR=GT or OT) unit under 25MW
EXCLUDE | IA | Corning | 1134 | 1 | DFO | IC | 0.6 | 0.6 | 0 | 0 |  |  | 0 | 0 |  | Electric Utility | N | RE | 2006 | Internal Combustion (PRMVR=IC)
EXCLUDE | IA | Corning | 1134 | 2 | DFO | IC | 0.9 | 0.9 | 0 | 0 |  |  | 0 | 0 |  | Electric Utility | N | RE | 2006 | Internal Combustion (PRMVR=IC)
EXCLUDE | IA | Corning | 1134 | 3 | DFO | IC | 1.3 | 1.3 | 0 | 0 |  |  | 0 | 0 |  | Electric Utility | N | RE | 2006 | Internal Combustion (PRMVR=IC)
EXCLUDE | IA | Corning | 1134 | 4 | DFO | IC | 0.4 | 0.4 | 0 | 0 |  |  | 0 | 0 |  | Electric Utility | N | RE | 2006 | Internal Combustion (PRMVR=IC)
EXCLUDE | IA | Corning | 1134 | 5 | DFO | IC | 2.8 | 2.8 | 0 | 0 |  |  | 0 | 0 |  | Electric Utility | N | OP |  | Internal Combustion (PRMVR=IC)
EXCLUDE | IA | Corning | 1134 | 6 | DFO | IC | 2 | 2 | 0 | 0 |  |  | 0 | 0 |  | Electric Utility | N | OP |  | Internal Combustion (PRMVR=IC)
EXCLUDE | IA | Corning | 1134 | 7 | DFO | IC | 2 | 2 | 0 | 0 |  |  | 0 | 0 |  | Electric Utility | N | OP |  | Internal Combustion (PRMVR=IC)
EXCLUDE | IA | Crane Creek Wind Energy Center | 56831 | 1 | WND | WT | 99 | 28.1 | 0 | 292992 |  |  | 292992 | 0 |  | Electric Utility | N | OP |  | Non Combustion (NUC, WAT, WND, GEO, or SUN)
EXCLUDE | IA | Crosswind Energy Project | 56859 | 1 | WND | WT | 21 | 21 | 0 | 72763 |  |  | 72763 | 0 |  | IPP Non-CHP | N | OP |  | Non Combustion (NUC, WAT, WND, GEO, or SUN)
EXCLUDE | IA | Crystal Lake 3 LLC | 57468 | GE1.5 | WND | WT | 66 | 66 | 0 | 152317 |  |  | 152317 | 0 |  | IPP Non-CHP | N | OP |  | Non Combustion (NUC, WAT, WND, GEO, or SUN)
EXCLUDE | IA | Davenport Water Pollution Control Plant | 55035 | GEN1 | OBG | IC | 0.8 | 0.8 | 0 | 0 | 0.59374 | 0 | 0 | 0 |  | Commercial CHP | Y | OP |  | Internal Combustion (PRMVR=IC)
EXCLUDE | IA | Davenport Water Pollution Control Plant | 55035 | GEN2 | OBG | IC | 0.8 | 0.8 | 0 | 0 | 0.59374 | 0 | 0 | 0 |  | Commercial CHP | Y | OP |  | Internal Combustion (PRMVR=IC)
EXCLUDE | IA | Dayton | 1135 | 1 | DFO | IC | 0.6 | 0.6 | 0 | 0 |  |  | 0 | 0 |  | Electric Utility | N | RE | 2001 | Internal Combustion (PRMVR=IC)
EXCLUDE | IA | Dayton | 1135 | 4 | DFO | IC | 0.1 | 0.1 | 0 | 0 |  |  | 0 | 0 |  | Electric Utility | N | RE | 2002 | Internal Combustion (PRMVR=IC)
EXCLUDE | IA | Dayton | 1135 | 5 | DFO | IC | 1.8 | 1.8 | 0 | 0 |  |  | 0 | 0 |  | Electric Utility | N | OP |  | Internal Combustion (PRMVR=IC)
EXCLUDE | IA | Des Moines Wastewater Reclamation Fac | 50932 | 1 | OBG | IC | 0.6 | 0.6 | 0 | 0 |  |  |  | 0 |  | Commercial CHP | Y | OP |  | Internal Combustion (PRMVR=IC)
EXCLUDE | IA | Des Moines Wastewater Reclamation Fac | 50932 | 2 | OBG | IC | 0.6 | 0.6 | 0 | 0 |  |  |  | 0 |  | Commercial CHP | Y | OP |  | Internal Combustion (PRMVR=IC)
EXCLUDE | IA | Des Moines Wastewater Reclamation Fac | 50932 | 3 | OBG | IC | 0.6 | 0.6 | 0 | 0 |  |  |  | 0 |  | Commercial CHP | Y | OP |  | Internal Combustion (PRMVR=IC)
EXCLUDE | IA | Dike City Power Plant | 56194 | 1 | DFO | IC | 2.2 | 2.2 | 0 | 0 |  |  | 0 | 0 |  | Electric Utility | N | OP |  | Internal Combustion (PRMVR=IC)
EXCLUDE | IA | Duane Arnold Energy Center | 1060 | 1 | NUC | ST | 679.5 | 601.4 | 0 | 5215229 |  |  | 5215229 | 0 |  | IPP Non-CHP | N | OP |  | Non Combustion (NUC, WAT, WND, GEO, or SUN)
COALST | IA | Dubuque | 1046 | 3 | SUB | ST | 28.7 | 28 | 548.6176 | 42524 |  |  | 42524 | 69421.413 |  | Electric Utility | N | OP
COALST | IA | Dubuque | 1046 | 4 | SUB | ST | 37.5 | 35.5 | 971.3824 | 75293 |  |  | 75293 | 122917.563 |  | Electric Utility | N | OP
EXCLUDE | IA | Dubuque | 1046 | IC1 | DFO | IC | 2 | 2.2 | 0 | 0 |  |  | 0 | 0 |  | Electric Utility | N | SB |  | Internal Combustion (PRMVR=IC)
EXCLUDE | IA | Dubuque | 1046 | IC2 | DFO | IC | 2 | 1.9 | 0 | 0 |  |  | 0 | 0 |  | Electric Utility | N | SB |  | Internal Combustion (PRMVR=IC)
EXCLUDE | IA | Dubuque | 1046 | ST2 | SUB | ST | 15 | 11.8 | 0 | 0 |  |  | 0 | 0 |  | Electric Utility | N | RE | 2010 | Steam unit (PRMVR=ST) under 25MW/250 MMBtu/hr
EXCLUDE | IA | Durant | 6220 | 4 | DFO | IC | 0.5 | 0.5 | 0 | 0 |  |  | 0 | 0 |  | Electric Utility | N | RE | 2009 | Internal Combustion (PRMVR=IC)
EXCLUDE | IA | Durant | 6220 | 5 | DFO | IC | 0.5 | 0.5 | 0 | 0 |  |  | 0 | 0 |  | Electric Utility | N | RE | 2009 | Internal Combustion (PRMVR=IC)
EXCLUDE | IA | Durant | 6220 | 7 | DFO | IC | 1.8 | 1.8 | 0 | 0 |  |  | 0 | 0 |  | Electric Utility | N | SB |  | Internal Combustion (PRMVR=IC)
EXCLUDE | IA | Durant | 6220 | 8 | DFO | IC | 2.6 | 2.6 | 0 | 0 |  |  | 0 | 0 |  | Electric Utility | N | SB |  | Internal Combustion (PRMVR=IC)
EXCLUDE | IA | Durant | 6220 | 6A | DFO | IC | 2 | 2.1 | 0 | 0 |  |  | 0 | 0 |  | Electric Utility | N | SB |  | Internal Combustion (PRMVR=IC)
COALST | IA | Earl F Wisdom | 1217 | 1 | BIT | ST | 33 | 37.5 | 480 | 12765 |  |  | 12765 | 19477.888 |  | Electric Utility | N | OP
SSTLOGN | IA | Earl F Wisdom | 1217 | 2 | NG | GT | 110 | 76 | 1096.9 | 8914 |  |  | 8914 | 6820.357 |  | Electric Utility | N | OP
EXCLUDE | IA | Earlville | 7865 | 1 | DFO | IC | 1.8 | 1.8 | 0 | 0 |  |  | 0 | 0 |  | Electric Utility | N | OP |  | Internal Combustion (PRMVR=IC)
EXCLUDE | IA | Eclipse Wind Farm | 57873 | EWF | WND | WT | 200 | 200 | 0 | 0 |  |  | 0 | 0 |  | Electric Utility | N | T |  | Non Combustion (NUC, WAT, WND, GEO, or SUN)
SSTLOGN | IA | Electrifarm | 6063 | 1 | NG | GT | 71.2 | 55.4 | 843.6 | 10725.5615 |  |  | 10725.5615 | 15623.9253 |  | Electric Utility | N | OP
SSTLOGN | IA | Electrifarm | 6063 | 2 | NG | GT | 89 | 66.4 | 903.1 | 13406.9519 |  |  | 13406.9519 | 16991.0461 |  | Electric Utility | N | OP
SSTLOGN | IA | Electrifarm | 6063 | 3 | NG | GT | 103.9 | 67 | 925.1 | 15651.4866 |  |  | 15651.4866 | 18670.9764 |  | Electric Utility | N | OP
EXCLUDE | IA | Elk Wind Farm | 57417 | NORD | WND | WT | 40.8 | 40.8 | 0 | 27966 |  |  | 27966 | 0 |  | IPP Non-CHP | N | OP |  | Non Combustion (NUC, WAT, WND, GEO, or SUN)
NGCC | IA | Emery Station | 8031 | 11 | NG | CC | 173.4 | 140.5 | 2688 | 133596.8182 |  |  | 133596.8182 | 61462.0903 |  | Electric Utility | N | OP
NGCC | IA | Emery Station | 8031 | 12 | NG | CC | 173.4 | 136.6 | 2688 | 133596.8182 |  |  | 133596.8182 | 61462.0903 |  | Electric Utility | N | OP
NGCC | IA | Emery Station | 8031 | ST1 | NG | CC | 256 | 247.2 | 2688 | 197236.3636 |  |  | 197236.3636 | 90739.8795 |  | Electric Utility | N | OP
EXCLUDE | IA | Estherville | 1137 | 2 | DFO | IC | 1.6 | 1.1 | 0 | 0 |  |  | 0 | 0 |  | Electric Utility | N | OP |  | Internal Combustion (PRMVR=IC)
EXCLUDE | IA | Estherville | 1137 | 3 | NG | IC | 3 | 2.7 | 0 | 0 |  |  | 0 | 0 |  | Electric Utility | N | OP |  | Internal Combustion (PRMVR=IC)
EXCLUDE | IA | Estherville | 1137 | 4 | NG | IC | 4 | 3.6 | 0 | 0 |  |  | 0 | 0 |  | Electric Utility | N | OP |  | Internal Combustion (PRMVR=IC)
EXCLUDE | IA | Estherville | 1137 | 5 | NG | IC | 4 | 3.6 | 0 | 0 |  |  | 0 | 0 |  | Electric Utility | N | OP |  | Internal Combustion (PRMVR=IC)
EXCLUDE | IA | Estherville | 1137 | 6 | DFO | IC | 2 | 1.7 | 0 | 0 |  |  | 0 | 0 |  | Electric Utility | N | OP |  | Internal Combustion (PRMVR=IC)
EXCLUDE | IA | Estherville | 1137 | 7 | NG | IC | 3 | 2.7 | 0 | 0 |  |  | 0 | 0 |  | Electric Utility | N | OP |  | Internal Combustion (PRMVR=IC)
SSTLOGN | IA | Exira | 56013 | U1 | NG | GT | 60.5 | 46 | 495 | 3823 |  |  | 3823 | 2369.878 |  | Electric Utility | N | OP
SSTLOGN | IA | Exira | 56013 | U2 | NG | GT | 60.5 | 44.8 | 495 | 3823 |  |  | 3823 | 2042.129 |  | Electric Utility | N | OP
SSTLOGN | IA | Exira | 56013 | U3 | NG | GT | 60.5 | 46.5 | 495 | 3823 |  |  | 3823 | 2352.312 |  | Electric Utility | N | OP
COALST | IA | Fair Station | 1218 | 1 | BIT | ST | 25 | 23 | 77.4791 | 19652 |  |  | 19652 | 24040.4608 |  | Electric Utility | N | OP
COALST | IA | Fair Station | 1218 | 2 | BIT | ST | 37.5 | 41 | 476.5209 | 120866 |  |  | 120866 | 147856.4182 |  | Electric Utility | N | OP
EXCLUDE | IA | Flying Cloud Power Partners LLC | 56172 | FC | WND | WT | 43.5 | 43.5 | 0 | 144470 |  |  | 144470 | 0 |  | IPP Non-CHP | N | OP |  | Non Combustion (NUC, WAT, WND, GEO, or SUN)
EXCLUDE | IA | Forest City Light Plant | 1138 | 1 | DFO | IC | 1.2 | 1.3 | 0 | 0 |  |  | 0 | 0 |  | Electric Utility | N | OP |  | Internal Combustion (PRMVR=IC)
EXCLUDE | IA | Forest City Light Plant | 1138 | 2 | DFO | IC | 2.7 | 2.2 | 0 | 0 |  |  | 0 | 0 |  | Electric Utility | N | OP |  | Internal Combustion (PRMVR=IC)
EXCLUDE | IA | Forest City Light Plant | 1138 | 3 | DFO | IC | 3.5 | 3.3 | 0 | 0 |  |  | 0 | 0 |  | Electric Utility | N | OP |  | Internal Combustion (PRMVR=IC)
EXCLUDE | IA | Forest City Light Plant | 1138 | 4 | DFO | IC | 6.3 | 6.1 | 0 | 0 |  |  | 0 | 0 |  | Electric Utility | N | OP |  | Internal Combustion (PRMVR=IC)
EXCLUDE | IA | Forest City Light Plant | 1138 | 5 | DFO | IC | 0.7 | 0.7 | 0 | 0 |  |  | 0 | 0 |  | Electric Utility | N | OP |  | Internal Combustion (PRMVR=IC)
EXCLUDE | IA | Forest City Light Plant | 1138 | 6 | DFO | IC | 7.6 | 7.9 | 0 | 0 |  |  | 0 | 0 |  | Electric Utility | N | OP |  | Internal Combustion (PRMVR=IC)
EXCLUDE | IA | FPL Energy Crystal Lake Wind II LLC | 56925 | CL25 | WND | WT | 200 | 200 | 0 | 557014 |  |  | 557014 | 0 |  | IPP Non-CHP | N | OP |  | Non Combustion (NUC, WAT, WND, GEO, or SUN)
EXCLUDE | IA | FPL Energy Crystal Lake Wind LLC | 56923 | GE15 | WND | WT | 150 | 150 | 0 | 463850 |  |  | 463850 | 0 |  | IPP Non-CHP | N | OP |  | Non Combustion (NUC, WAT, WND, GEO, or SUN)
EXCLUDE | IA | FPL Energy Story Wind LLC | 56924 | GE15 | WND | WT | 150 | 150 | 0 | 489149 |  |  | 489149 | 0 |  | IPP Non-CHP | N | OP |  | Non Combustion (NUC, WAT, WND, GEO, or SUN)
EXCLUDE | IA | Franklin County Wind Farm | 57844 | 1 | WND | WT | 100 | 99 | 0 | 0 |  |  | 0 | 0 |  | IPP Non-CHP | N | T |  | Non Combustion (NUC, WAT, WND, GEO, or SUN)
EXCLUDE | IA | Garden Wind LLC | 57469 | GE1.5 | WND | WT | 150 | 150 | 0 | 394604 |  |  | 394604 | 0 |  | IPP Non-CHP | N | OP |  | Non Combustion (NUC, WAT, WND, GEO, or SUN)
EXCLUDE | IA | Gas Turbine | 1130 | 1 | NG | GT | 19.6 | 21.5 | 0 | 847.6774 |  |  | 847.6774 | 1234.8188 |  | Electric Utility | N | OP |  | Simple Cycle Turbine (PRMVR=GT or OT) unit under 25MW
EXCLUDE | IA | Gas Turbine | 1130 | 2 | NG | GT | 23.8 | 22.8 | 0 | 1029.3226 |  |  | 1029.3226 | 1499.4228 |  | Electric Utility | N | OP |  | Simple Cycle Turbine (PRMVR=GT or OT) unit under 25MW
COALST | IA | George Neal North | 1091 | 1 | SUB | ST | 147 | 140.4 | 2100 | 843406 |  |  | 843406 | 1012080.025 |  | Electric Utility | N | OP
COALST | IA | George Neal North | 1091 | 2 | SUB | ST | 349.2 | 293.8 | 3220 | 1643066 |  |  | 1643066 | 1821616.65 |  | Electric Utility | N | OP
COALST | IA | George Neal North | 1091 | 3 | SUB | ST | 549.8 | 522.2 | 6050 | 3166940 |  |  | 3166940 | 3479564.75 |  | Electric Utility | N | OP
COALST | IA | George Neal South | 7343 | 4 | SUB | ST | 640 | 645.1 | 7400 | 4280672 | 1 | 0 | 4280672 | 4483450.275 |  | Electric Utility | Y | OP
EXCLUDE | IA | Gilliam South | 7857 | 1 | DFO | IC | 1.8 | 1.7 | 0 | 0 |  |  | 0 | 0 |  | Electric Utility | N | OP |  | Internal Combustion (PRMVR=IC)
EXCLUDE | IA | Gilliam South | 7857 | 7 | DFO | IC | 2.5 | 2.3 | 0 | 0 |  |  | 0 | 0 |  | Electric Utility | N | P |  | Internal Combustion (PRMVR=IC)
EXCLUDE | IA | Gowrie | 1141 | 1 | DFO | IC | 1.2 | 1.1 | 0 | 0 |  |  | 0 | 0 |  | Electric Utility | N | OP | 2013 | Internal Combustion (PRMVR=IC)
EXCLUDE | IA | Gowrie | 1141 | 2 | DFO | IC | 1.2 | 1.1 | 0 | 0 |  |  | 0 | 0 |  | Electric Utility | N | OP | 2013 | Internal Combustion (PRMVR=IC)
EXCLUDE | IA | Gowrie | 1141 | 3 | DFO | IC | 2.5 | 2.1 | 0 | 0 |  |  | 0 | 0 |  | Electric Utility | N | T |  | Internal Combustion (PRMVR=IC)
EXCLUDE | IA | Graettinger | 1142 | 4 | DFO | IC | 0.5 | 0.5 | 0 | 0 |  |  | 0 | 0 |  | Electric Utility | N | OP |  | Internal Combustion (PRMVR=IC)
EXCLUDE | IA | Graettinger | 1142 | 5 | DFO | IC | 1.1 | 1.1 | 0 | 0 |  |  | 0 | 0 |  | Electric Utility | N | OP |  | Internal Combustion (PRMVR=IC)
EXCLUDE | IA | Graettinger | 1142 | 6 | DFO | IC | 2 | 2 | 0 | 0 |  |  | 0 | 0 |  | Electric Utility | N | OP |  | Internal Combustion (PRMVR=IC)
EXCLUDE | IA | Grand Junction | 1143 | 1 | DFO | IC | 0.5 | 0.4 | 0 | 0 |  |  | 0 | 0 |  | Electric Utility | N | RE | 1994 | Internal Combustion (PRMVR=IC)
EXCLUDE | IA | Grand Junction | 1143 | 2 | DFO | IC | 1.7 | 1.6 | 0 | 0 |  |  | 0 | 0 |  | Electric Utility | N | OP |  | Internal Combustion (PRMVR=IC)
NGCC | IA | Greater Des Moines | 7985 | GT1 | NG | CC | 190.4 | 160.5 | 2200 | 85168.236 |  |  | 85168.236 | 39227.1519 |  | Electric Utility | N | OP
NGCC | IA | Greater Des Moines | 7985 | GT2 | NG | CC | 190.4 | 156.3 | 2200 | 85168.236 |  |  | 85168.236 | 39227.1519 |  | Electric Utility | N | OP
NGCC | IA | Greater Des Moines | 7985 | ST1 | NG | CC | 195.5 | 178.2 | 2200 | 87449.528 |  |  | 87449.528 | 40277.8792 |  | Electric Utility | N | OP
EXCLUDE | IA | Greenfield | 1144 | 3 | DFO | IC | 1.3 | 1 | 0 | 0 |  |  | 0 | 0 |  | Electric Utility | N | OP |  | Internal Combustion (PRMVR=IC)
EXCLUDE | IA | Greenfield | 1144 | 4 | DFO | IC | 1.8 | 1.8 | 0 | 0 |  |  | 0 | 0 |  | Electric Utility | N | OP |  | Internal Combustion (PRMVR=IC)
EXCLUDE | IA | Greenfield | 1144 | 5 | DFO | IC | 3 | 2.7 | 0 | 0 |  |  | 0 | 0 |  | Electric Utility | N | OP |  | Internal Combustion (PRMVR=IC)
EXCLUDE | IA | Grinnell | 7137 | 1 | NG | GT | 23.8 | 21.6 | 378 | 459 |  |  | 459 | 1391.7841 |  | Electric Utility | N | OP |  | Simple Cycle Turbine (PRMVR=GT or OT) unit under 25MW
EXCLUDE | IA | Grinnell | 7137 | 2 | NG | GT | 23.8 | 21.6 | 378 | 459 |  |  | 459 | 1391.7841 |  | Electric Utility | N | OP |  | Simple Cycle Turbine (PRMVR=GT or OT) unit under 25MW
EXCLUDE | IA | Grundy Center City Light Plant | 1145 | IC1 | DFO | IC | 2.2 | 2.2 | 0 | 0 |  |  | 0 | 0 |  | Electric Utility | N | OP |  | Internal Combustion (PRMVR=IC)
EXCLUDE | IA | Grundy Center City Light Plant | 1145 | IC2 | DFO | IC | 3.5 | 3.5 | 0 | 0 |  |  | 0 | 0 |  | Electric Utility | N | OP |  | Internal Combustion (PRMVR=IC)
EXCLUDE | IA | Grundy Center City Light Plant | 1145 | IC3 | DFO | IC | 3 | 3 | 0 | 0 |  |  | 0 | 0 |  | Electric Utility | N | OP |  | Internal Combustion (PRMVR=IC)
EXCLUDE | IA | Hancock County Wind Energy Center | 56010 | V-47 | WND | WT | 98 | 98 | 0 | 241604 |  |  | 241604 | 0 |  | IPP Non-CHP | N | OP |  | Non Combustion (NUC, WAT, WND, GEO, or SUN)
EXCLUDE | IA | Hardin Hilltop Wind LLC | 56860 | 1 | WND | WT | 14.7 | 14.7 | 0 | 47121 |  |  | 47121 | 0 |  | IPP Non-CHP | N | OP |  | Non Combustion (NUC, WAT, WND, GEO, or SUN)
EXCLUDE | IA | Harlan | 1146 | HMU1 | DFO | IC | 1.7 | 1.6 | 0 | 0 |  |  | 0 | 0 |  | Electric Utility | N | SB |  | Internal Combustion (PRMVR=IC)
EXCLUDE | IA | Harlan | 1146 | HMU2 | DFO | IC | 1.7 | 1.6 | 0 | 0 |  |  | 0 | 0 |  | Electric Utility | N | SB |  | Internal Combustion (PRMVR=IC)
EXCLUDE | IA | Hawkeye Power Partners LLC | 55816 | 48M | WND | WT | 42 | 42 | 0 | 82411 |  |  | 82411 | 0 |  | IPP Non-CHP | N | OP |  | Non Combustion (NUC, WAT, WND, GEO, or SUN)
EXCLUDE | IA | Hawkeye Wind Farm | 57832 | NORD | WND | WT | 36 | 36 | 0 | 0 |  |  | 0 | 0 |  | IPP Non-CHP | N | T |  | Non Combustion (NUC, WAT, WND, GEO, or SUN)
EXCLUDE | IA | Hopkinton | 8108 | 1 | DFO | IC | 1.6 | 1.6 | 0 | 0 |  |  | 0 | 0 |  | Electric Utility | N | OP |  | Internal Combustion (PRMVR=IC)
EXCLUDE | IA | Hopkinton | 8108 | CAT | DFO | IC | 2.5 | 2.2 | 0 | 0 |  |  | 0 | 0 |  | Electric Utility | N | OP |  | Internal Combustion (PRMVR=IC)
EXCLUDE | IA | Hopkinton | 8108 | IC2 | DFO | IC | 1.7 | 1.7 | 0 | 0 |  |  | 0 | 0 |  | Electric Utility | N | RE | 2011 | Internal Combustion (PRMVR=IC)
EXCLUDE | IA | Hopkinton | 8108 | IC3 | DFO | IC | 1.2 | 1.2 | 0 | 0 |  |  | 0 | 0 |  | Electric Utility | N | RE | 2011 | Internal Combustion (PRMVR=IC)
EXCLUDE | IA | Independence | 1149 | 1 | DFO | IC | 1 | 0.8 | 0 | 0 |  |  | 0 | 0 |  | Electric Utility | N | OP |  | Internal Combustion (PRMVR=IC)
EXCLUDE | IA | Independence | 1149 | 2 | DFO | IC | 1 | 0.8 | 0 | 0 |  |  | 0 | 0 |  | Electric Utility | N | RE | 2007 | Internal Combustion (PRMVR=IC)
EXCLUDE | IA | Independence | 1149 | 5 | DFO | IC | 2.5 | 2.3 | 0 | 0 |  |  | 0 | 0 |  | Electric Utility | N | OP |  | Internal Combustion (PRMVR=IC)
EXCLUDE | IA | Independence | 1149 | 6 | DFO | IC | 3.2 | 2.8 | 0 | 0 |  |  | 0 | 0 |  | Electric Utility | N | OP |  | Internal Combustion (PRMVR=IC)
EXCLUDE | IA | Independence | 1149 | 7 | DFO | IC | 6.2 | 5.8 | 0 | 0 |  |  | 0 | 0 |  | Electric Utility | N | OP |  | Internal Combustion (PRMVR=IC)
EXCLUDE | IA | Independence | 1149 | 1A | DFO | IC | 1.8 | 1.8 | 0 | 0 |  |  | 0 | 0 |  | Electric Utility | N | OP |  | Internal Combustion (PRMVR=IC)
EXCLUDE | IA | Independence | 1149 | 3A | DFO | IC | 1.8 | 1.8 | 0 | 0 |  |  | 0 | 0 |  | Electric Utility | N | OP |  | Internal Combustion (PRMVR=IC)
EXCLUDE | IA | Independence | 1149 | 3B | DFO | IC | 1.8 | 1.8 | 0 | 0 |  |  | 0 | 0 |  | Electric Utility | N | OP |  | Internal Combustion (PRMVR=IC)
EXCLUDE | IA | Independence | 1149 | 4A | DFO | IC | 1.8 | 1.8 | 0 | 0 |  |  | 0 | 0 |  | Electric Utility | N | OP |  | Internal Combustion (PRMVR=IC)
EXCLUDE | IA | Independence | 1149 | 4B | DFO | IC | 1.8 | 1.8 | 0 | 0 |  |  | 0 | 0 |  | Electric Utility | N | OP |  | Internal Combustion (PRMVR=IC)
EXCLUDE | IA | Indianola | 1150 | 1 | DFO | IC | 0.8 | 0.6 | 0 | 0 |  |  | 0 | 0 |  | Electric Utility | N | OP |  | Internal Combustion (PRMVR=IC)
EXCLUDE | IA | Indianola | 1150 | 2 | DFO | IC | 1.4 | 1.3 | 0 | 0 |  |  | 0 | 0 |  | Electric Utility | N | OP |  | Internal Combustion (PRMVR=IC)
EXCLUDE | IA | Indianola | 1150 | 3 | DFO | IC | 1.1 | 1 | 0 | 0 |  |  | 0 | 0 |  | Electric Utility | N | RE | 2006 | Internal Combustion (PRMVR=IC)
EXCLUDE | IA | Indianola | 1150 | 4 | DFO | IC | 1.5 | 1.3 | 0 | 0 |  |  | 0 | 0 |  | Electric Utility | N | OP |  | Internal Combustion (PRMVR=IC)
EXCLUDE | IA | Indianola | 1150 | 5 | DFO | IC | 4 | 4 | 0 | 0 |  |  | 0 | 0 |  | Electric Utility | N | OP |  | Internal Combustion (PRMVR=IC)
EXCLUDE | IA | Indianola | 1150 | 6 | DFO | IC | 5.1 | 5 | 0 | 0 |  |  | 0 | 0 |  | Electric Utility | N | OP |  | Internal Combustion (PRMVR=IC)
EXCLUDE | IA | Indianola | 1150 | 7 | DFO | GT | 20.6 | 19.4 | 0 | -279.5355 |  |  | -279.5355 | 180.2953 |  | Electric Utility | N | OP |  | Simple Cycle Turbine (PRMVR=GT or OT) unit under 25MW
EXCLUDE | IA | Indianola | 1150 | 8 | DFO | GT | 20.3 | 22.8 | 0 | -275.4645 |  |  | -275.4645 | 177.6697 |  | Electric Utility | N | OP |  | Simple Cycle Turbine (PRMVR=GT or OT) unit under 25MW
EXCLUDE | IA | Intrepid | 56251 | INWF | WND | WT | 175.5 | 175.5 | 0 | 500432 |  |  | 500432 | 0 |  | Electric Utility | N | OP |  | Non Combustion (NUC, WAT, WND, GEO, or SUN)
EXCLUDE | IA | Iowa Distributed Wind Generation Project | 7966 | IDWG | WND | WT | 2.3 | 2.3 | 0 | 5040 |  |  | 5040 | 0 |  | Electric Utility | N | OP |  | Non Combustion (NUC, WAT, WND, GEO, or SUN)
EXCLUDE | IA | Iowa Lakes Community College Wind Farm | 57257 | VMN82 | WND | WT | 1 | 1 | 0 | 3818 |  |  | 3818 | 0 |  | Commercial Non-CHP | N | OP |  | Non Combustion (NUC, WAT, WND, GEO, or SUN)
EXCLUDE | IA | Iowa Lakes Superior Wind Farm | 57252 | SUP1 | WND | WT | 10.5 | 10.5 | 0 | 39613 |  |  | 39613 | 0 |  | Electric Utility | N | OP |  | Non Combustion (NUC, WAT, WND, GEO, or SUN)
EXCLUDE | IA | Iowa Methodist Medical Center | 10655 | 1 | DFO | IC | 1.5 | 1.5 | 0 | 0 | 0.17735 | 0 | 0 | 0 |  | Commercial CHP | Y | SB |  | Internal Combustion (PRMVR=IC)
EXCLUDE | IA | Iowa Methodist Medical Center | 10655 | 2 | DFO | IC | 1.5 | 1.5 | 0 | 0 | 0.17735 | 0 | 0 | 0 |  | Commercial CHP | Y | SB |  | Internal Combustion (PRMVR=IC)
EXCLUDE | IA | Iowa Methodist Medical Center | 10655 | 3 | DFO | IC | 0.5 | 0.5 | 0 | 0 | 0.17735 | 0 | 0 | 0 |  | Commercial CHP | Y | SB |  | Internal Combustion (PRMVR=IC)
EXCLUDE | IA | Iowa State University | 54201 | 1 | BIT | ST | 3 | 3 | 0 | 0 | 0.26989 | 0 | 0 | 0 |  | Commercial CHP | Y | RE | 2004 | Steam unit (PRMVR=ST) under 25MW/250 MMBtu/hr
EXCLUDE | IA | Iowa State University | 54201 | GEN3 | BIT | ST | 13.2 | 13.3 | 0 | 57910 | 0.26989 | 712704.3992 | 214571.2835 | 151481.0683 |  | Commercial CHP | Y | OP |  | Steam unit (PRMVR=ST) under 25MW/250 MMBtu/hr
EXCLUDE | IA | Iowa State University | 54201 | GEN4 | BIT | ST | 6.2 | 6.3 | 0 | 183 | 0.26989 | 2252.2001 | 678.0616 | 478.6917 |  | Commercial CHP | Y | SB |  | Steam unit (PRMVR=ST) under 25MW/250 MMBtu/hr
EXCLUDE | IA | Iowa State University | 54201 | GEN5 | BIT | ST | 11.5 | 11.5 | 0 | 38514 | 0.26989 | 473995.8078 | 142704.1688 | 100744.9813 |  | Commercial CHP | Y | OP |  | Steam unit (PRMVR=ST) under 25MW/250 MMBtu/hr
EXCLUDE | IA | Iowa State University | 54201 | GEN6 | BIT | ST | 15.1 | 15.1 | 0 | 31530 | 0.26989 | 388042.9927 | 116826.6719 | 82476.2232 |  | Commercial CHP | Y | OP |  | Steam unit (PRMVR=ST) under 25MW/250 MMBtu/hr
EXCLUDE | IA | Iowa Stored Energy Park | 57271 | 1 | NG | CE | 135 | 135 | 0 | 0 |  |  | 0 | 0 |  | Electric Utility | N | IP |  | Energy Storage Battery or Energy Storage Compressed Air or Flywheel (PRMVR=BA or CE or FW)
EXCLUDE | IA | Iowa Stored Energy Park | 57271 | 2 | NG | CE | 135 | 135 | 0 | 0 |  |  | 0 | 0 |  | Electric Utility | N | IP |  | Energy Storage Battery or Energy Storage Compressed Air or Flywheel (PRMVR=BA or CE or FW)
EXCLUDE | IA | John Deere Dubuque Works | 54414 | GE10 | DFO | IC | 1.5 | 1.4 | 0 | 0 |  |  | 0 | 0 |  | Industrial CHP | N | SB |  | Internal Combustion (PRMVR=IC)
EXCLUDE | IA | John Deere Dubuque Works | 54414 | GEN2 | BIT | ST | 3.5 | 3.5 | 0 | 0 | 0 |  |  | 0 |  | Industrial CHP | Y | RE | 2010 | Steam unit (PRMVR=ST) under 25MW/250 MMBtu/hr
EXCLUDE | IA | John Deere Dubuque Works | 54414 | GEN3 | BIT | ST | 3 | 1.5 | 0 | 0 | 0 |  |  | 0 |  | Industrial CHP | Y | RE | 2009 | Steam unit (PRMVR=ST) under 25MW/250 MMBtu/hr
EXCLUDE | IA | John Deere Dubuque Works | 54414 | GEN4 | BIT | ST | 7.5 | 7.5 | 0 | 0 | 0 |  |  | 0 |  | Industrial CHP | Y | RE | 2010 | Steam unit (PRMVR=ST) under 25MW/250 MMBtu/hr
EXCLUDE | IA | John Deere Dubuque Works | 54414 | GEN5 | DFO | IC | 1.5 | 1.4 | 0 | 0 |  |  | 0 | 0 |  | Industrial CHP | N | SB |  | Internal Combustion (PRMVR=IC)
EXCLUDE | IA | John Deere Dubuque Works | 54414 | GEN6 | DFO | IC | 1.5 | 1.4 | 0 | 0 |  |  | 0 | 0 |  | Industrial CHP | N | SB |  | Internal Combustion (PRMVR=IC)
EXCLUDE | IA | John Deere Dubuque Works | 54414 | GEN7 | DFO | IC | 1.5 | 1.4 | 0 | 0 |  |  | 0 | 0 |  | Industrial CHP | N | SB |  | Internal Combustion (PRMVR=IC)
EXCLUDE | IA | John Deere Dubuque Works | 54414 | GEN8 | DFO | IC | 1.5 | 1.4 | 0 | 0 |  |  | 0 | 0 |  | Industrial CHP | N | SB |  | Internal Combustion (PRMVR=IC)
EXCLUDE | IA | John Deere Dubuque Works | 54414 | GEN9 | DFO | IC | 1.5 | 1.4 | 0 | 0 |  |  | 0 | 0 |  | Industrial CHP | N | SB |  | Internal Combustion (PRMVR=IC)
EXCLUDE | IA | Keokuk | 1109 | 1 | WAT | HY | 7.6 | 9.9 | 0 | 55439.9904 |  |  | 55439.9904 | 0 |  | Electric Utility | N | OP |  | Non Combustion (NUC, WAT, WND, GEO, or SUN)
EXCLUDE | IA | Keokuk | 1109 | 2 | WAT | HY | 7.6 | 8.1 | 0 | 55439.9904 |  |  | 55439.9904 | 0 |  | Electric Utility | N | OP |  | Non Combustion (NUC, WAT, WND, GEO, or SUN)
EXCLUDE | IA | Keokuk | 1109 | 3 | WAT | HY | 7.6 | 9.9 | 0 | 55439.9904 |  |  | 55439.9904 | 0 |  | Electric Utility | N | OP |  | Non Combustion (NUC, WAT, WND, GEO, or SUN)
EXCLUDE | IA | Keokuk | 1109 | 4 | WAT | HY | 7.6 | 8.1 | 0 | 55439.9904 |  |  | 55439.9904 | 0 |  | Electric Utility | N | OP |  | Non Combustion (NUC, WAT, WND, GEO, or SUN)
EXCLUDE | IA | Keokuk | 1109 | 5 | WAT | HY | 7.6 | 8.1 | 0 | 55439.9904 |  |  | 55439.9904 | 0 |  | Electric Utility | N | OP |  | Non Combustion (NUC, WAT, WND, GEO, or SUN)
EXCLUDE | IA | Keokuk | 1109 | 6 | WAT | HY | 7.6 | 8.1 | 0 | 55439.9904 |  |  | 55439.9904 | 0 |  | Electric Utility | N | OP |  | Non Combustion (NUC, WAT, WND, GEO, or SUN)
EXCLUDE | IA | Keokuk | 1109 | 7 | WAT | HY | 8.8 | 9.9 | 0 | 64193.6731 |  |  | 64193.6731 | 0 |  | Electric Utility | N | OP |  | Non Combustion (NUC, WAT, WND, GEO, or SUN)
EXCLUDE | IA | Keokuk | 1109 | 8 | WAT | HY | 8.8 | 9.9 | 0 | 64193.6731 |  |  | 64193.6731 | 0 |  | Electric Utility | N | OP |  | Non Combustion (NUC, WAT, WND, GEO, or SUN)
EXCLUDE | IA | Keokuk | 1109 | 9 | WAT | HY | 8.8 | 9.9 | 0 | 64193.6731 |  |  | 64193.6731 | 0 |  | Electric Utility | N | OP |  | Non Combustion (NUC, WAT, WND, GEO, or SUN)
EXCLUDE | IA | Keokuk | 1109 | 10 | WAT | HY | 8.8 | 9.9 | 0 | 64193.6731 |  |  | 64193.6731 | 0 |  | Electric Utility | N | OP |  | Non Combustion (NUC, WAT, WND, GEO, or SUN)
EXCLUDE | IA | Keokuk | 1109 | 11 | WAT | HY | 8.8 | 9.9 | 0 | 64193.6731 |  |  | 64193.6731 | 0 |  | Electric Utility | N | OP |  | Non Combustion (NUC, WAT, WND, GEO, or SUN)
EXCLUDE | IA | Keokuk | 1109 | 12 | WAT | HY | 8.8 | 9.9 | 0 | 64193.6731 |  |  | 64193.6731 | 0 |  | Electric Utility | N | OP |  | Non Combustion (NUC, WAT, WND, GEO, or SUN)
EXCLUDE | IA | Keokuk | 1109 | 13 | WAT | HY | 8.8 | 9.9 | 0 | 64193.6731 |  |  | 64193.6731 | 0 |  | Electric Utility | N | OP |  | Non Combustion (NUC, WAT, WND, GEO, or SUN)
EXCLUDE | IA | Keokuk | 1109 | 14 | WAT | HY | 8.8 | 8.1 | 0 | 64193.6731 |  |  | 64193.6731 | 0 |  | Electric Utility | N | OP |  | Non Combustion (NUC, WAT, WND, GEO, or SUN)
EXCLUDE | IA | Keokuk | 1109 | 15 | WAT | HY | 8.8 | 8.1 | 0 | 64193.6731 |  |  | 64193.6731 | 0 |  | Electric Utility | N | OP |  | Non Combustion (NUC, WAT, WND, GEO, or SUN)
EXCLUDE | IA | Knoxville Industrial | 7849 | 1 | DFO | IC | 2 | 2 | 0 | 0 |  |  | 0 | 0 |  | Electric Utility | N | OP |  | Internal Combustion (PRMVR=IC)
EXCLUDE | IA | Knoxville Industrial | 7849 | 2 | DFO | IC | 2 | 2 | 0 | 0 |  |  | 0 | 0 |  | Electric Utility | N | OP |  | Internal Combustion (PRMVR=IC)
EXCLUDE | IA | Knoxville Industrial | 7849 | 3 | DFO | IC | 2 | 2 | 0 | 0 |  |  | 0 | 0 |  | Electric Utility | N | OP |  | Internal Combustion (PRMVR=IC)
EXCLUDE | IA | Knoxville Industrial | 7849 | 4 | DFO | IC | 2 | 2 | 0 | 0 |  |  | 0 | 0 |  | Electric Utility | N | OP |  | Internal Combustion (PRMVR=IC)
EXCLUDE | IA | Knoxville Industrial | 7849 | 5 | DFO | IC | 2 | 2 | 0 | 0 |  |  | 0 | 0 |  | Electric Utility | N | OP |  | Internal Combustion (PRMVR=IC)
EXCLUDE | IA | Knoxville Industrial | 7849 | 6 | DFO | IC | 2 | 2 | 0 | 0 |  |  | 0 | 0 |  | Electric Utility | N | OP |  | Internal Combustion (PRMVR=IC)
EXCLUDE | IA | Knoxville Industrial | 7849 | 7 | DFO | IC | 2 | 2 | 0 | 0 |  |  | 0 | 0 |  | Electric Utility | N | OP |  | Internal Combustion (PRMVR=IC)
EXCLUDE | IA | Knoxville Industrial | 7849 | 8 | DFO | IC | 2 | 2 | 0 | 0 |  |  | 0 | 0 |  | Electric Utility | N | OP |  | Internal Combustion (PRMVR=IC)
EXCLUDE | IA | L J Trust | 56216 | LJT2 | WND | WT | 2 | 2 | 0 | 233 |  |  | 233 | 0 |  | IPP Non-CHP | N | OP |  | Non Combustion (NUC, WAT, WND, GEO, or SUN)
EXCLUDE | IA | La Porte | 1156 | 2 | DFO | IC | 1.1 | 1.1 | 0 | 0 |  |  | 0 | 0 |  | Electric Utility | N | OP |  | Internal Combustion (PRMVR=IC)
EXCLUDE | IA | La Porte | 1156 | 5 | DFO | IC | 0.8 | 0.8 | 0 | 0 |  |  | 0 | 0 |  | Electric Utility | N | OP |  | Internal Combustion (PRMVR=IC)
EXCLUDE | IA | La Porte | 1156 | 3A | DFO | IC | 1.8 | 1.7 | 0 | 0 |  |  | 0 | 0 |  | Electric Utility | N | OP |  | Internal Combustion (PRMVR=IC)
EXCLUDE | IA | La Porte | 1156 | 4A | DFO | IC | 1.8 | 1.7 | 0 | 0 |  |  | 0 | 0 |  | Electric Utility | N | OP |  | Internal Combustion (PRMVR=IC)
EXCLUDE | IA | Lake Mills | 1154 | 4 | DFO | IC | 1.3 | 1.3 | 0 | 0 |  |  | 0 | 0 |  | Electric Utility | N | OP |  | Internal Combustion (PRMVR=IC)
EXCLUDE | IA | Lake Mills | 1154 | 5 | DFO | IC | 0.9 | 0.9 | 0 | 0 |  |  | 0 | 0 |  | Electric Utility | N | OP |  | Internal Combustion (PRMVR=IC)
EXCLUDE | IA | Lake Mills | 1154 | 6 | DFO | IC | 5.7 | 5.7 | 0 | 0 |  |  | 0 | 0 |  | Electric Utility | N | OP |  | Internal Combustion (PRMVR=IC)
EXCLUDE | IA | Lake Mills | 1154 | 7 | DFO | IC | 7.6 | 7.6 | 0 | 0 |  |  | 0 | 0 |  | Electric Utility | N | OP |  | Internal Combustion (PRMVR=IC)
EXCLUDE | IA | Lake Mills | 1154 | 1A | DFO | IC | 3 | 3 | 0 | 0 |  |  | 0 | 0 |  | Electric Utility | N | OP |  | Internal Combustion (PRMVR=IC)
EXCLUDE | IA | Lake Mills Gas Recovery | 56521 | GEN1 | LFG | IC | 0.8 | 0.8 | 0 | 0 |  |  | 0 | 0 |  | IPP Non-CHP | N | OP |  | Internal Combustion (PRMVR=IC)
EXCLUDE | IA | Lake Mills Gas Recovery | 56521 | GEN2 | LFG | IC | 0.8 | 0.8 | 0 | 0 |  |  | 0 | 0 |  | IPP Non-CHP | N | OP |  | Internal Combustion (PRMVR=IC)
EXCLUDE | IA | Lake Mills Gas Recovery | 56521 | GEN3 | LFG | IC | 0.8 | 0.8 | 0 | 0 |  |  | 0 | 0 |  | IPP Non-CHP | N | OP |  | Internal Combustion (PRMVR=IC)
EXCLUDE | IA | Lake Mills Gas Recovery | 56521 | GEN4 | LFG | IC | 0.8 | 0.8 | 0 | 0 |  |  | 0 | 0 |  | IPP Non-CHP | N | OP |  | Internal Combustion (PRMVR=IC)
EXCLUDE | IA | Lake Mills Gas Recovery | 56521 | GEN5 | LFG | IC | 0.8 | 0.8 | 0 | 0 |  |  | 0 | 0 |  | IPP Non-CHP | N | OP |  | Internal Combustion (PRMVR=IC)
EXCLUDE | IA | Lake Mills Gas Recovery | 56521 | GEN6 | LFG | IC | 0.8 | 0.8 | 0 | 0 |  |  | 0 | 0 |  | IPP Non-CHP | N | OP |  | Internal Combustion (PRMVR=IC)
EXCLUDE | IA | Lake Park | 1153 | 1 | DFO | IC | 0.7 | 0.5 | 0 | 0 |  |  | 0 | 0 |  | Electric Utility | N | RE | 2002 | Internal Combustion (PRMVR=IC)
EXCLUDE | IA | Lake Park | 1153 | 2 | DFO | IC | 1 | 0.8 | 0 | 0 |  |  | 0 | 0 |  | Electric Utility | N | RE | 2002 | Internal Combustion (PRMVR=IC)
EXCLUDE | IA | Lake Park | 1153 | 3 | DFO | IC | 2 | 2 | 0 | 0 |  |  | 0 | 0 |  | Electric Utility | N | OP |  | Internal Combustion (PRMVR=IC)
EXCLUDE | IA | Lake Park | 1153 | G2 | DFO | IC | 2 | 2 | 0 | 0 |  |  | 0 | 0 |  | Electric Utility | N | OP |  | Internal Combustion (PRMVR=IC)
EXCLUDE | IA | Lakota Wind Wind Farm | 57251 | LAK1 | WND | WT | 10.5 | 10.5 | 0 | 37694 |  |  | 37694 | 0 |  | Electric Utility | N | OP |  | Non Combustion (NUC, WAT, WND, GEO, or SUN)
EXCLUDE | IA | Lamoni Municipal Utilities | 1155 | 1 | DFO | IC | 2.8 | 2.7 | 0 | 0 |  |  | 0 | 0 |  | Electric Utility | N | OP |  | Internal Combustion (PRMVR=IC)
EXCLUDE | IA | Lamoni Municipal Utilities | 1155 | 2 | DFO | IC | 0.2 | 0.2 | 0 | 0 |  |  | 0 | 0 |  | Electric Utility | N | OP |  | Internal Combustion (PRMVR=IC)
EXCLUDE | IA | Lamoni Municipal Utilities | 1155 | 3 | DFO | IC | 0.3 | 0.3 | 0 | 0 |  |  | 0 | 0 |  | Electric Utility | N | OP |  | Internal Combustion (PRMVR=IC)
EXCLUDE | IA | Lamoni Municipal Utilities | 1155 | 4 | DFO | IC | 0.6 | 0.6 | 0 | 0 |  |  | 0 | 0 |  | Electric Utility | N | OP |  | Internal Combustion (PRMVR=IC)
EXCLUDE | IA | Lamoni Municipal Utilities | 1155 | 5 | DFO | IC | 1.1 | 1.1 | 0 | 0 |  |  | 0 | 0 |  | Electric Utility | N | OP |  | Internal Combustion (PRMVR=IC)
EXCLUDE | IA | Lamoni Municipal Utilities | 1155 | 6 | DFO | IC | 0.5 | 0.5 | 0 | 0 |  |  | 0 | 0 |  | Electric Utility | N | OP |  | Internal Combustion (PRMVR=IC)
EXCLUDE | IA | Lamoni Municipal Utilities | 1155 | 7 | DFO | IC | 2.5 | 2.3 | 0 | 0 |  |  | 0 | 0 |  | Electric Utility | N | OP |  | Internal Combustion (PRMVR=IC)
EXCLUDE | IA | Lamoni Municipal Utilities | 1155 | 8 | DFO | IC | 2.5 | 2.3 | 0 | 0 |  |  | 0 | 0 |  | Electric Utility | N | OP |  | Internal Combustion (PRMVR=IC)
EXCLUDE | IA | Lansing | 1047 | 1 | SUB | ST | 15 | 14.1 | 0 | 0 |  |  | 0 | 0 |  | Electric Utility | N | RE | 2006 | Steam unit (PRMVR=ST) under 25MW/250 MMBtu/hr
EXCLUDE | IA | Lansing | 1047 | 2 | SUB | ST | 11.5 | 11 | 0 | 0 |  |  | 0 | 0 |  | Electric Utility | N | RE | 2010 | Steam unit (PRMVR=ST) under 25MW/250 MMBtu/hr
COALST | IA | Lansing | 1047 | 3 | SUB | ST | 37.5 | 29.4 | 0 | 164261.7802 |  |  | 164261.7802 | 215763.0004 |  | Electric Utility | N | SB
COALST | IA | Lansing | 1047 | 4 | SUB | ST | 274.5 | 240.1 | 3062 | 1202396.2308 |  |  | 1202396.2308 | 1682908.828 |  | Electric Utility | N | OP
EXCLUDE | IA | Lansing | 1047 | IC1 | DFO | IC | 1 | 1.2 | 0 | 0 |  |  | 0 | 0 |  | Electric Utility | N | SB |  | Internal Combustion (PRMVR=IC)
EXCLUDE | IA | Lansing | 1047 | IC2 | DFO | IC | 1 | 1.1 | 0 | 0 |  |  | 0 | 0 |  | Electric Utility | N | SB |  | Internal Combustion (PRMVR=IC)
EXCLUDE | IA | Laurel Wind Farm | 57500 | LWF | WND | WT | 119.6 | 119.6 | 0 | 27199 |  |  | 27199 | 0 |  | Electric Utility | N | OP |  | Non Combustion (NUC, WAT, WND, GEO, or SUN)
EXCLUDE | IA | Laurens | 1157 | 3 | DFO | IC | 0.8 | 0.7 | 0 | 0 |  |  | 0 | 0 |  | Electric Utility | N | SB |  | Internal Combustion (PRMVR=IC)
EXCLUDE | IA | Laurens | 1157 | 4 | DFO | IC | 0.8 | 0.7 | 0 | 0 |  |  | 0 | 0 |  | Electric Utility | N | SB |  | Internal Combustion (PRMVR=IC)
EXCLUDE | IA | Lenox | 1158 | 1 | DFO | IC | 0.3 | 0.3 | 0 | 0 |  |  | 0 | 0 |  | Electric Utility | N | SB |  | Internal Combustion (PRMVR=IC)
EXCLUDE | IA | Lenox | 1158 | 2 | DFO | IC | 1.1 | 1.1 | 0 | 0 |  |  | 0 | 0 |  | Electric Utility | N | SB |  | Internal Combustion (PRMVR=IC)
EXCLUDE | IA | Lenox | 1158 | 3 | DFO | IC | 0.9 | 0.9 | 0 | 0 |  |  | 0 | 0 |  | Electric Utility | N | SB |  | Internal Combustion (PRMVR=IC)
EXCLUDE | IA | Lenox | 1158 | 4 | DFO | IC | 1.8 | 1.7 | 0 | 0 |  |  | 0 | 0 |  | Electric Utility | N | SB |  | Internal Combustion (PRMVR=IC)
SSTLOGN | IA | Lime Creek | 7155 | 1 | DFO | GT | 45.1 | 34.3 | 509 | 277.0351 |  |  | 277.0351 | 235.001 |  | Electric Utility | N | OP
SSTLOGN | IA | Lime Creek | 7155 | 2 | DFO | GT | 45.1 | 34.7 | 488 | 350.09 |  |  | 350.09 | 339.896 |  | Electric Utility | N | OP
EXCLUDE | IA | Lost Lakes Wind Farm LLC | 57111 | GEN1 | WND | WT | 100 | 100 | 0 | 289395 |  |  | 289395 | 0 |  | IPP Non-CHP | N | OP |  | Non Combustion (NUC, WAT, WND, GEO, or SUN)
COALST | IA | Louisa | 6664 | 1 | SUB | ST | 811.9 | 750.2 | 8624 | 4292959 |  |  | 4292959 | 4498292.205 |  | Electric Utility | N | OP
EXCLUDE | IA | Manning | 1160 | 1 | DFO | IC | 0.2 | 0.2 | 0 | 0 |  |  | 0 | 0 |  | Electric Utility | N | OP |  | Internal Combustion (PRMVR=IC)
EXCLUDE | IA | Manning | 1160 | 2 | DFO | IC | 0.2 | 0.2 | 0 | 0 |  |  | 0 | 0 |  | Electric Utility | N | SB |  | Internal Combustion (PRMVR=IC)
EXCLUDE | IA | Manning | 1160 | 4 | DFO | IC | 0.6 | 0.6 | 0 | 0 |  |  | 0 | 0 |  | Electric Utility | N | SB |  | Internal Combustion (PRMVR=IC)
EXCLUDE | IA | Manning | 1160 | M1 | DFO | IC | 2.3 | 2.3 | 0 | 0 |  |  | 0 | 0 |  | Electric Utility | N | V |  | Internal Combustion (PRMVR=IC)
EXCLUDE | IA | Manning | 1160 | M2 | DFO | IC | 2.3 | 2.3 | 0 | 0 |  |  | 0 | 0 |  | Electric Utility | N | V |  | Internal Combustion (PRMVR=IC)
EXCLUDE | IA | Manning | 1160 | M3 | DFO | IC | 2.3 | 2.3 | 0 | 0 |  |  | 0 | 0 |  | Electric Utility | N | V |  | Internal Combustion (PRMVR=IC)
EXCLUDE | IA | Maquoketa | 1067 | 1 | WAT | HY | 0.6 | 0.6 | 0 | 4225.5 |  |  | 4225.5 | 0 |  | IPP Non-CHP | N | OP |  | Non Combustion (NUC, WAT, WND, GEO, or SUN)
EXCLUDE | IA | Maquoketa | 1067 | 2 | WAT | HY | 0.6 | 0.6 | 0 | 4225.5 |  |  | 4225.5 | 0 |  | IPP Non-CHP | N | OP |  | Non Combustion (NUC, WAT, WND, GEO, or SUN)
EXCLUDE | IA | Maquoketa 1 | 1162 | 1 | NG | IC | 1.4 | 1 | 0 | 0 |  |  | 0 | 0 |  | Electric Utility | N | RE | 2002 | Internal Combustion (PRMVR=IC)
EXCLUDE | IA | Maquoketa 1 | 1162 | 2 | DFO | IC | 0.8 | 0.6 | 0 | 0 |  |  | 0 | 0 |  | Electric Utility | N | RE | 2002 | Internal Combustion (PRMVR=IC)
EXCLUDE | IA | Maquoketa 1 | 1162 | 3 | NG | IC | 2.1 | 2 | 0 | 0 |  |  | 0 | 0 |  | Electric Utility | N | OP |  | Internal Combustion (PRMVR=IC)
EXCLUDE | IA | Maquoketa 1 | 1162 | 5 | NG | IC | 1.7 | 1.5 | 0 | 0 |  |  | 0 | 0 |  | Electric Utility | N | OP |  | Internal Combustion (PRMVR=IC)
EXCLUDE | IA | Maquoketa 1 | 1162 | 6 | NG | IC | 2.5 | 2.4 | 0 | 0 |  |  | 0 | 0 |  | Electric Utility | N | OP |  | Internal Combustion (PRMVR=IC)
EXCLUDE | IA | Maquoketa 1 | 1162 | 7 | NG | IC | 6.5 | 6.5 | 0 | 0 |  |  | 0 | 0 |  | Electric Utility | N | OP |  | Internal Combustion (PRMVR=IC)
EXCLUDE | IA | Maquoketa 1 | 1162 | 8 | DFO | IC | 1.8 | 1.8 | 0 | 0 |  |  | 0 | 0 |  | Electric Utility | N | OP |  | Internal Combustion (PRMVR=IC)
EXCLUDE | IA | Maquoketa 1 | 1162 | 9 | DFO | IC | 1.8 | 1.8 | 0 | 0 |  |  | 0 | 0 |  | Electric Utility | N | OP |  | Internal Combustion (PRMVR=IC)
EXCLUDE | IA | Maquoketa 1 | 1162 | 1A | NG | IC | 3.1 | 3 | 0 | 0 |  |  | 0 | 0 |  | Electric Utility | N | OP |  | Internal Combustion (PRMVR=IC)
EXCLUDE | IA | Maquoketa 1 | 1162 | 2A | NG | IC | 3.1 | 3 | 0 | 0 |  |  | 0 | 0 |  | Electric Utility | N | OP |  | Internal Combustion (PRMVR=IC)
EXCLUDE | IA | Maquoketa 1 | 1162 | 4A | DFO | IC | 1.8 | 1.8 | 0 | 0 |  |  | 0 | 0 |  | Electric Utility | N | OP |  | Internal Combustion (PRMVR=IC)
EXCLUDE | IA | Maquoketa 2 | 7921 | 11 | DFO | IC | 2 | 1.2 | 0 | 0 |  |  | 0 | 0 |  | Electric Utility | N | OP |  | Internal Combustion (PRMVR=IC)
EXCLUDE | IA | Maquoketa 2 | 7921 | 12 | DFO | IC | 2 | 1.2 | 0 | 0 |  |  | 0 | 0 |  | Electric Utility | N | OP |  | Internal Combustion (PRMVR=IC)
EXCLUDE | IA | Maquoketa 2 | 7921 | 13 | DFO | IC | 2 | 1.2 | 0 | 0 |  |  | 0 | 0 |  | Electric Utility | N | OP |  | Internal Combustion (PRMVR=IC)
EXCLUDE | IA | Maquoketa 2 | 7921 | 14 | DFO | IC | 2 | 1.2 | 0 | 0 |  |  | 0 | 0 |  | Electric Utility | N | OP |  | Internal Combustion (PRMVR=IC)
SSTLOGN | IA | Marshalltown | 1068 | 1 | DFO | GT | 63 | 52.8 | 804 | 4698.6667 |  |  | 4698.6667 | 7629.9115 |  | Electric Utility | N | OP
SSTLOGN | IA | Marshalltown | 1068 | 2 | DFO | GT | 63 | 56.1 | 1014.4 | 4698.6667 |  |  | 4698.6667 | 4349.0007 |  | Electric Utility | N | OP
SSTLOGN | IA | Marshalltown | 1068 | 3 | DFO | GT | 63 | 54.3 | 804 | 4698.6667 |  |  | 4698.6667 | 5518.0987 |  | Electric Utility | N | OP
EXCLUDE | IA | McGregor | 1163 | 1 | DFO | IC | 1.2 | 1.2 | 0 | 0 |  |  | 0 | 0 |  | Electric Utility | N | OP |  | Internal Combustion (PRMVR=IC)
EXCLUDE | IA | McGregor | 1163 | 2 | DFO | IC | 0.3 | 0.3 | 0 | 0 |  |  | 0 | 0 |  | Electric Utility | N | OP |  | Internal Combustion (PRMVR=IC)
EXCLUDE | IA | McGregor | 1163 | 3 | DFO | IC | 0.5 | 0.5 | 0 | 0 |  |  | 0 | 0 |  | Electric Utility | N | OP |  | Internal Combustion (PRMVR=IC)
EXCLUDE | IA | Merle Parr | 1097 | 1 | NG | GT | 18 | 16.6 | 0 | 260.5 |  |  | 260.5 | 395.4317 |  | Electric Utility | N | OP |  | Simple Cycle Turbine (PRMVR=GT or OT) unit under 25MW
EXCLUDE | IA | Merle Parr | 1097 | 2 | NG | GT | 18 | 16.6 | 0 | 260.5 |  |  | 260.5 | 395.4317 |  | Electric Utility | N | OP |  | Simple Cycle Turbine (PRMVR=GT or OT) unit under 25MW
EXCLUDE | IA | Metro Methane Recovery Facility | 54700 | GEN1 | LFG | IC | 0.8 | 0.8 | 0 | 0 |  |  | 0 | 0 |  | IPP Non-CHP | N | OP |  | Internal Combustion (PRMVR=IC)
EXCLUDE | IA | Metro Methane Recovery Facility | 54700 | GEN10 | LFG | IC | 1.6 | 1.6 | 0 | 0 |  |  | 0 | 0 |  | IPP Non-CHP | N | P |  | Internal Combustion (PRMVR=IC)
EXCLUDE | IA | Metro Methane Recovery Facility | 54700 | GEN11 | LFG | IC | 1.6 | 1.6 | 0 | 0 |  |  | 0 | 0 |  | IPP Non-CHP | N | P |  | Internal Combustion (PRMVR=IC)
EXCLUDE | IA | Metro Methane Recovery Facility | 54700 | GEN12 | LFG | IC | 1.6 | 1.6 | 0 | 0 |  |  | 0 | 0 |  | IPP Non-CHP | N | P |  | Internal Combustion (PRMVR=IC)
EXCLUDE | IA | Metro Methane Recovery Facility | 54700 | GEN2 | LFG | IC | 0.8 | 0.8 | 0 | 0 |  |  | 0 | 0 |  | IPP Non-CHP | N | OP |  | Internal Combustion (PRMVR=IC)
EXCLUDE | IA | Metro Methane Recovery Facility | 54700 | GEN3 | LFG | IC | 0.8 | 0.8 | 0 | 0 |  |  | 0 | 0 |  | IPP Non-CHP | N | OP |  | Internal Combustion (PRMVR=IC)
EXCLUDE | IA | Metro Methane Recovery Facility | 54700 | GEN4 | LFG | IC | 0.8 | 0.8 | 0 | 0 |  |  | 0 | 0 |  | IPP Non-CHP | N | OP |  | Internal Combustion (PRMVR=IC)
EXCLUDE | IA | Metro Methane Recovery Facility | 54700 | GEN5 | LFG | IC | 0.8 | 0.8 | 0 | 0 |  |  | 0 | 0 |  | IPP Non-CHP | N | OP |  | Internal Combustion (PRMVR=IC)
EXCLUDE | IA | Metro Methane Recovery Facility | 54700 | GEN6 | LFG | IC | 0.8 | 0.8 | 0 | 0 |  |  | 0 | 0 |  | IPP Non-CHP | N | OP |  | Internal Combustion (PRMVR=IC)
EXCLUDE | IA | Metro Methane Recovery Facility | 54700 | GEN7 | LFG | IC | 0.8 | 0.8 | 0 | 0 |  |  | 0 | 0 |  | IPP Non-CHP | N | OP |  | Internal Combustion (PRMVR=IC)
EXCLUDE | IA | Metro Methane Recovery Facility | 54700 | GEN8 | LFG | IC | 0.8 | 0.8 | 0 | 0 |  |  | 0 | 0 |  | IPP Non-CHP | N | OP |  | Internal Combustion (PRMVR=IC)
EXCLUDE | IA | Metro Methane Recovery Facility | 54700 | GEN9 | LFG | IC | 1.6 | 1.6 | 0 | 0 |  |  | 0 | 0 |  | IPP Non-CHP | N | P |  | Internal Combustion (PRMVR=IC)
EXCLUDE | IA | Milford | 1164 | 1 | DFO | IC | 0.6 | 0.6 | 0 | 0 |  |  | 0 | 0 |  | Electric Utility | N | OP |  | Internal Combustion (PRMVR=IC)
EXCLUDE | IA | Milford | 1164 | 3 | DFO | IC | 0.3 | 0.3 | 0 | 0 |  |  | 0 | 0 |  | Electric Utility | N | RE | 2003 | Internal Combustion (PRMVR=IC)
EXCLUDE | IA | Milford | 1164 | 4 | DFO | IC | 0.5 | 0.5 | 0 | 0 |  |  | 0 | 0 |  | Electric Utility | N | OP |  | Internal Combustion (PRMVR=IC)
EXCLUDE | IA | Milford | 1164 | 5 | DFO | IC | 1.8 | 1.8 | 0 | 0 |  |  | 0 | 0 |  | Electric Utility | N | OP |  | Internal Combustion (PRMVR=IC)
EXCLUDE | IA | Milford | 1164 | 6 | DFO | IC | 1.8 | 1.8 | 0 | 0 |  |  | 0 | 0 |  | Electric Utility | N | OP |  | Internal Combustion (PRMVR=IC)
EXCLUDE | IA | Milford | 1164 | 7 | DFO | IC | 1.8 | 1.8 | 0 | 0 |  |  | 0 | 0 |  | Electric Utility | N | OP |  | Internal Combustion (PRMVR=IC)
EXCLUDE | IA | Milton L Kapp | 1048 | 1 | NG | ST | 18.8 | 8.8 | 0 | 0 |  |  | 0 | 0 |  | Electric Utility | N | RE | 2010 | Steam unit (PRMVR=ST) under 25MW/250 MMBtu/hr
COALST | IA | Milton L Kapp | 1048 | 2 | SUB | ST | 218.5 | 210 | 2405 | 899919 |  |  | 899919 | 1099521.499 |  | Electric Utility | N | OP
EXCLUDE | IA | Montezuma | 1165 | 1 | DFO | IC | 0.2 | 0.2 | 0 | 0 |  |  | 0 | 0 |  | Electric Utility | N | OP |  | Internal Combustion (PRMVR=IC)
EXCLUDE | IA | Montezuma | 1165 | 4 | DFO | IC | 0.5 | 0.5 | 0 | 0 |  |  | 0 | 0 |  | Electric Utility | N | OP |  | Internal Combustion (PRMVR=IC)
EXCLUDE | IA | Montezuma | 1165 | 5 | DFO | IC | 1.1 | 1 | 0 | 0 |  |  | 0 | 0 |  | Electric Utility | N | OP |  | Internal Combustion (PRMVR=IC)
EXCLUDE | IA | Montezuma | 1165 | 6 | NG | IC | 1.7 | 1.6 | 0 | 0 |  |  | 0 | 0 |  | Electric Utility | N | OP |  | Internal Combustion (PRMVR=IC)
EXCLUDE | IA | Montezuma | 1165 | 7 | NG | IC | 2.5 | 2.3 | 0 | 0 |  |  | 0 | 0 |  | Electric Utility | N | OP |  | Internal Combustion (PRMVR=IC)
EXCLUDE | IA | Montezuma | 1165 | 8 | DFO | IC | 1.8 | 1.8 | 0 | 0 |  |  | 0 | 0 |  | Electric Utility | N | OP |  | Internal Combustion (PRMVR=IC)
EXCLUDE | IA | Montezuma | 1165 | 9 | DFO | IC | 1.8 | 1.8 | 0 | 0 |  |  | 0 | 0 |  | Electric Utility | N | OP |  | Internal Combustion (PRMVR=IC)
EXCLUDE | IA | Montezuma | 1165 | 10 | DFO | IC | 0.2 | 0.2 | 0 | 0 |  |  | 0 | 0 |  | Electric Utility | N | OP |  | Internal Combustion (PRMVR=IC)
EXCLUDE | IA | Morning Light Wind Farm | 57875 | MLWF | WND | WT | 101 | 101 | 0 | 0 |  |  | 0 | 0 |  | Electric Utility | N | T |  | Non Combustion (NUC, WAT, WND, GEO, or SUN)
EXCLUDE | IA | Mt Pleasant | 1166 | 1 | DFO | IC | 2 | 2 | 0 | 0 |  |  | 0 | 0 |  | Electric Utility | N | SB |  | Internal Combustion (PRMVR=IC)
EXCLUDE | IA | Mt Pleasant | 1166 | 2 | DFO | IC | 2 | 2 | 0 | 0 |  |  | 0 | 0 |  | Electric Utility | N | SB |  | Internal Combustion (PRMVR=IC)
EXCLUDE | IA | Mt Pleasant | 1166 | 3 | DFO | IC | 2 | 2 | 0 | 0 |  |  | 0 | 0 |  | Electric Utility | N | SB |  | Internal Combustion (PRMVR=IC)
EXCLUDE | IA | Mt Pleasant | 1166 | 5 | NG | ST | 7.5 | 7.5 | 0 | 0 |  |  | 0 | 0 |  | Electric Utility | N | RE | 2001 | Steam unit (PRMVR=ST) under 25MW/250 MMBtu/hr
EXCLUDE | IA | Mt Pleasant | 1166 | 6 | DFO | IC | 2 | 2 | 0 | 0 |  |  | 0 | 0 |  | Electric Utility | N | SB |  | Internal Combustion (PRMVR=IC)
EXCLUDE | IA | Mt Pleasant | 1166 | 7 | DFO | IC | 2 | 2 | 0 | 0 |  |  | 0 | 0 |  | Electric Utility | N | SB |  | Internal Combustion (PRMVR=IC)
EXCLUDE | IA | Mt Pleasant | 1166 | 8 | DFO | IC | 2 | 2 | 0 | 0 |  |  | 0 | 0 |  | Electric Utility | N | SB |  | Internal Combustion (PRMVR=IC)
EXCLUDE | IA | Mt Pleasant | 1166 | 9 | DFO | IC | 2 | 2 | 0 | 0 |  |  | 0 | 0 |  | Electric Utility | N | SB |  | Internal Combustion (PRMVR=IC)
EXCLUDE | IA | Mt Pleasant | 1166 | 10 | DFO | IC | 2 | 2 | 0 | 0 |  |  | 0 | 0 |  | Electric Utility | N | SB |  | Internal Combustion (PRMVR=IC)
EXCLUDE | IA | Mt Pleasant | 1166 | 11 | DFO | IC | 2 | 2 | 0 | 0 |  |  | 0 | 0 |  | Electric Utility | N | SB |  | Internal Combustion (PRMVR=IC)
EXCLUDE | IA | Mt Pleasant | 1166 | 12 | DFO | IC | 2 | 2 | 0 | 0 |  |  | 0 | 0 |  | Electric Utility | N | SB |  | Internal Combustion (PRMVR=IC)
EXCLUDE | IA | Mt Pleasant | 1166 | 4A | DFO | IC | 2 | 2 | 0 | 0 |  |  | 0 | 0 |  | Electric Utility | N | SB |  | Internal Combustion (PRMVR=IC)
EXCLUDE | IA | Mt Pleasant | 1166 | 5A | DFO | IC | 2 | 2 | 0 | 0 |  |  | 0 | 0 |  | Electric Utility | N | SB |  | Internal Combustion (PRMVR=IC)
EXCLUDE | IA | Mt Pleasant | 1166 | D | DFO | IC | 1 | 1 | 0 | 0 |  |  | 0 | 0 |  | Electric Utility | N | RE | 2002 | Internal Combustion (PRMVR=IC)
COALST | IA | Muscatine Plant #1 | 1167 | 7 | SUB | ST | 25 | 22.7 | 211.7452 | 58251 |  |  | 58251 | 99373.985 |  | Electric Utility | N | OP
COALST | IA | Muscatine Plant #1 | 1167 | 8 | SUB | ST | 75 | 36.2 | 201.2399 | 55361 |  |  | 55361 | 94443.7552 |  | Electric Utility | N | OP
COALST | IA | Muscatine Plant #1 | 1167 | 9 | SUB | ST | 175.5 | 164.3 | 2176.6778 | 598803 |  |  | 598803 | 1021535.0865 |  | Electric Utility | N | OP
EXCLUDE | IA | Muscatine Plant #1 | 1167 | 8A | SUB | ST | 18 | 16.5 | 495.3371 | 136267 | 0.18973 | 2647551.7281 | 718231.7702 | 232466.3063 |  | Electric Utility | Y | OP |  | Steam unit (PRMVR=ST) under 25MW/250 MMBtu/hr
EXCLUDE | IA | New Hampton | 1168 | 3 | NG | IC | 3.5 | 3.5 | 0 | 0 |  |  | 0 | 0 |  | Electric Utility | N | SB |  | Internal Combustion (PRMVR=IC)
EXCLUDE | IA | New Hampton | 1168 | 4 | NG | IC | 6.2 | 5 | 0 | 0 |  |  | 0 | 0 |  | Electric Utility | N | SB |  | Internal Combustion (PRMVR=IC)
EXCLUDE | IA | New Hampton | 1168 | 5 | NG | IC | 6.2 | 5 | 0 | 0 |  |  | 0 | 0 |  | Electric Utility | N | SB |  | Internal Combustion (PRMVR=IC)
EXCLUDE | IA | New Hampton | 1168 | 7 | DFO | IC | 5.3 | 5.3 | 0 | 0 |  |  | 0 | 0 |  | Electric Utility | N | OP |  | Internal Combustion (PRMVR=IC)
EXCLUDE | IA | New Hampton | 1168 | 8 | DFO | IC | 5.3 | 5.3 | 0 | 0 |  |  | 0 | 0 |  | Electric Utility | N | OP |  | Internal Combustion (PRMVR=IC)
EXCLUDE | IA | New Harvest Wind Project LLC | 57609 | 1 | WND | WT | 100 | 100 | 0 | 1400 |  |  | 1400 | 0 |  | IPP Non-CHP | N | TS |  | Non Combustion (NUC, WAT, WND, GEO, or SUN)
EXCLUDE | IA | North | 7856 | 1 | DFO | IC | 1.8 | 1.8 | 0 | 0 |  |  | 0 | 0 |  | Electric Utility | N | OP |  | Internal Combustion (PRMVR=IC)
EXCLUDE | IA | North | 7856 | 2 | DFO | IC | 1.8 | 1.8 | 0 | 0 |  |  | 0 | 0 |  | Electric Utility | N | OP |  | Internal Combustion (PRMVR=IC)
EXCLUDE | IA | North | 7856 | 3 | DFO | IC | 2.2 | 2.2 | 0 | 0 |  |  | 0 | 0 |  | Electric Utility | N | OP |  | Internal Combustion (PRMVR=IC)
EXCLUDE | IA | North | 7856 | 4 | DFO | IC | 2.2 | 2.2 | 0 | 0 |  |  | 0 | 0 |  | Electric Utility | N | OP |  | Internal Combustion (PRMVR=IC)
EXCLUDE | IA | Northern Iowa Windpower II | 56383 | TOI2 | WND | WT | 80 | 80 | 0 | 200951 |  |  | 200951 | 0 |  | IPP Non-CHP | N | OP |  | Non Combustion (NUC, WAT, WND, GEO, or SUN)
EXCLUDE | IA | Oakdale Renewable Energy Plant | 57672 | GE1 | NG | IC | 1.4 | 1.4 | 0 | 0 |  |  | 0 | 0 |  | Commercial Non-CHP | N | OP |  | Internal Combustion (PRMVR=IC)
EXCLUDE | IA | Oakdale Renewable Energy Plant | 57672 | GE2 | NG | IC | 1.4 | 1.4 | 0 | 0 |  |  | 0 | 0 |  | Commercial Non-CHP | N | OP |  | Internal Combustion (PRMVR=IC)
EXCLUDE | IA | Ogden | 1169 | 4 | DFO | IC | 0.4 | 0.5 | 0 | 0 |  |  | 0 | 0 |  | Electric Utility | N | SB |  | Internal Combustion (PRMVR=IC)
EXCLUDE | IA | Ogden | 1169 | 5 | DFO | IC | 1 | 1 | 0 | 0 |  |  | 0 | 0 |  | Electric Utility | N | SB |  | Internal Combustion (PRMVR=IC)
EXCLUDE | IA | Ogden | 1169 | 6 | DFO | IC | 2.5 | 2.5 | 0 | 0 |  |  | 0 | 0 |  | Electric Utility | N | SB |  | Internal Combustion (PRMVR=IC)
EXCLUDE | IA | Onawa Mun Lt & Power | 1170 | 1 | DFO | IC | 0.4 | 0.3 | 0 | 0 |  |  | 0 | 0 |  | Electric Utility | N | RE | 2011 | Internal Combustion (PRMVR=IC)
EXCLUDE | IA | Onawa Mun Lt & Power | 1170 | 2 | DFO | IC | 0.4 | 0.3 | 0 | 0 |  |  | 0 | 0 |  | Electric Utility | N | RE | 2011 | Internal Combustion (PRMVR=IC)
EXCLUDE | IA | Onawa Mun Lt & Power | 1170 | 3 | DFO | IC | 0.4 | 0.3 | 0 | 0 |  |  | 0 | 0 |  | Electric Utility | N | RE | 2011 | Internal Combustion (PRMVR=IC)
EXCLUDE | IA | Onawa Mun Lt & Power | 1170 | 4 | DFO | IC | 0.9 | 0.4 | 0 | 0 |  |  | 0 | 0 |  | Electric Utility | N | RE | 2011 | Internal Combustion (PRMVR=IC)
EXCLUDE | IA | Onawa Mun Lt & Power | 1170 | 5 | DFO | IC | 1 | 0.8 | 0 | 0 |  |  | 0 | 0 |  | Electric Utility | N | RE | 2011 | Internal Combustion (PRMVR=IC)
EXCLUDE | IA | Osage | 1172 | 5 | NG | IC | 3.2 | 3.1 | 0 | 0 |  |  | 0 | 0 |  | Electric Utility | N | OP |  | Internal Combustion (PRMVR=IC)
EXCLUDE | IA | Osage | 1172 | 6 | DFO | IC | 6.2 | 6 | 0 | 0 |  |  | 0 | 0 |  | Electric Utility | N | OP |  | Internal Combustion (PRMVR=IC)
EXCLUDE | IA | Osage | 1172 | 7 | DFO | IC | 3.6 | 3.6 | 0 | 0 |  |  | 0 | 0 |  | Electric Utility | N | OP |  | Internal Combustion (PRMVR=IC)
EXCLUDE | IA | Osage | 1172 | 8 | DFO | IC | 3.6 | 3.6 | 0 | 0 |  |  | 0 | 0 |  | Electric Utility | N | OP |  | Internal Combustion (PRMVR=IC)
EXCLUDE | IA | Osage | 1172 | W1 | WND | WT | 1.6 | 0.5 | 0 | 4461 |  |  | 4461 | 0 |  | Electric Utility | N | OP |  | Non Combustion (NUC, WAT, WND, GEO, or SUN)
EXCLUDE | IA | Osceola Windpower II | 56913 | CL25 | WND | WT | 50 | 50 | 0 | 156260 |  |  | 156260 | 0 |  | IPP Non-CHP | N | OP |  | Non Combustion (NUC, WAT, WND, GEO, or SUN)
EXCLUDE | IA | Osceola Windpower LLC | 56645 | CL25 | WND | WT | 100 | 100 | 0 | 261375 |  |  | 261375 | 0 |  | IPP Non-CHP | N | OP |  | Non Combustion (NUC, WAT, WND, GEO, or SUN)
COALST | IA | Ottumwa | 6254 | 1 | SUB | ST | 725.9 | 697.3 | 9005 | 3408573 |  |  | 3408573 | 4559162.641 |  | Electric Utility | N | OP
EXCLUDE | IA | Ottumwa City of | 1173 | 1 | WAT | HY | 1 | 1 | 0 | 2036.875 |  |  | 2036.875 | 0 |  | Electric Utility | N | OP |  | Non Combustion (NUC, WAT, WND, GEO, or SUN)
EXCLUDE | IA | Ottumwa City of | 1173 | 2 | WAT | HY | 1.2 | 1.2 | 0 | 2444.25 |  |  | 2444.25 | 0 |  | Electric Utility | N | OP |  | Non Combustion (NUC, WAT, WND, GEO, or SUN)
EXCLUDE | IA | Ottumwa City of | 1173 | 3 | WAT | HY | 1 | 1 | 0 | 2036.875 |  |  | 2036.875 | 0 |  | Electric Utility | N | OP |  | Non Combustion (NUC, WAT, WND, GEO, or SUN)
EXCLUDE | IA | Panora | 7584 | 1 | DFO | IC | 1.5 | 1.5 | 0 | 0 |  |  | 0 | 0 |  | Electric Utility | N | SB |  | Internal Combustion (PRMVR=IC)
EXCLUDE | IA | Panora | 7584 | 2 | DFO | IC | 1 | 1 | 0 | 0 |  |  | 0 | 0 |  | Electric Utility | N | SB |  | Internal Combustion (PRMVR=IC)
EXCLUDE | IA | Panora | 7584 | 3 | DFO | IC | 2 | 2 | 0 | 0 |  |  | 0 | 0 |  | Electric Utility | N | SB |  | Internal Combustion (PRMVR=IC)
EXCLUDE | IA | Pella | 1175 | 5 | SUB | ST | 11.5 | 11 | 605 | 14823 |  |  | 14823 | 89798.904 |  | Electric Utility | N | OP |  | Steam unit (PRMVR=ST) under 25MW/250 MMBtu/hr
COALST | IA | Pella | 1175 | 6 | SUB | ST | 26.5 | 22.4 | 605 | 39144 |  |  | 39144 | 89798.904 |  | Electric Utility | N | OP
EXCLUDE | IA | Pella Peaking | 7971 | 1 | DFO | IC | 2 | 1.8 | 0 | 0 |  |  | 0 | 0 |  | Electric Utility | N | RE | 2001 | Internal Combustion (PRMVR=IC)
EXCLUDE | IA | Pella Peaking | 7971 | 2 | DFO | IC | 2 | 1.8 | 0 | 0 |  |  | 0 | 0 |  | Electric Utility | N | RE | 2001 | Internal Combustion (PRMVR=IC)
EXCLUDE | IA | Pella Peaking | 7971 | 3 | DFO | IC | 2 | 2 | 0 | 0 |  |  | 0 | 0 |  | Electric Utility | N | SB |  | Internal Combustion (PRMVR=IC)
EXCLUDE | IA | Pella Peaking | 7971 | 4 | DFO | IC | 2 | 2 | 0 | 0 |  |  | 0 | 0 |  | Electric Utility | N | SB |  | Internal Combustion (PRMVR=IC)
EXCLUDE | IA | Pella Peaking | 7971 | 5 | DFO | IC | 2 | 2 | 0 | 0 |  |  | 0 | 0 |  | Electric Utility | N | SB |  | Internal Combustion (PRMVR=IC)
EXCLUDE | IA | Pella Peaking | 7971 | 6 | DFO | IC | 2 | 2 | 0 | 0 |  |  | 0 | 0 |  | Electric Utility | N | SB |  | Internal Combustion (PRMVR=IC)
EXCLUDE | IA | Pella Peaking | 7971 | 7 | DFO | IC | 2 | 2 | 0 | 0 |  |  | 0 | 0 |  | Electric Utility | N | SB |  | Internal Combustion (PRMVR=IC)
EXCLUDE | IA | Pella Peaking | 7971 | 8 | DFO | IC | 2 | 2 | 0 | 0 |  |  | 0 | 0 |  | Electric Utility | N | SB |  | Internal Combustion (PRMVR=IC)
EXCLUDE | IA | Pella Peaking | 7971 | 9 | DFO | IC | 2 | 2 | 0 | 0 |  |  | 0 | 0 |  | Electric Utility | N | SB |  | Internal Combustion (PRMVR=IC)
EXCLUDE | IA | Pella Peaking | 7971 | 10 | DFO | IC | 2 | 2 | 0 | 0 |  |  | 0 | 0 |  | Electric Utility | N | SB |  | Internal Combustion (PRMVR=IC)
EXCLUDE | IA | Pella Peaking | 7971 | 11 | DFO | IC | 2 | 2 | 0 | 0 |  |  | 0 | 0 |  | Electric Utility | N | SB |  | Internal Combustion (PRMVR=IC)
EXCLUDE | IA | Pella Peaking | 7971 | 12 | DFO | IC | 2 | 2 | 0 | 0 |  |  | 0 | 0 |  | Electric Utility | N | SB |  | Internal Combustion (PRMVR=IC)
EXCLUDE | IA | Pella Peaking | 7971 | 13 | DFO | IC | 2 | 2 | 0 | 0 |  |  | 0 | 0 |  | Electric Utility | N | SB |  | Internal Combustion (PRMVR=IC)
EXCLUDE | IA | Pella Peaking | 7971 | 14 | DFO | IC | 2 | 2 | 0 | 0 |  |  | 0 | 0 |  | Electric Utility | N | SB |  | Internal Combustion (PRMVR=IC)
EXCLUDE | IA | Pella Peaking | 7971 | 15 | DFO | IC | 2 | 2 | 0 | 0 |  |  | 0 | 0 |  | Electric Utility | N | SB |  | Internal Combustion (PRMVR=IC)
EXCLUDE | IA | Pella Peaking | 7971 | 16 | DFO | IC | 2 | 2 | 0 | 0 |  |  | 0 | 0 |  | Electric Utility | N | SB |  | Internal Combustion (PRMVR=IC)
EXCLUDE | IA | Pioneer Prairie Wind Farm | 56797 | 1 | WND | WT | 300 | 300 | 0 | 881660 |  |  | 881660 | 0 |  | IPP Non-CHP | N | OP |  | Non Combustion (NUC, WAT, WND, GEO, or SUN)
SSTLOGN | IA | Pleasant Hill | 7145 | 1 | NG | GT | 41.4 | 37 | 506.8 | 3837.9043 |  |  | 3837.9043 | 3431.7233 |  | Electric Utility | N | OP
SSTLOGN | IA | Pleasant Hill | 7145 | 2 | NG | GT | 41.4 | 37.5 | 506.8 | 3837.9043 |  |  | 3837.9043 | 3839.1887 |  | Electric Utility | N | OP
SSTLOGN | IA | Pleasant Hill | 7145 | 3 | NG | GT | 97 | 83.1 | 1387 | 8992.1913 |  |  | 8992.1913 | 8009.317 |  | Electric Utility | N | OP
EXCLUDE | IA | Pocahontas Prairie Wind Farm | 57976 | 1 | WND | WT | 80 | 80 | 0 | 0 |  |  | 0 | 0 |  | IPP Non-CHP | N | V |  | Non Combustion (NUC, WAT, WND, GEO, or SUN)
EXCLUDE | IA | Pomeroy Wind Farm | 56501 | PWF | WND | WT | 123 | 123 | 0 | 345463.3659 |  |  | 345463.3659 | 0 |  | Electric Utility | N | OP |  | Non Combustion (NUC, WAT, WND, GEO, or SUN)
EXCLUDE | IA | Pomeroy Wind Farm | 56501 | PWF2 | WND | WT | 75 | 75 | 0 | 210648.3939 |  |  | 210648.3939 | 0 |  | Electric Utility | N | OP |  | Non Combustion (NUC, WAT, WND, GEO, or SUN)
EXCLUDE | IA | Pomeroy Wind Farm | 56501 | PWF3 | WND | WT | 58.5 | 58.5 | 0 | 164305.7472 |  |  | 164305.7472 | 0 |  | Electric Utility | N | OP |  | Non Combustion (NUC, WAT, WND, GEO, or SUN)
EXCLUDE | IA | Pomeroy Wind Farm | 56501 | PWF4 | WND | WT | 29.9 | 29.9 | 0 | 83978.493 |  |  | 83978.493 | 0 |  | Electric Utility | N | OP |  | Non Combustion (NUC, WAT, WND, GEO, or SUN)
EXCLUDE | IA | Prairie Creek | 1073 | 1 | SUB | ST | 14.6 | 1.6 | 0 | 41922 | 0.9412 | 11915.6323 | 44541.2041 | 74510.7562 |  | Electric Utility | Y | OP |  | Steam unit (PRMVR=ST) under 25MW/250 MMBtu/hr
EXCLUDE | IA | Prairie Creek | 1073 | 2 | SUB | ST | 23 | 18.4 | 0 | 0 | 1 | 0 | 0 | 0 |  | Electric Utility | Y | RE | 2010 | Steam unit (PRMVR=ST) under 25MW/250 MMBtu/hr
COALST | IA | Prairie Creek | 1073 | 3 | SUB | ST | 50 | 45.6 | 600 | 25980 | 0.097441 | 1094763.8619 | 266622.7012 | 235432.73 |  | Electric Utility | Y | OP
COALST | IA | Prairie Creek | 1073 | 4 | SUB | ST | 148.8 | 123 | 1480 | 482438 | 0.73015 | 811154.3787 | 660739.8124 | 692542.803 |  | Electric Utility | Y | OP
EXCLUDE | IA | Preston | 1176 | 1 | DFO | IC | 0.7 | 0.7 | 0 | 0 |  |  | 0 | 0 |  | Electric Utility | N | OP |  | Internal Combustion (PRMVR=IC)
EXCLUDE | IA | Preston | 1176 | 2 | DFO | IC | 0.7 | 0.7 | 0 | 0 |  |  | 0 | 0 |  | Electric Utility | N | OP |  | Internal Combustion (PRMVR=IC)
EXCLUDE | IA | Preston | 1176 | 4 | NG | IC | 1.8 | 1.8 | 0 | 0 |  |  | 0 | 0 |  | Electric Utility | N | OP |  | Internal Combustion (PRMVR=IC)
EXCLUDE | IA | Primghar | 1177 | 2 | DFO | IC | 0.1 | 0.1 | 0 | 0 |  |  | 0 | 0 |  | Electric Utility | N | RE | 2004 | Internal Combustion (PRMVR=IC)
EXCLUDE | IA | Primghar | 1177 | 4 | DFO | IC | 0.6 | 0.5 | 0 | 0 |  |  | 0 | 0 |  | Electric Utility | N | OP |  | Internal Combustion (PRMVR=IC)
EXCLUDE | IA | Primghar | 1177 | 5 | DFO | IC | 1.1 | 0.9 | 0 | 0 |  |  | 0 | 0 |  | Electric Utility | N | OP |  | Internal Combustion (PRMVR=IC)
EXCLUDE | IA | Red Cedar | 7595 | 1 | NG | GT | 22.5 | 15.4 | 0 | 4282 |  |  | 4282 | 3505.9939 |  | Electric Utility | N | OP |  | Simple Cycle Turbine (PRMVR=GT or OT) unit under 25MW
EXCLUDE | IA | Rippey Wind Farm | 57830 | NORD | WND | WT | 50 | 50 | 0 | 0 |  |  | 0 | 0 |  | IPP Non-CHP | N | T |  | Non Combustion (NUC, WAT, WND, GEO, or SUN)
EXCLUDE | IA | River Hills | 1084 | 1 | NG | GT | 16 | 15.3 | 0 | 86.875 |  |  | 86.875 | 230.8901 |  | Electric Utility | N | OP |  | Simple Cycle Turbine (PRMVR=GT or OT) unit under 25MW
EXCLUDE | IA | River Hills | 1084 | 2 | NG | GT | 16 | 15.1 | 0 | 86.875 |  |  | 86.875 | 230.8901 |  | Electric Utility | N | OP |  | Simple Cycle Turbine (PRMVR=GT or OT) unit under 25MW
EXCLUDE | IA | River Hills | 1084 | 3 | NG | GT | 16 | 14.5 | 0 | 86.875 |  |  | 86.875 | 230.8901 |  | Electric Utility | N | OP |  | Simple Cycle Turbine (PRMVR=GT or OT) unit under 25MW
EXCLUDE | IA | River Hills | 1084 | 4 | NG | GT | 16 | 15.7 | 0 | 86.875 |  |  | 86.875 | 230.8901 |  | Electric Utility | N | OP |  | Simple Cycle Turbine (PRMVR=GT or OT) unit under 25MW
EXCLUDE | IA | River Hills | 1084 | 5 | NG | GT | 16 | 14.8 | 0 | 86.875 |  |  | 86.875 | 230.8901 |  | Electric Utility | N | OP |  | Simple Cycle Turbine (PRMVR=GT or OT) unit under 25MW
EXCLUDE | IA | River Hills | 1084 | 6 | NG | GT | 16 | 15 | 0 | 86.875 |  |  | 86.875 | 230.8901 |  | Electric Utility | N | OP |  | Simple Cycle Turbine (PRMVR=GT or OT) unit under 25MW
EXCLUDE | IA | River Hills | 1084 | 7 | NG | GT | 16 | 14.9 | 0 | 86.875 |  |  | 86.875 | 230.8901 |  | Electric Utility | N | OP |  | Simple Cycle Turbine (PRMVR=GT or OT) unit under 25MW
EXCLUDE | IA | River Hills | 1084 | 8 | NG | GT | 16 | 15.8 | 0 | 86.875 |  |  | 86.875 | 230.8901 |  | Electric Utility | N | OP |  | Simple Cycle Turbine (PRMVR=GT or OT) unit under 25MW
COALST | IA | Riverside | 1081 | 5 | SUB | ST | 136 | 133.3 | 1202 | 806000 | 1 | 0 | 806000 | 867362.612 |  | Electric Utility | Y | OP
EXCLUDE | IA | Riverside | 1081 | 3HS | SUB | ST | 5 | 4 | 0 | 16784 | 0.38915 | 119854.0673 | 43129.4134 | 18504.6063 |  | Electric Utility | Y | OP |  | Steam unit (PRMVR=ST) under 25MW/250 MMBtu/hr
EXCLUDE | IA | Rock Rapids | 1181 | 1 | DFO | IC | 2.5 | 2.5 | 0 | 0 |  |  | 0 | 0 |  | Electric Utility | N | OP |  | Internal Combustion (PRMVR=IC)
EXCLUDE | IA | Rockford | 1180 | 1 | DFO | IC | 0.4 | 0.4 | 0 | 0 |  |  | 0 | 0 |  | Electric Utility | N | SB |  | Internal Combustion (PRMVR=IC)
EXCLUDE | IA | Rockford | 1180 | 5 | DFO | IC | 0.9 | 0.9 | 0 | 0 |  |  | 0 | 0 |  | Electric Utility | N | SB |  | Internal Combustion (PRMVR=IC)
EXCLUDE | IA | Rockford | 1180 | 6 | DFO | IC | 1.6 | 1.6 | 0 | 0 |  |  | 0 | 0 |  | Electric Utility | N | SB |  | Internal Combustion (PRMVR=IC)
EXCLUDE | IA | Rolling Hills Wind Farm | 57501 | RHWF | WND | WT | 443.9 | 443.9 | 0 | 0 |  |  | 0 | 0 |  | Electric Utility | N | OP |  | Non Combustion (NUC, WAT, WND, GEO, or SUN)
EXCLUDE | IA | Roquette America | 57953 | GT | NG | CC | 40 | 38 | 0 | 0 | 0.68907 | 0 | 0 | 0 |  | Industrial CHP | Y | SB |  | Commercial/Industrial Unit
EXCLUDE | IA | Roquette America | 57953 | HRSG | NG | CC | 10 | 10 | 0 | 0 | 0.68907 | 0 | 0 | 0 |  | Industrial CHP | Y | SB |  | Combined Cycle (PRMVR=CC) unit under 25MW
EXCLUDE | IA | Roquette America | 57953 | ST | PC | ST | 34.4 | 32 | 0 | 0 | 0.34474 | 0 | 0 | 0 |  | Industrial CHP | Y | OP |  | Commercial/Industrial Unit
EXCLUDE | IA | Shenandoah | 7850 | 1 | DFO | IC | 2 | 2 | 0 | 0 |  |  | 0 | 0 |  | Electric Utility | N | OP |  | Internal Combustion (PRMVR=IC)
EXCLUDE | IA | Shenandoah | 7850 | 2 | DFO | IC | 2 | 2 | 0 | 0 |  |  | 0 | 0 |  | Electric Utility | N | OP |  | Internal Combustion (PRMVR=IC)
EXCLUDE | IA | Shenandoah | 7850 | 3 | DFO | IC | 2 | 2 | 0 | 0 |  |  | 0 | 0 |  | Electric Utility | N | OP |  | Internal Combustion (PRMVR=IC)
EXCLUDE | IA | Shenandoah | 7850 | 4 | DFO | IC | 2 | 2 | 0 | 0 |  |  | 0 | 0 |  | Electric Utility | N | OP |  | Internal Combustion (PRMVR=IC)
EXCLUDE | IA | Shenandoah | 7850 | 5 | DFO | IC | 2 | 2 | 0 | 0 |  |  | 0 | 0 |  | Electric Utility | N | OP |  | Internal Combustion (PRMVR=IC)
EXCLUDE | IA | Shenandoah | 7850 | 6 | DFO | IC | 2 | 2 | 0 | 0 |  |  | 0 | 0 |  | Electric Utility | N | OP |  | Internal Combustion (PRMVR=IC)
EXCLUDE | IA | Shenandoah | 7850 | 7 | DFO | IC | 2 | 2 | 0 | 0 |  |  | 0 | 0 |  | Electric Utility | N | OP |  | Internal Combustion (PRMVR=IC)
EXCLUDE | IA | Shenandoah | 7850 | 8 | DFO | IC | 2 | 2 | 0 | 0 |  |  | 0 | 0 |  | Electric Utility | N | OP |  | Internal Combustion (PRMVR=IC)
EXCLUDE | IA | Shenandoah | 7850 | 9 | DFO | IC | 2 | 2 | 0 | 0 |  |  | 0 | 0 |  | Electric Utility | N | OP |  | Internal Combustion (PRMVR=IC)
EXCLUDE | IA | Shenandoah | 7850 | 10 | DFO | IC | 2 | 2 | 0 | 0 |  |  | 0 | 0 |  | Electric Utility | N | OP |  | Internal Combustion (PRMVR=IC)
EXCLUDE | IA | Sibley No Two | 7060 | 4 | DFO | IC | 1.1 | 1 | 0 | 0 |  |  | 0 | 0 |  | Electric Utility | N | OP |  | Internal Combustion (PRMVR=IC)
EXCLUDE | IA | Sibley One | 1184 | 2 | DFO | IC | 2 | 1.9 | 0 | 0 |  |  | 0 | 0 |  | Electric Utility | N | OP |  | Internal Combustion (PRMVR=IC)
EXCLUDE | IA | Sibley One | 1184 | 3 | DFO | IC | 1.2 | 1.1 | 0 | 0 |  |  | 0 | 0 |  | Electric Utility | N | OP |  | Internal Combustion (PRMVR=IC)
EXCLUDE | IA | Sibley One | 1184 | 5 | DFO | IC | 2 | 1.8 | 0 | 0 |  |  | 0 | 0 |  | Electric Utility | N | OP |  | Internal Combustion (PRMVR=IC)
EXCLUDE | IA | Sixth Street | 1058 | 1 | BIT | ST | 10 | 9.4 | 0 | 0 |  |  | 0 | 0 |  | Electric Utility | N | RE | 2010 | Steam unit (PRMVR=ST) under 25MW/250 MMBtu/hr
EXCLUDE | IA | Sixth Street | 1058 | 2 | SUB | ST | 6 | 2.8 | 0 | 0 | 0 |  |  | 0 |  | Electric Utility | Y | RE | 2010 | Steam unit (PRMVR=ST) under 25MW/250 MMBtu/hr
EXCLUDE | IA | Sixth Street | 1058 | 4 | SUB | ST | 15 | 12.6 | 0 | 0 | 0 |  |  | 0 |  | Electric Utility | Y | RE | 2010 | Steam unit (PRMVR=ST) under 25MW/250 MMBtu/hr
EXCLUDE | IA | Sixth Street | 1058 | 6 | BIT | ST | 10 | 8 | 0 | 0 |  |  | 0 | 0 |  | Electric Utility | N | RE | 2010 | Steam unit (PRMVR=ST) under 25MW/250 MMBtu/hr
EXCLUDE | IA | Sixth Street | 1058 | 7 | SUB | ST | 15 | 14.7 | 0 | 0 | 0 |  |  | 0 |  | Electric Utility | Y | RE | 2010 | Steam unit (PRMVR=ST) under 25MW/250 MMBtu/hr
EXCLUDE | IA | Sixth Street | 1058 | 8 | SUB | ST | 28.7 | 29.2 | 0 | 0 | 0 |  |  | 0 |  | Electric Utility | Y | RE | 2010 | Retired in 2010
EXCLUDE | IA | South Plant | 7758 | 1 | DFO | IC | 2 | 1.9 | 0 | 0 |  |  | 0 | 0 |  | Electric Utility | N | OP |  | Internal Combustion (PRMVR=IC)
EXCLUDE | IA | South Plant | 7758 | 2 | DFO | IC | 2 | 1.9 | 0 | 0 |  |  | 0 | 0 |  | Electric Utility | N | OP |  | Internal Combustion (PRMVR=IC)
EXCLUDE | IA | South Plant | 7758 | 3 | DFO | IC | 2 | 1.9 | 0 | 0 |  |  | 0 | 0 |  | Electric Utility | N | OP |  | Internal Combustion (PRMVR=IC)
EXCLUDE | IA | South Plant | 7758 | 4 | DFO | IC | 2 | 1.9 | 0 | 0 |  |  | 0 | 0 |  | Electric Utility | N | OP |  | Internal Combustion (PRMVR=IC)
EXCLUDE | IA | South Plant | 7758 | 5 | DFO | IC | 2 | 1.9 | 0 | 0 |  |  | 0 | 0 |  | Electric Utility | N | OP |  | Internal Combustion (PRMVR=IC)
EXCLUDE | IA | South Plant | 7758 | 6 | DFO | IC | 2 | 1.9 | 0 | 0 |  |  | 0 | 0 |  | Electric Utility | N | OP |  | Internal Combustion (PRMVR=IC)
EXCLUDE | IA | South Strawberry | 7926 | 1A | DFO | IC | 1.8 | 1.8 | 0 | 0 |  |  | 0 | 0 |  | Electric Utility | N | OP |  | Internal Combustion (PRMVR=IC)
EXCLUDE | IA | South Strawberry | 7926 | 2A | DFO | IC | 1.8 | 1.8 | 0 | 0 |  |  | 0 | 0 |  | Electric Utility | N | OP |  | Internal Combustion (PRMVR=IC)
EXCLUDE | IA | Spencer | 1186 | GT1 | KER | GT | 23.8 | 17 | 0 | 64 |  |  | 64 | 126.577 |  | Electric Utility | N | OP |  | Simple Cycle Turbine (PRMVR=GT or OT) unit under 25MW
EXCLUDE | IA | State Center | 1187 | 1 | DFO | IC | 0.6 | 0.6 | 0 | 0 |  |  | 0 | 0 |  | Electric Utility | N | OP |  | Internal Combustion (PRMVR=IC)
EXCLUDE | IA | State Center | 1187 | 2 | DFO | IC | 0.6 | 0.6 | 0 | 0 |  |  | 0 | 0 |  | Electric Utility | N | OP |  | Internal Combustion (PRMVR=IC)
EXCLUDE | IA | State Center | 1187 | 3 | DFO | IC | 1.3 | 1.3 | 0 | 0 |  |  | 0 | 0 |  | Electric Utility | N | OP |  | Internal Combustion (PRMVR=IC)
EXCLUDE | IA | State Center | 1187 | 4 | DFO | IC | 1.3 | 1.3 | 0 | 0 |  |  | 0 | 0 |  | Electric Utility | N | OP |  | Internal Combustion (PRMVR=IC)
EXCLUDE | IA | State Center | 1187 | 6 | NG | IC | 2.5 | 2.5 | 0 | 0 |  |  | 0 | 0 |  | Electric Utility | N | OP |  | Internal Combustion (PRMVR=IC)
EXCLUDE | IA | Storm Lake 1 | 54793 | 2 | WND | WT | 0.7 | 0.7 | 0 | 1618.9298 |  |  | 1618.9298 | 0 |  | IPP Non-CHP | N | OP |  | Non Combustion (NUC, WAT, WND, GEO, or SUN)
EXCLUDE | IA | Storm Lake 1 | 54793 | 3 | WND | WT | 0.7 | 0.7 | 0 | 1618.9298 |  |  | 1618.9298 | 0 |  | IPP Non-CHP | N | OP |  | Non Combustion (NUC, WAT, WND, GEO, or SUN)
EXCLUDE | IA | Storm Lake 1 | 54793 | EXIS | WND | WT | 112.5 | 112.5 | 0 | 260185.1405 |  |  | 260185.1405 | 0 |  | IPP Non-CHP | N | OP |  | Non Combustion (NUC, WAT, WND, GEO, or SUN)
EXCLUDE | IA | Storm Lake II | 55287 | EXIS | WND | WT | 80.2 | 80.2 | 0 | 188622 |  |  | 188622 | 0 |  | IPP Non-CHP | N | OP |  | Non Combustion (NUC, WAT, WND, GEO, or SUN)
EXCLUDE | IA | Story City | 1188 | 1 | DFO | IC | 1.3 | 1.3 | 0 | 0 |  |  | 0 | 0 |  | Electric Utility | N | OP |  | Internal Combustion (PRMVR=IC)
EXCLUDE | IA | Story City | 1188 | 2 | DFO | IC | 2 | 2 | 0 | 0 |  |  | 0 | 0 |  | Electric Utility | N | OP |  | Internal Combustion (PRMVR=IC)
EXCLUDE | IA | Story City | 1188 | 6 | DFO | IC | 2 | 2 | 0 | 0 |  |  | 0 | 0 |  | Electric Utility | N | OP |  | Internal Combustion (PRMVR=IC)
EXCLUDE | IA | Story City | 1188 | 7 | DFO | IC | 2 | 2 | 0 | 0 |  |  | 0 | 0 |  | Electric Utility | N | OP |  | Internal Combustion (PRMVR=IC)
EXCLUDE | IA | Story City | 1188 | 4A | DFO | IC | 3.5 | 3.1 | 0 | 0 |  |  | 0 | 0 |  | Electric Utility | N | OP |  | Internal Combustion (PRMVR=IC)
EXCLUDE | IA | Story City | 1188 | 5A | DFO | IC | 3.1 | 3.1 | 0 | 0 |  |  | 0 | 0 |  | Electric Utility | N | OP |  | Internal Combustion (PRMVR=IC)
EXCLUDE | IA | Strawberry Point | 1189 | 3 | DFO | IC | 0.9 | 0.8 | 0 | 0 |  |  | 0 | 0 |  | Electric Utility | N | RE | 2001 | Internal Combustion (PRMVR=IC)
EXCLUDE | IA | Strawberry Point | 1189 | 4 | DFO | IC | 0.9 | 0.8 | 0 | 0 |  |  | 0 | 0 |  | Electric Utility | N | RE | 2001 | Internal Combustion (PRMVR=IC)
EXCLUDE | IA | Strawberry Point | 1189 | 6 | DFO | IC | 1 | 1 | 0 | 0 |  |  | 0 | 0 |  | Electric Utility | N | RE | 2001 | Internal Combustion (PRMVR=IC)
EXCLUDE | IA | Streeter Station | 1131 | 6 | BIT | ST | 16.5 | 16.5 | 0 | 549 |  |  | 549 | 1223.8025 |  | Electric Utility | N | OP |  | Steam unit (PRMVR=ST) under 25MW/250 MMBtu/hr
COALST | IA | Streeter Station | 1131 | 7 | BIT | ST | 35 | 35 | 500 | 15027 |  |  | 15027 | 25740.412 |  | Electric Utility | N | OP
EXCLUDE | IA | Stuart | 1190 | 1 | DFO | IC | 0.6 | 0.6 | 0 | 0 |  |  | 0 | 0 |  | Electric Utility | N | OP |  | Internal Combustion (PRMVR=IC)
EXCLUDE | IA | Stuart | 1190 | 2 | DFO | IC | 1.1 | 1.1 | 0 | 0 |  |  | 0 | 0 |  | Electric Utility | N | OP |  | Internal Combustion (PRMVR=IC)
EXCLUDE | IA | Stuart | 1190 | 4 | DFO | IC | 1.1 | 1 | 0 | 0 |  |  | 0 | 0 |  | Electric Utility | N | OP |  | Internal Combustion (PRMVR=IC)
NGCC | IA | Summit Lake | 1206 | 1 | NG | CC | 7.5 | 7.4 | 0 | 1455.513 |  |  | 1455.513 | 1584.6636 | 1 | Electric Utility | N | OP
NGCC | IA | Summit Lake | 1206 | 2 | NG | CC | 7.5 | 7 | 0 | 1455.513 |  |  | 1455.513 | 1584.6636 | 1 | Electric Utility | N | OP
NGCC | IA | Summit Lake | 1206 | 3 | NG | CC | 7.5 | 7.4 | 0 | 1455.513 |  |  | 1455.513 | 1584.6636 | 1 | Electric Utility | N | OP
NGCC | IA | Summit Lake | 1206 | GT1 | NG | CC | 27 | 33 | 480 | 5239.8467 |  |  | 5239.8467 | 5704.7888 |  | Electric Utility | N | OP
NGCC | IA | Summit Lake | 1206 | GT2 | NG | CC | 35.3 | 30.5 | 480 | 6850.6144 |  |  | 6850.6144 | 7458.4831 |  | Electric Utility | N | OP
EXCLUDE | IA | Summit Lake | 1206 | IC1 | DFO | IC | 1 | 1.1 | 0 | 0 |  |  | 0 | 0 |  | Electric Utility | N | RE | 2007 | Internal Combustion (PRMVR=IC)
EXCLUDE | IA | Summit Lake | 1206 | IC2 | DFO | IC | 1 | 1.1 | 0 | 0 |  |  | 0 | 0 |  | Electric Utility | N | RE | 2007 | Internal Combustion (PRMVR=IC)
EXCLUDE | IA | Summit Lake | 1206 | IC4 | DFO | IC | 1 | 1 | 0 | 0 |  |  | 0 | 0 |  | Electric Utility | N | RE | 2007 | Internal Combustion (PRMVR=IC)
EXCLUDE | IA | Summit Lake | 1206 | IC5 | DFO | IC | 1 | 1 | 0 | 0 |  |  | 0 | 0 |  | Electric Utility | N | RE | 2007 | Internal Combustion (PRMVR=IC)
EXCLUDE | IA | Sumner | 1191 | 1 | NG | IC | 2.6 | 2.6 | 0 | 0 |  |  | 0 | 0 |  | Electric Utility | N | OP |  | Internal Combustion (PRMVR=IC)
EXCLUDE | IA | Sumner | 1191 | 2 | NG | IC | 1.2 | 1.1 | 0 | 0 |  |  | 0 | 0 |  | Electric Utility | N | OP |  | Internal Combustion (PRMVR=IC)
EXCLUDE | IA | Sumner | 1191 | 6 | DFO | IC | 1.8 | 1.8 | 0 | 0 |  |  | 0 | 0 |  | Electric Utility | N | OP |  | Internal Combustion (PRMVR=IC)
COALST | IA | Sutherland | 1077 | 1 | SUB | ST | 37.5 | 27.8 | 705 | 84417 |  |  | 84417 | 150874.308 |  | Electric Utility | N | OP | 2015
EXCLUDE | IA | Sutherland | 1077 | 2 | SUB | ST | 37.5 | 29.5 | 0 | 0 |  |  | 0 | 0 |  | Electric Utility | N | RE | 2010 | Retired in 2010
COALST | IA | Sutherland | 1077 | 3 | SUB | ST | 81.6 | 78.3 | 1320 | 338051 |  |  | 338051 | 466857.196 |  | Electric Utility | N | OP
SSTLOGN | IA | Sycamore | 8029 | 1 | NG | GT | 78.8 | 75.3 | 947.1 | 11856.5 |  |  | 11856.5 | 17041.5299 |  | Electric Utility | N | OP
SSTLOGN | IA | Sycamore | 8029 | 2 | NG | GT | 78.8 | 73.8 | 947.1 | 11856.5 |  |  | 11856.5 | 15479.4051 |  | Electric Utility | N | OP
EXCLUDE | IA | Tipton | 8106 | 2 | NG | IC | 1.3 | 1.2 | 0 | 0 |  |  | 0 | 0 |  | Electric Utility | N | OP |  | Internal Combustion (PRMVR=IC)
EXCLUDE | IA | Tipton | 8106 | 3 | NG | IC | 1.3 | 1.2 | 0 | 0 |  |  | 0 | 0 |  | Electric Utility | N | OP |  | Internal Combustion (PRMVR=IC)
EXCLUDE | IA | Tipton | 8106 | 4 | DFO | IC | 0.3 | 0.3 | 0 | 0 |  |  | 0 | 0 |  | Electric Utility | N | SB |  | Internal Combustion (PRMVR=IC)
EXCLUDE | IA | Tipton | 8106 | 5 | DFO | IC | 2 | 2 | 0 | 0 |  |  | 0 | 0 |  | Electric Utility | N | OP |  | Internal Combustion (PRMVR=IC)
EXCLUDE | IA | Tipton | 8106 | 6 | DFO | IC | 2 | 2 | 0 | 0 |  |  | 0 | 0 |  | Electric Utility | N | OP |  | Internal Combustion (PRMVR=IC)
EXCLUDE | IA | Tipton | 8106 | 1A | NG | IC | 2 | 2 | 0 | 0 |  |  | 0 | 0 |  | Electric Utility | N | OP |  | Internal Combustion (PRMVR=IC)
EXCLUDE | IA | Tipton | 8106 | 5A | DFO | IC | 1.2 | 1.1 | 0 | 0 |  |  | 0 | 0 |  | Electric Utility | N | IP |  | Internal Combustion (PRMVR=IC)
EXCLUDE | IA | Top of Iowa Windfarm | 55804 | NM | WND | WT | 80 | 80 | 0 | 179115 |  |  | 179115 | 0 |  | IPP Non-CHP | N | OP |  | Non Combustion (NUC, WAT, WND, GEO, or SUN)
EXCLUDE | IA | Top of Iowa Windfarm III | 56386 | TOI3 | WND | WT | 29.7 | 3.3 | 0 | 80609 |  |  | 80609 | 0 |  | Electric Utility | N | OP |  | Non Combustion (NUC, WAT, WND, GEO, or SUN)
EXCLUDE | IA | Traer East | 56025 | 6 | DFO | IC | 2 | 2 | 0 | 0 |  |  | 0 | 0 |  | Electric Utility | N | SB |  | Internal Combustion (PRMVR=IC)
EXCLUDE | IA | Traer East | 56025 | 7 | DFO | IC | 2 | 2 | 0 | 0 |  |  | 0 | 0 |  | Electric Utility | N | SB |  | Internal Combustion (PRMVR=IC)
EXCLUDE | IA | Traer Main | 1192 | 3 | DFO | IC | 1.1 | 1 | 0 | 0 |  |  | 0 | 0 |  | Electric Utility | N | SB |  | Internal Combustion (PRMVR=IC)
EXCLUDE | IA | Traer Main | 1192 | 4 | DFO | IC | 1.1 | 1 | 0 | 0 |  |  | 0 | 0 |  | Electric Utility | N | SB |  | Internal Combustion (PRMVR=IC)
EXCLUDE | IA | Traer Main | 1192 | 5 | DFO | IC | 0.6 | 0.5 | 0 | 0 |  |  | 0 | 0 |  | Electric Utility | N | SB |  | Internal Combustion (PRMVR=IC)
EXCLUDE | IA | Traer Main | 1192 | 6 | DFO | IC | 1.3 | 1.2 | 0 | 0 |  |  | 0 | 0 |  | Electric Utility | N | SB |  | Internal Combustion (PRMVR=IC)
EXCLUDE | IA | Traer South | 7920 | 5 | DFO | IC | 2 | 1.8 | 0 | 0 |  |  | 0 | 0 |  | Electric Utility | N | SB |  | Internal Combustion (PRMVR=IC)
EXCLUDE | IA | University of Iowa Main Power Plant | 54775 | DG7 | DFO | IC | 1.7 | 1.7 | 0 | 0 |  |  | 0 | 0 |  | Commercial CHP | N | SB |  | Internal Combustion (PRMVR=IC)
EXCLUDE | IA | University of Iowa Main Power Plant | 54775 | GEN1 | BIT | ST | 3 | 3 | 0 | 10667.973 | 0.073887 | 608310.9218 | 144382.2729 | 50849.6055 |  | Commercial CHP | Y | OP |  | Steam unit (PRMVR=ST) under 25MW/250 MMBtu/hr
EXCLUDE | IA | University of Iowa Main Power Plant | 54775 | GEN2 | BIT | ST | 3 | 3 | 0 | 16913.765 | 0.073887 | 964459.5068 | 228913.9497 | 80620.59 |  | Commercial CHP | Y | OP |  | Steam unit (PRMVR=ST) under 25MW/250 MMBtu/hr
EXCLUDE | IA | University of Iowa Main Power Plant | 54775 | GEN6 | BIT | ST | 15 | 15 | 0 | 37500.674 | 0.073887 | 2138369.6387 | 507540.8935 | 178749.466 |  | Commercial CHP | Y | OP |  | Steam unit (PRMVR=ST) under 25MW/250 MMBtu/hr
EXCLUDE | IA | University of Northern Iowa | 50088 | GEN1 | BIT | ST | 7.5 | 7.5 | 0 | 7538 | 0.11076 | 275329.7647 | 68058.9037 | 43306.3445 |  | Commercial CHP | Y | OP |  | Steam unit (PRMVR=ST) under 25MW/250 MMBtu/hr
EXCLUDE | IA | Victory Wind Farm | 56379 | VWF | WND | WT | 99 | 99 | 0 | 359689 |  |  | 359689 | 0 |  | Electric Utility | N | OP |  | Non Combustion (NUC, WAT, WND, GEO, or SUN)
EXCLUDE | IA | Vienna Wind Farm | 57874 | VIWF | WND | WT | 103 | 103 | 0 | 0 |  |  | 0 | 0 |  | Electric Utility | N | T |  | Non Combustion (NUC, WAT, WND, GEO, or SUN)
EXCLUDE | IA | Villisca Municipal Power Plant | 1193 | 1 | DFO | IC | 0.8 | 0.8 | 0 | 0 |  |  | 0 | 0 |  | Electric Utility | N | RE | 2002 | Internal Combustion (PRMVR=IC)
EXCLUDE | IA | Villisca Municipal Power Plant | 1193 | 2 | DFO | IC | 0.3 | 0.3 | 0 | 0 |  |  | 0 | 0 |  | Electric Utility | N | RE | 2002 | Internal Combustion (PRMVR=IC)
EXCLUDE | IA | Villisca Municipal Power Plant | 1193 | 3 | NG | IC | 0.3 | 0.3 | 0 | 0 |  |  | 0 | 0 |  | Electric Utility | N | RE | 2002 | Internal Combustion (PRMVR=IC)
EXCLUDE | IA | Villisca Municipal Power Plant | 1193 | 4 | DFO | IC | 0.6 | 0.6 | 0 | 0 |  |  | 0 | 0 |  | Electric Utility | N | RE | 2002 | Internal Combustion (PRMVR=IC)
EXCLUDE | IA | Villisca Municipal Power Plant | 1193 | 5 | DFO | IC | 2 | 2 | 0 | 0 |  |  | 0 | 0 |  | Electric Utility | N | SB |  | Internal Combustion (PRMVR=IC)
EXCLUDE | IA | Villisca Municipal Power Plant | 1193 | 6 | DFO | IC | 2 | 2 | 0 | 0 |  |  | 0 | 0 |  | Electric Utility | N | SB |  | Internal Combustion (PRMVR=IC)
EXCLUDE | IA | Vinton | 1194 | 1 | DFO | IC | 1.3 | 1.2 | 0 | 0 |  |  | 0 | 0 |  | Electric Utility | N | OP |  | Internal Combustion (PRMVR=IC)
EXCLUDE | IA | Vinton | 1194 | 5 | DFO | IC | 0.6 | 0.5 | 0 | 0 |  |  | 0 | 0 |  | Electric Utility | N | OS |  | Internal Combustion (PRMVR=IC)
EXCLUDE | IA | Vinton | 1194 | 6 | DFO | IC | 2.5 | 2.5 | 0 | 0 |  |  | 0 | 0 |  | Electric Utility | N | OP |  | Internal Combustion (PRMVR=IC)
EXCLUDE | IA | Vinton | 1194 | 7 | DFO | IC | 3.7 | 3.7 | 0 | 0 |  |  | 0 | 0 |  | Electric Utility | N | OP |  | Internal Combustion (PRMVR=IC)
EXCLUDE | IA | Vinton | 1194 | 8 | DFO | IC | 5.6 | 5.6 | 0 | 0 |  |  | 0 | 0 |  | Electric Utility | N | OP |  | Internal Combustion (PRMVR=IC)
EXCLUDE | IA | Vinton | 1194 | 9 | DFO | IC | 3 | 3 | 0 | 0 |  |  | 0 | 0 |  | Electric Utility | N | OP |  | Internal Combustion (PRMVR=IC)
EXCLUDE | IA | Vinton | 1194 | 10 | DFO | IC | 0.8 | 0.6 | 0 | 0 |  |  | 0 | 0 |  | Electric Utility | N | OP |  | Internal Combustion (PRMVR=IC)
EXCLUDE | IA | Walnut Wind Farm | 56811 | WWF | WND | WT | 153 | 153 | 0 | 484503 |  |  | 484503 | 0 |  | Electric Utility | N | OP |  | Non Combustion (NUC, WAT, WND, GEO, or SUN)
COALST | IA | Walter Scott Jr Energy Center | 1082 | 1 | SUB | ST | 49 | 37.7 | 850 | 267716 |  |  | 267716 | 391992.475 |  | Electric Utility | N | OP
COALST | IA | Walter Scott Jr Energy Center | 1082 | 2 | SUB | ST | 81.6 | 83.9 | 1100 | 555023 |  |  | 555023 | 642756.625 |  | Electric Utility | N | OP
COALST | IA | Walter Scott Jr Energy Center | 1082 | 3 | SUB | ST | 725.8 | 708.7 | 8500 | 5214787 | 1 | 0 | 5214787 | 5738741.525 |  | Electric Utility | Y | OP
COALST | IA | Walter Scott Jr Energy Center | 1082 | 4 | SUB | ST | 922.5 | 811.2 | 7675 | 5949760 |  |  | 5949760 | 5830032.525 |  | Electric Utility | N | OP
EXCLUDE | IA | Waterloo Lundquist | 7851 | 1 | DFO | IC | 2 | 2 | 0 | 0 |  |  | 0 | 0 |  | Electric Utility | N | OP |  | Internal Combustion (PRMVR=IC)
EXCLUDE | IA | Waterloo Lundquist | 7851 | 2 | DFO | IC | 2 | 2 | 0 | 0 |  |  | 0 | 0 |  | Electric Utility | N | OP |  | Internal Combustion (PRMVR=IC)
EXCLUDE | IA | Waterloo Lundquist | 7851 | 3 | DFO | IC | 2 | 2 | 0 | 0 |  |  | 0 | 0 |  | Electric Utility | N | OP |  | Internal Combustion (PRMVR=IC)
EXCLUDE | IA | Waterloo Lundquist | 7851 | 4 | DFO | IC | 2 | 2 | 0 | 0 |  |  | 0 | 0 |  | Electric Utility | N | OP |  | Internal Combustion (PRMVR=IC)
EXCLUDE | IA | Waterloo Lundquist | 7851 | 5 | DFO | IC | 2 | 2 | 0 | 0 |  |  | 0 | 0 |  | Electric Utility | N | OP |  | Internal Combustion (PRMVR=IC)
EXCLUDE | IA | Waterloo Lundquist | 7851 | 6 | DFO | IC | 2 | 2 | 0 | 0 |  |  | 0 | 0 |  | Electric Utility | N | OP |  | Internal Combustion (PRMVR=IC)
EXCLUDE | IA | Waterloo Lundquist | 7851 | 7 | DFO | IC | 2 | 2 | 0 | 0 |  |  | 0 | 0 |  | Electric Utility | N | OP |  | Internal Combustion (PRMVR=IC)
EXCLUDE | IA | Waterloo Lundquist | 7851 | 8 | DFO | IC | 2 | 2 | 0 | 0 |  |  | 0 | 0 |  | Electric Utility | N | OP |  | Internal Combustion (PRMVR=IC)
EXCLUDE | IA | Waterloo Lundquist | 7851 | 9 | DFO | IC | 2 | 2 | 0 | 0 |  |  | 0 | 0 |  | Electric Utility | N | OP |  | Internal Combustion (PRMVR=IC)
EXCLUDE | IA | Waverly Community Wind Project | 57214 | CAN1 | WND | WT | 0.9 | 0.9 | 0 | 1932 |  |  | 1932 | 0 |  | Electric Utility | N | OP |  | Non Combustion (NUC, WAT, WND, GEO, or SUN)
EXCLUDE | IA | Waverly Community Wind Project | 57214 | SK4 | WND | WT | 0.9 | 0.9 | 0 | 1932 |  |  | 1932 | 0 |  | Electric Utility | N | OP |  | Non Combustion (NUC, WAT, WND, GEO, or SUN)
EXCLUDE | IA | Waverly Municipal Electric North Plant | 6554 | 5 | NG | IC | 1.2 | 1.2 | 0 | 0 |  |  | 0 | 0 |  | Electric Utility | N | OP |  | Internal Combustion (PRMVR=IC)
EXCLUDE | IA | Waverly Municipal Electric North Plant | 6554 | 6 | NG | IC | 1.3 | 1.3 | 0 | 0 |  |  | 0 | 0 |  | Electric Utility | N | OP |  | Internal Combustion (PRMVR=IC)
EXCLUDE | IA | Waverly Municipal Electric North Plant | 6554 | 7 | NG | IC | 3.5 | 3.5 | 0 | 0 |  |  | 0 | 0 |  | Electric Utility | N | OP |  | Internal Combustion (PRMVR=IC)
EXCLUDE | IA | Waverly Municipal Electric North Plant | 6554 | 8 | NG | IC | 3.7 | 3.7 | 0 | 0 |  |  | 0 | 0 |  | Electric Utility | N | OP |  | Internal Combustion (PRMVR=IC)
EXCLUDE | IA | Waverly Municipal Electric North Plant | 6554 | 9 | NG | IC | 3.7 | 3.7 | 0 | 0 |  |  | 0 | 0 |  | Electric Utility | N | OP |  | Internal Combustion (PRMVR=IC)
EXCLUDE | IA | Waverly Municipal Electric North Plant | 6554 | 10 | DFO | IC | 7 | 7 | 0 | 0 |  |  | 0 | 0 |  | Electric Utility | N | OP |  | Internal Combustion (PRMVR=IC)
EXCLUDE | IA | Webster City | 1198 | 6 | DFO | GT | 21.3 | 20.7 | 0 | 27 |  |  | 27 | 29.5926 |  | Electric Utility | N | SB |  | Simple Cycle Turbine (PRMVR=GT or OT) unit under 25MW
EXCLUDE | IA | West Bend | 1199 | 1 | DFO | IC | 1.1 | 1 | 0 | 0 |  |  | 0 | 0 |  | Electric Utility | N | SB |  | Internal Combustion (PRMVR=IC)
EXCLUDE | IA | West Bend | 1199 | 3 | DFO | IC | 0.9 | 0.9 | 0 | 0 |  |  | 0 | 0 |  | Electric Utility | N | SB |  | Internal Combustion (PRMVR=IC)
EXCLUDE | IA | West Bend | 1199 | 4 | DFO | IC | 2.2 | 2 | 0 | 0 |  |  | 0 | 0 |  | Electric Utility | N | SB |  | Internal Combustion (PRMVR=IC)
EXCLUDE | IA | West Diesel Generation Unit | 56517 | East | DFO | IC | 2 | 1.9 | 0 | 0 |  |  | 0 | 0 |  | Electric Utility | N | SB |  | Internal Combustion (PRMVR=IC)
EXCLUDE | IA | West Diesel Generation Unit | 56517 | West | DFO | IC | 2 | 1.7 | 0 | 0 |  |  | 0 | 0 |  | Electric Utility | N | SB |  | Internal Combustion (PRMVR=IC)
EXCLUDE | IA | West Liberty | 1200 | 1 | DFO | IC | 0.8 | 0.7 | 0 | 0 |  |  | 0 | 0 |  | Electric Utility | N | RE | 2011 | Internal Combustion (PRMVR=IC)
EXCLUDE | IA | West Liberty | 1200 | 2 | DFO | IC | 2.5 | 2.1 | 0 | 0 |  |  | 0 | 0 |  | Electric Utility | N | SB |  | Internal Combustion (PRMVR=IC)
EXCLUDE | IA | West Liberty | 1200 | 3 | DFO | IC | 3 | 2.7 | 0 | 0 |  |  | 0 | 0 |  | Electric Utility | N | SB |  | Internal Combustion (PRMVR=IC)
EXCLUDE | IA | West Liberty | 1200 | 5 | DFO | GT | 5.5 | 5 | 0 | 171 |  |  | 171 | 179.4716 |  | Electric Utility | N | SB |  | Simple Cycle Turbine (PRMVR=GT or OT) unit under 25MW
EXCLUDE | IA | West Liberty | 1200 | 6 | DFO | GT | 5.5 | 5 | 0 | 171 |  |  | 171 | 179.4716 |  | Electric Utility | N | SB |  | Simple Cycle Turbine (PRMVR=GT or OT) unit under 25MW
EXCLUDE | IA | West Receiving | 7853 | 1 | DFO | IC | 2 | 1.8 | 0 | 0 |  |  | 0 | 0 |  | Electric Utility | N | OP |  | Internal Combustion (PRMVR=IC)
EXCLUDE | IA | Whispering Willow Wind Farm - East | 56355 | 1 | WND | WT | 199.7 | 199.7 | 0 | 568237 |  |  | 568237 | 0 |  | Electric Utility | N | OP |  | Non Combustion (NUC, WAT, WND, GEO, or SUN)
EXCLUDE | IA | Whittemore | 1201 | 1 | DFO | IC | 0.1 | 0.1 | 0 | 0 |  |  | 0 | 0 |  | Electric Utility | N | OP |  | Internal Combustion (PRMVR=IC)
EXCLUDE | IA | Whittemore | 1201 | 2 | DFO | IC | 0.5 | 0.5 | 0 | 0 |  |  | 0 | 0 |  | Electric Utility | N | OP |  | Internal Combustion (PRMVR=IC)
EXCLUDE | IA | Whittemore | 1201 | 3 | DFO | IC | 0.2 | 0.2 | 0 | 0 |  |  | 0 | 0 |  | Electric Utility | N | OP |  | Internal Combustion (PRMVR=IC)
EXCLUDE | IA | Whittemore | 1201 | 4 | DFO | IC | 1.1 | 1.1 | 0 | 0 |  |  | 0 | 0 |  | Electric Utility | N | OP |  | Internal Combustion (PRMVR=IC)
EXCLUDE | IA | Wilton | 1202 | 1 | DFO | IC | 1 | 0.9 | 0 | 0 |  |  | 0 | 0 |  | Electric Utility | N | RE | 2001 | Internal Combustion (PRMVR=IC)
EXCLUDE | IA | Wilton | 1202 | 5 | DFO | IC | 1.6 | 1.6 | 0 | 0 |  |  | 0 | 0 |  | Electric Utility | N | OP |  | Internal Combustion (PRMVR=IC)
EXCLUDE | IA | Wilton | 1202 | 6 | DFO | IC | 1.6 | 1.6 | 0 | 0 |  |  | 0 | 0 |  | Electric Utility | N | OP |  | Internal Combustion (PRMVR=IC)
EXCLUDE | IA | Wilton | 1202 | 7 | DFO | IC | 1.6 | 1.6 | 0 | 0 |  |  | 0 | 0 |  | Electric Utility | N | OP |  | Internal Combustion (PRMVR=IC)
EXCLUDE | IA | Wilton | 1202 | 8 | DFO | IC | 2.2 | 2.2 | 0 | 0 |  |  | 0 | 0 |  | Electric Utility | N | OP |  | Internal Combustion (PRMVR=IC)
EXCLUDE | IA | Wilton | 1202 | 9 | DFO | IC | 2.2 | 2.1 | 0 | 0 |  |  | 0 | 0 |  | Electric Utility | N | OP |  | Internal Combustion (PRMVR=IC)
EXCLUDE | IA | Winnebago Wind Power Project | 56764 | 1 | WND | WT | 20 | 20 | 0 | 63890 |  |  | 63890 | 0 |  | IPP Non-CHP | N | OP |  | Non Combustion (NUC, WAT, WND, GEO, or SUN)
EXCLUDE | IA | Winterset | 1203 | 2 | DFO | IC | 1.5 | 1.3 | 0 | 0 |  |  | 0 | 0 |  | Electric Utility | N | OP |  | Internal Combustion (PRMVR=IC)
EXCLUDE | IA | Winterset | 1203 | 3 | DFO | IC | 1.7 | 1.7 | 0 | 0 |  |  | 0 | 0 |  | Electric Utility | N | OP |  | Internal Combustion (PRMVR=IC)
EXCLUDE | IA | Winterset | 1203 | 4 | DFO | IC | 4.4 | 4.4 | 0 | 0 |  |  | 0 | 0 |  | Electric Utility | N | OP |  | Internal Combustion (PRMVR=IC)
EXCLUDE | IA | Winterset | 1203 | 5 | DFO | IC | 2 | 2 | 0 | 0 |  |  | 0 | 0 |  | Electric Utility | N | OP |  | Internal Combustion (PRMVR=IC)
EXCLUDE | IA | Winterset | 1203 | 6 | DFO | IC | 2 | 2 | 0 | 0 |  |  | 0 | 0 |  | Electric Utility | N | OP |  | Internal Combustion (PRMVR=IC)
EXCLUDE | IA | Winterset | 1203 | 7 | DFO | IC | 2 | 2 | 0 | 0 |  |  | 0 | 0 |  | Electric Utility | N | OP |  | Internal Combustion (PRMVR=IC)
EXCLUDE | IA | Wolverine | 57631 | 1 | WND | WT | 1.5 | 1.5 | 0 | 5590.53 |  |  | 5590.53 | 0 |  | IPP Non-CHP | N | OP |  | Non Combustion (NUC, WAT, WND, GEO, or SUN)
EXCLUDE | IA | Zachary Ridge LLC | 56218 | ZR2 | WND | WT | 2 | 2 | 0 | 238 |  |  | 238 | 0 |  | IPP Non-CHP | N | OP |  | Non Combustion (NUC, WAT, WND, GEO, or SUN)
EXCLUDE | ID | Albeni Falls | 851 | 1 | WAT | HY | 14 | 14 | 0 | 58564.3333 |  |  | 58564.3333 | 0 |  | Electric Utility | N | OP |  | Non Combustion (NUC, WAT, WND, GEO, or SUN)
EXCLUDE | ID | Albeni Falls | 851 | 2 | WAT | HY | 14 | 14 | 0 | 58564.3333 |  |  | 58564.3333 | 0 |  | Electric Utility | N | OP |  | Non Combustion (NUC, WAT, WND, GEO, or SUN)
EXCLUDE | ID | Albeni Falls | 851 | 3 | WAT | HY | 14 | 14 | 0 | 58564.3333 |  |  | 58564.3333 | 0 |  | Electric Utility | N | OP |  | Non Combustion (NUC, WAT, WND, GEO, or SUN)
EXCLUDE | ID | Amalgamated Sugar LLC Nampa | 54690 | 500 | SUB | ST | 0.5 | 0.5 | 0 | 2181.8391 | 0.16327 | 50869.6747 | 13363.6257 | 1217.3551 |  | Industrial CHP | Y | SB |  | Steam unit (PRMVR=ST) under 25MW/250 MMBtu/hr
EXCLUDE | ID | Amalgamated Sugar LLC Nampa | 54690 | 2250 | SUB | ST | 2.2 | 2.2 | 0 | 9600.092 | 0.16327 | 223826.5686 | 58799.9532 | 5356.3627 |  | Industrial CHP | Y | OP |  | Steam unit (PRMVR=ST) under 25MW/250 MMBtu/hr
EXCLUDE | ID | Amalgamated Sugar LLC Nampa | 54690 | 6500 | SUB | ST | 6 | 6 | 0 | 26182.069 | 0.16327 | 610436.0962 | 160363.5086 | 14608.2618 |  | Industrial CHP | Y | OP |  | Steam unit (PRMVR=ST) under 25MW/250 MMBtu/hr
EXCLUDE | ID | Amalgamated Sugar Twin Falls | 10504 | 1500 | BIT | ST | 1.5 | 1.2 | 0 | 4538 | 0.078803 | 241335.9467 | 57586.6401 | 28181.9383 |  | Industrial CHP | Y | OP |  | Steam unit (PRMVR=ST) under 25MW/250 MMBtu/hr
EXCLUDE | ID | Amalgamated Sugar Twin Falls | 10504 | 2500 | BIT | ST | 2.5 | 2.3 | 0 | 15835 | 0.078803 | 842123.1195 | 200944.1265 | 98338.6938 |  | Industrial CHP | Y | OP |  | Steam unit (PRMVR=ST) under 25MW/250 MMBtu/hr
EXCLUDE | ID | Amalgamated Sugar Twin Falls | 10504 | 4000 | BIT | ST | 6.2 | 5 | 0 | 28205 | 0.078803 | 1499973.6397 | 357917.8458 | 175159.0059 |  | Industrial CHP | Y | OP |  | Steam unit (PRMVR=ST) under 25MW/250 MMBtu/hr
EXCLUDE | ID | American Falls | 809 | 1 | WAT | HY | 30.8 | 36.8 | 0 | 195600.6667 |  |  | 195600.6667 | 0 |  | Electric Utility | N | OP |  | Non Combustion (NUC, WAT, WND, GEO, or SUN)
EXCLUDE | ID | American Falls | 809 | 2 | WAT | HY | 30.8 | 36.8 | 0 | 195600.6667 |  |  | 195600.6667 | 0 |  | Electric Utility | N | OP |  | Non Combustion (NUC, WAT, WND, GEO, or SUN)
EXCLUDE | ID | American Falls | 809 | 3 | WAT | HY | 30.8 | 36.8 | 0 | 195600.6667 |  |  | 195600.6667 | 0 |  | Electric Utility | N | OP |  | Non Combustion (NUC, WAT, WND, GEO, or SUN)
EXCLUDE | ID | Anderson Ranch | 6395 | 1 | WAT | HY | 20 | 20 | 0 | 69942.5 |  |  | 69942.5 | 0 |  | Electric Utility | N | OP |  | Non Combustion (NUC, WAT, WND, GEO, or SUN)
EXCLUDE | ID | Anderson Ranch | 6395 | 2 | WAT | HY | 20 | 20 | 0 | 69942.5 |  |  | 69942.5 | 0 |  | Electric Utility | N | OP |  | Non Combustion (NUC, WAT, WND, GEO, or SUN)
EXCLUDE | ID | Arrowrock Hydroelectric Project | 56997 | 1 | WAT | HY | 7.5 | 8 | 0 | 42458.5 |  |  | 42458.5 | 0 |  | IPP Non-CHP | N | OP |  | Non Combustion (NUC, WAT, WND, GEO, or SUN)
EXCLUDE | ID | Arrowrock Hydroelectric Project | 56997 | 2 | WAT | HY | 7.5 | 8 | 0 | 42458.5 |  |  | 42458.5 | 0 |  | IPP Non-CHP | N | OP |  | Non Combustion (NUC, WAT, WND, GEO, or SUN)
EXCLUDE | ID | Ashton | 825 | 1 | WAT | HY | 2.8 | 2.8 | 0 | 7441 |  |  | 7441 | 0 |  | Electric Utility | N | OP |  | Non Combustion (NUC, WAT, WND, GEO, or SUN)
EXCLUDE | ID | Ashton | 825 | 2 | WAT | HY | 2 | 2.2 | 0 | 5315 |  |  | 5315 | 0 |  | Electric Utility | N | OP |  | Non Combustion (NUC, WAT, WND, GEO, or SUN)
EXCLUDE | ID | Ashton | 825 | 3 | WAT | HY | 2 | 2.2 | 0 | 5315 |  |  | 5315 | 0 |  | Electric Utility | N | OP |  | Non Combustion (NUC, WAT, WND, GEO, or SUN)
EXCLUDE | ID | Badger Peak | 57148 | BP | WND | WT | 20 | 20 | 0 | 0 |  |  | 0 | 0 |  | IPP Non-CHP | N | T |  | Non Combustion (NUC, WAT, WND, GEO, or SUN)
EXCLUDE | ID | Barber Dam | 10735 | GEN1 | WAT | HY | 4.1 | 4 | 0 | 14120 |  |  | 14120 | 0 |  | IPP Non-CHP | N | OP |  | Non Combustion (NUC, WAT, WND, GEO, or SUN)
EXCLUDE | ID | Bennett Creek Windfarm LLC | 56637 | 1 | WND | WT | 21 | 21 | 0 | 45166 |  |  | 45166 | 0 |  | IPP Non-CHP | N | OP |  | Non Combustion (NUC, WAT, WND, GEO, or SUN)
SSTLOGN | ID | Bennett Mountain | 55733 | 1 | NG | GT | 172.8 | 164 | 1910 | 48459 |  |  | 48459 | 30898.775 |  | Electric Utility | N | OP
EXCLUDE | ID | Bennett Mountain | 55733 | FT01 | NG | GT | 170 | 142 | 0 | 0 |  |  | 0 | 0 |  | Electric Utility | N | IP |  | Status of operation (IP,L,P,T,or U)
EXCLUDE | ID | Bennett Mountain | 55733 | FT03 | NG | GT | 50 | 50 | 0 | 0 |  |  | 0 | 0 |  | Electric Utility | N | IP |  | Status of operation (IP,L,P,T,or U)
EXCLUDE | ID | Big Sky Dairy Digester | 57393 | GEN1 | OBG | IC | 0.8 | 0.7 | 0 | 0 |  |  | 0 | 0 |  | IPP Non-CHP | N | OP |  | Internal Combustion (PRMVR=IC)
EXCLUDE | ID | Big Sky Dairy Digester | 57393 | GEN2 | OBG | IC | 0.8 | 0.7 | 0 | 0 |  |  | 0 | 0 |  | IPP Non-CHP | N | OP |  | Internal Combustion (PRMVR=IC)
EXCLUDE | ID | Birch Creek Power | 10140 | GEN1 | WAT | HY | 2.6 | 2.6 | 0 | 13019 |  |  | 13019 | 0 |  | IPP Non-CHP | N | OP |  | Non Combustion (NUC, WAT, WND, GEO, or SUN)
EXCLUDE | ID | Black Canyon | 6396 | 1 | WAT | HY | 5.1 | 5.1 | 0 | 33550 |  |  | 33550 | 0 |  | Electric Utility | N | OP |  | Non Combustion (NUC, WAT, WND, GEO, or SUN)
EXCLUDE | ID | Black Canyon | 6396 | 2 | WAT | HY | 5.1 | 5.1 | 0 | 33550 |  |  | 33550 | 0 |  | Electric Utility | N | OP |  | Non Combustion (NUC, WAT, WND, GEO, or SUN)
EXCLUDE | ID | Blind Canyon Hydro | 54514 | 1 | WAT | HY | 1.3 | 1.3 | 0 | 5504 |  |  | 5504 | 0 |  | IPP Non-CHP | N | OP |  | Non Combustion (NUC, WAT, WND, GEO, or SUN)
EXCLUDE | ID | Bliss | 810 | 1 | WAT | HY | 25 | 26.9 | 0 | 171201.6667 |  |  | 171201.6667 | 0 |  | Electric Utility | N | OP |  | Non Combustion (NUC, WAT, WND, GEO, or SUN)
EXCLUDE | ID | Bliss | 810 | 2 | WAT | HY | 25 | 25.7 | 0 | 171201.6667 |  |  | 171201.6667 | 0 |  | Electric Utility | N | OP |  | Non Combustion (NUC, WAT, WND, GEO, or SUN)
EXCLUDE | ID | Bliss | 810 | 3 | WAT | HY | 25 | 28.8 | 0 | 171201.6667 |  |  | 171201.6667 | 0 |  | Electric Utility | N | OP |  | Non Combustion (NUC, WAT, WND, GEO, or SUN)
EXCLUDE | ID | Boise R Diversion | 6397 | 1 | WAT | HY | 0.5 | 0.5 | 0 | 0 |  |  | 0 | 0 |  | Electric Utility | N | RE | 2004 | Non Combustion (NUC, WAT, WND, GEO, or SUN)
EXCLUDE | ID | Boise R Diversion | 6397 | 2 | WAT | HY | 0.5 | 0.5 | 0 | 0 |  |  | 0 | 0 |  | Electric Utility | N | RE | 2004 | Non Combustion (NUC, WAT, WND, GEO, or SUN)
EXCLUDE | ID | Boise R Diversion | 6397 | 3 | WAT | HY | 0.5 | 0.5 | 0 | 0 |  |  | 0 | 0 |  | Electric Utility | N | RE | 2004 | Non Combustion (NUC, WAT, WND, GEO, or SUN)
EXCLUDE | ID | Boise R Diversion | 6397 | 1A | WAT | HY | 1.1 | 1.1 | 0 | 3066.6667 |  |  | 3066.6667 | 0 |  | Electric Utility | N | OP |  | Non Combustion (NUC, WAT, WND, GEO, or SUN)
EXCLUDE | ID | Boise R Diversion | 6397 | 2A | WAT | HY | 1.1 | 1.1 | 0 | 3066.6667 |  |  | 3066.6667 | 0 |  | Electric Utility | N | OP |  | Non Combustion (NUC, WAT, WND, GEO, or SUN)
EXCLUDE | ID | Boise R Diversion | 6397 | 3A | WAT | HY | 1.1 | 1.1 | 0 | 3066.6667 |  |  | 3066.6667 | 0 |  | Electric Utility | N | OP |  | Non Combustion (NUC, WAT, WND, GEO, or SUN)
EXCLUDE | ID | Bonanza Bar | 57149 | BBAR | WND | WT | 20 | 20 | 0 | 0 |  |  | 0 | 0 |  | IPP Non-CHP | N | T |  | Non Combustion (NUC, WAT, WND, GEO, or SUN)
EXCLUDE | ID | Brownlee | 811 | 1 | WAT | HY | 90.1 | 123.3 | 0 | 450025.6437 |  |  | 450025.6437 | 0 |  | Electric Utility | N | OP |  | Non Combustion (NUC, WAT, WND, GEO, or SUN)
EXCLUDE | ID | Brownlee | 811 | 2 | WAT | HY | 90.1 | 131.2 | 0 | 450025.6437 |  |  | 450025.6437 | 0 |  | Electric Utility | N | OP |  | Non Combustion (NUC, WAT, WND, GEO, or SUN)
EXCLUDE | ID | Brownlee | 811 | 3 | WAT | HY | 90.1 | 120.2 | 0 | 450025.6437 |  |  | 450025.6437 | 0 |  | Electric Utility | N | OP |  | Non Combustion (NUC, WAT, WND, GEO, or SUN)
EXCLUDE | ID | Brownlee | 811 | 4 | WAT | HY | 90.1 | 123.1 | 0 | 450025.6437 |  |  | 450025.6437 | 0 |  | Electric Utility | N | OP |  | Non Combustion (NUC, WAT, WND, GEO, or SUN)
EXCLUDE | ID | Brownlee | 811 | 5 | WAT | HY | 225 | 246.2 | 0 | 1123815.4254 |  |  | 1123815.4254 | 0 |  | Electric Utility | N | OP |  | Non Combustion (NUC, WAT, WND, GEO, or SUN)
EXCLUDE | ID | Burley Butte Windpark | 56434 | BBWP | WND | WT | 13.5 | 13.5 | 0 | 45605 |  |  | 45605 | 0 |  | IPP Non-CHP | N | OP |  | Non Combustion (NUC, WAT, WND, GEO, or SUN)
EXCLUDE | ID | Bypass | 50895 | GEN1 | WAT | HY | 3.3 | 3.3 | 0 | 9288.6667 |  |  | 9288.6667 | 0 |  | IPP Non-CHP | N | SB |  | Non Combustion (NUC, WAT, WND, GEO, or SUN)
EXCLUDE | ID | Bypass | 50895 | GEN2 | WAT | HY | 3.3 | 3.3 | 0 | 9288.6667 |  |  | 9288.6667 | 0 |  | IPP Non-CHP | N | SB |  | Non Combustion (NUC, WAT, WND, GEO, or SUN)
EXCLUDE | ID | Bypass | 50895 | GEN3 | WAT | HY | 3.3 | 3.3 | 0 | 9288.6667 |  |  | 9288.6667 | 0 |  | IPP Non-CHP | N | SB |  | Non Combustion (NUC, WAT, WND, GEO, or SUN)
EXCLUDE | ID | C J Strike | 812 | 1 | WAT | HY | 27.6 | 32.3 | 0 | 219210.6667 |  |  | 219210.6667 | 0 |  | Electric Utility | N | OP |  | Non Combustion (NUC, WAT, WND, GEO, or SUN)
EXCLUDE | ID | C J Strike | 812 | 2 | WAT | HY | 27.6 | 31.2 | 0 | 219210.6667 |  |  | 219210.6667 | 0 |  | Electric Utility | N | OP |  | Non Combustion (NUC, WAT, WND, GEO, or SUN)
EXCLUDE | ID | C J Strike | 812 | 3 | WAT | HY | 27.6 | 30.7 | 0 | 219210.6667 |  |  | 219210.6667 | 0 |  | Electric Utility | N | OP |  | Non Combustion (NUC, WAT, WND, GEO, or SUN)
EXCLUDE | ID | Cabinet Gorge | 833 | 1 | WAT | HY | 59.4 | 44.3 | 0 | 289461.6652 |  |  | 289461.6652 | 0 |  | Electric Utility | N | OP |  | Non Combustion (NUC, WAT, WND, GEO, or SUN)
EXCLUDE | ID | Cabinet Gorge | 833 | 2 | WAT | HY | 73.2 | 73.9 | 0 | 356710.3348 |  |  | 356710.3348 | 0 |  | Electric Utility | N | OP |  | Non Combustion (NUC, WAT, WND, GEO, or SUN)
EXCLUDE | ID | Cabinet Gorge | 833 | 3 | WAT | HY | 73.2 | 73.4 | 0 | 356710.3348 |  |  | 356710.3348 | 0 |  | Electric Utility | N | OP |  | Non Combustion (NUC, WAT, WND, GEO, or SUN)
EXCLUDE | ID | Cabinet Gorge | 833 | 4 | WAT | HY | 59.4 | 63 | 0 | 289461.6652 |  |  | 289461.6652 | 0 |  | Electric Utility | N | OP |  | Non Combustion (NUC, WAT, WND, GEO, or SUN)
EXCLUDE | ID | Camp Reed | 57125 | CRWP | WND | WT | 22.5 | 22.5 | 0 | 60727 |  |  | 60727 | 0 |  | IPP Non-CHP | N | OP |  | Non Combustion (NUC, WAT, WND, GEO, or SUN)
EXCLUDE | ID | Cargill B6 Biofactory | 57343 | 1 | OBG | IC | 1.1 | 1.1 | 0 | 0 | 1 | 0 | 0 | 0 |  | Industrial CHP | Y | OA |  | Internal Combustion (PRMVR=IC)
EXCLUDE | ID | Cargill B6 Biofactory | 57343 | 2 | OBG | IC | 1.1 | 1.1 | 0 | 0 | 1 | 0 | 0 | 0 |  | Industrial CHP | Y | OA |  | Internal Combustion (PRMVR=IC)
EXCLUDE | ID | Cargill Dry Creek Biofactory | 57344 | GS1 | OBG | IC | 0.8 | 0.8 | 0 | 0 | 0.92749 | 0 | 0 | 0 |  | Industrial CHP | Y | OP |  | Internal Combustion (PRMVR=IC)
EXCLUDE | ID | Cargill Dry Creek Biofactory | 57344 | GS2 | OBG | IC | 0.8 | 0.8 | 0 | 0 | 0.92749 | 0 | 0 | 0 |  | Industrial CHP | Y | OP |  | Internal Combustion (PRMVR=IC)
EXCLUDE | ID | Cargill Dry Creek Biofactory | 57344 | GS3 | OBG | IC | 0.8 | 0.8 | 0 | 0 | 0.92749 | 0 | 0 | 0 |  | Industrial CHP | Y | OP |  | Internal Combustion (PRMVR=IC)
EXCLUDE | ID | Cargill Kettle Butte Biofactory | 57345 | 1 | OBG | IC | 0.9 | 0.9 | 0 | 0 | 1 | 0 | 0 | 0 |  | Industrial CHP | Y | OP |  | Internal Combustion (PRMVR=IC)
EXCLUDE | ID | Cargill Kettle Butte Biofactory | 57345 | 2 | OBG | IC | 0.9 | 0.9 | 0 | 0 | 1 | 0 | 0 | 0 |  | Industrial CHP | Y | OP |  | Internal Combustion (PRMVR=IC)
EXCLUDE | ID | Cascade | 813 | 1 | WAT | HY | 6.2 | 7.2 | 0 | 25454.5 |  |  | 25454.5 | 0 |  | Electric Utility | N | OP |  | Non Combustion (NUC, WAT, WND, GEO, or SUN)
EXCLUDE | ID | Cascade | 813 | 2 | WAT | HY | 6.2 | 7.2 | 0 | 25454.5 |  |  | 25454.5 | 0 |  | Electric Utility | N | OP |  | Non Combustion (NUC, WAT, WND, GEO, or SUN)
EXCLUDE | ID | Cassia Gulch Wind Park LLC | 56935 | 1 | WND | WT | 18.9 | 18.9 | 0 | 44982 |  |  | 44982 | 0 |  | IPP Non-CHP | N | OP |  | Non Combustion (NUC, WAT, WND, GEO, or SUN)
EXCLUDE | ID | Cassia Wind Farm LLC | 56934 | 1 | WND | WT | 10.5 | 10.5 | 0 | 24055 |  |  | 24055 | 0 |  | IPP Non-CHP | N | OP |  | Non Combustion (NUC, WAT, WND, GEO, or SUN)
EXCLUDE | ID | Chapin Mountain | 57142 | CM | WND | WT | 20 | 20 | 0 | 0 |  |  | 0 | 0 |  | IPP Non-CHP | N | T |  | Non Combustion (NUC, WAT, WND, GEO, or SUN)
EXCLUDE | ID | Chester Diversion Hydroelectric Project | 56893 | 1 | WAT | HY | 1.2 | 1.2 | 0 | 0 |  |  | 0 | 0 |  | Electric Utility | N | V |  | Non Combustion (NUC, WAT, WND, GEO, or SUN)
EXCLUDE | ID | Chester Diversion Hydroelectric Project | 56893 | 2 | WAT | HY | 1.2 | 1.2 | 0 | 0 |  |  | 0 | 0 |  | Electric Utility | N | V |  | Non Combustion (NUC, WAT, WND, GEO, or SUN)
EXCLUDE | ID | Chester Diversion Hydroelectric Project | 56893 | 3 | WAT | HY | 1.2 | 1.2 | 0 | 0 |  |  | 0 | 0 |  | Electric Utility | N | V |  | Non Combustion (NUC, WAT, WND, GEO, or SUN)
EXCLUDE | ID | City Power Plant | 841 | 3 | WAT | HY | 8 | 8 | 0 | 45933 |  |  | 45933 | 0 |  | Electric Utility | N | OP |  | Non Combustion (NUC, WAT, WND, GEO, or SUN)
EXCLUDE | ID | Clear Lake | 814 | 1 | WAT | HY | 2.5 | 2.1 | 0 | 16495 |  |  | 16495 | 0 |  | Electric Utility | N | OP |  | Non Combustion (NUC, WAT, WND, GEO, or SUN)
EXCLUDE | ID | Clearwater Paper IPP Lewiston | 50637 | GEN1 | BLQ | ST | 10 | 1 | 0 | 39001.8454 | 0.28322 | 449054.6056 | 137709.628 | 172696.9961 |  | Industrial CHP | Y | SB |  | Steam unit (PRMVR=ST) under 25MW/250 MMBtu/hr
EXCLUDE | ID | Clearwater Paper IPP Lewiston | 50637 | GEN2 | BLQ | ST | 10 | 3.3 | 0 | 39001.8454 | 0.28322 | 449054.6056 | 137709.628 | 172696.9961 |  | Industrial CHP | Y | SB |  | Steam unit (PRMVR=ST) under 25MW/250 MMBtu/hr
EXCLUDE | ID | Clearwater Paper IPP Lewiston | 50637 | GEN3 | BLQ | ST | 28.8 | 27.3 | 0 | 112325.3148 | 0.28322 | 1293277.2642 | 396603.7287 | 983533.7055 |  | Industrial CHP | Y | OP |  | Commercial/Industrial Unit
EXCLUDE | ID | Clearwater Paper IPP Lewiston | 50637 | GEN4 | BLQ | ST | 65 | 25 | 0 | 253511.9953 | 0.28322 | 2918854.9366 | 895112.5822 | 981758.1102 |  | Industrial CHP | Y | OP |  | Commercial/Industrial Unit
EXCLUDE | ID | Cold Springs Windfarm | 57431 | 1 | WND | WT | 23 | 23 | 0 | 0 |  |  | 0 | 0 |  | IPP Non-CHP | N | U |  | Non Combustion (NUC, WAT, WND, GEO, or SUN)
EXCLUDE | ID | Conner Ridge | 57147 | CR | WND | WT | 20 | 20 | 0 | 0 |  |  | 0 | 0 |  | IPP Non-CHP | N | T |  | Non Combustion (NUC, WAT, WND, GEO, or SUN)
EXCLUDE | ID | Cottonwood Wind Park | 57144 | JR20 | WND | WT | 20 | 20 | 0 | 0 |  |  | 0 | 0 |  | IPP Non-CHP | N | U |  | Non Combustion (NUC, WAT, WND, GEO, or SUN)
EXCLUDE | ID | Cove | 826 | 1 | WAT | HY | 7.5 | 7 | 0 | 0 |  |  | 0 | 0 |  | Electric Utility | N | RE | 2006 | Non Combustion (NUC, WAT, WND, GEO, or SUN)
EXCLUDE | ID | Crystal Springs | 10806 | GEN1 | WAT | HY | 2.3 | 2 | 0 | 11368 |  |  | 11368 | 0 |  | IPP Non-CHP | N | OP |  | Non Combustion (NUC, WAT, WND, GEO, or SUN)
EXCLUDE | ID | Deep Creek Wind Park | 57146 | JR1 | WND | WT | 20 | 20 | 0 | 0 |  |  | 0 | 0 |  | IPP Non-CHP | N | U |  | Non Combustion (NUC, WAT, WND, GEO, or SUN)
EXCLUDE | ID | Desert Meadow Windfarm | 57430 | 1 | WND | WT | 23 | 23 | 0 | 0 |  |  | 0 | 0 |  | IPP Non-CHP | N | U |  | Non Combustion (NUC, WAT, WND, GEO, or SUN)
EXCLUDE | ID | Dietrich Drop | 10807 | GEN1 | WAT | HY | 4.8 | 4.8 | 0 | 15517 |  |  | 15517 | 0 |  | IPP Non-CHP | N | OP |  | Non Combustion (NUC, WAT, WND, GEO, or SUN)
EXCLUDE | ID | Double A Digester | 57425 | 1 | OBG | IC | 1.5 | 1.5 | 0 | 0 | 1 | 0 | 0 | 0 |  | IPP CHP | Y | OP |  | Internal Combustion (PRMVR=IC)
EXCLUDE | ID | Double A Digester | 57425 | 2 | OBG | IC | 1.5 | 1.5 | 0 | 0 | 1 | 0 | 0 | 0 |  | IPP CHP | Y | V |  | Internal Combustion (PRMVR=IC)
EXCLUDE | ID | Double A Digester | 57425 | 3 | OBG | IC | 1.5 | 1.5 | 0 | 0 | 1 | 0 | 0 | 0 |  | IPP CHP | Y | V |  | Internal Combustion (PRMVR=IC)
EXCLUDE | ID | Dry Creek Project | 54394 | GEN1 | WAT | HY | 3.6 | 2.5 | 0 | 11801 |  |  | 11801 | 0 |  | IPP Non-CHP | N | OP |  | Non Combustion (NUC, WAT, WND, GEO, or SUN)
EXCLUDE | ID | Dworshak | 840 | 1 | WAT | HY | 90 | 90 | 0 | 524073.6 |  |  | 524073.6 | 0 |  | Electric Utility | N | OP |  | Non Combustion (NUC, WAT, WND, GEO, or SUN)
EXCLUDE | ID | Dworshak | 840 | 2 | WAT | HY | 90 | 90 | 0 | 524073.6 |  |  | 524073.6 | 0 |  | Electric Utility | N | OP |  | Non Combustion (NUC, WAT, WND, GEO, or SUN)
EXCLUDE | ID | Dworshak | 840 | 3 | WAT | HY | 220 | 220 | 0 | 1281068.8 |  |  | 1281068.8 | 0 |  | Electric Utility | N | OP |  | Non Combustion (NUC, WAT, WND, GEO, or SUN)
EXCLUDE | ID | El Dorado Hydro Elk Creek | 50891 | GEN1 | WAT | HY | 2.6 | 2.3 | 0 | 4026 |  |  | 4026 | 0 |  | IPP Non-CHP | N | SB |  | Non Combustion (NUC, WAT, WND, GEO, or SUN)
SSTLOGN | ID | Evander Andrews Power Complex | 7953 | 1 | NG | GT | 172.8 | 171 | 2250 | 56593.2669 |  |  | 56593.2669 | 52267.099 |  | Electric Utility | N | OP
SSTLOGN | ID | Evander Andrews Power Complex | 7953 | 2 | NG | GT | 50 | 38 | 750 | 3383.3933 |  |  | 3383.3933 | 2251.605 |  | Electric Utility | N | OP
SSTLOGN | ID | Evander Andrews Power Complex | 7953 | 3 | NG | GT | 50 | 38 | 750 | 3223.7605 |  |  | 3223.7605 | 2251.14 |  | Electric Utility | N | OP
EXCLUDE | ID | Falls River Hydro | 54668 | 1 | WAT | HY | 4.5 | 4.5 | 0 | 28570.5 |  |  | 28570.5 | 0 |  | IPP Non-CHP | N | OP |  | Non Combustion (NUC, WAT, WND, GEO, or SUN)
EXCLUDE | ID | Falls River Hydro | 54668 | 2 | WAT | HY | 4.5 | 4.5 | 0 | 28570.5 |  |  | 28570.5 | 0 |  | IPP Non-CHP | N | OP |  | Non Combustion (NUC, WAT, WND, GEO, or SUN)
EXCLUDE | ID | Felt | 6359 | 1 | WAT | HY | 2.8 | 2.8 | 0 | 11483.6522 |  |  | 11483.6522 | 0 |  | Electric Utility | N | OP |  | Non Combustion (NUC, WAT, WND, GEO, or SUN)
EXCLUDE | ID | Felt | 6359 | 2 | WAT | HY | 2.8 | 2.8 | 0 | 11483.6522 |  |  | 11483.6522 | 0 |  | Electric Utility | N | OP |  | Non Combustion (NUC, WAT, WND, GEO, or SUN)
EXCLUDE | ID | Felt | 6359 | 4 | WAT | HY | 0.6 | 0.6 | 0 | 2460.7826 |  |  | 2460.7826 | 0 |  | Electric Utility | N | OP |  | Non Combustion (NUC, WAT, WND, GEO, or SUN)
EXCLUDE | ID | Felt | 6359 | 5 | WAT | HY | 0.7 | 0.7 | 0 | 2870.913 |  |  | 2870.913 | 0 |  | Electric Utility | N | OP |  | Non Combustion (NUC, WAT, WND, GEO, or SUN)
EXCLUDE | ID | Felt Hydroelectric Plant | 10028 | GEN1 | WAT | HY | 2.7 | 2.3 | 0 | 10324.2162 |  |  | 10324.2162 | 0 |  | IPP Non-CHP | N | OP |  | Non Combustion (NUC, WAT, WND, GEO, or SUN)
EXCLUDE | ID | Felt Hydroelectric Plant | 10028 | GEN2 | WAT | HY | 2.7 | 2.3 | 0 | 10324.2162 |  |  | 10324.2162 | 0 |  | IPP Non-CHP | N | OP |  | Non Combustion (NUC, WAT, WND, GEO, or SUN)
EXCLUDE | ID | Felt Hydroelectric Plant | 10028 | GEN3 | WAT | HY | 1.1 | 0.8 | 0 | 4206.1622 |  |  | 4206.1622 | 0 |  | IPP Non-CHP | N | SB |  | Non Combustion (NUC, WAT, WND, GEO, or SUN)
EXCLUDE | ID | Felt Hydroelectric Plant | 10028 | GEN4 | WAT | HY | 0.9 | 0.5 | 0 | 3441.4054 |  |  | 3441.4054 | 0 |  | IPP Non-CHP | N | SB |  | Non Combustion (NUC, WAT, WND, GEO, or SUN)
EXCLUDE | ID | Fighting Creek LFGTE Plant | 57902 | G-123 | LFG | IC | 1.6 | 1.6 | 0 | 0 |  |  | 0 | 0 |  | Electric Utility | N | V |  | Internal Combustion (PRMVR=IC)
EXCLUDE | ID | Fighting Creek LFGTE Plant | 57902 | G-162 | LFG | IC | 1.6 | 1.6 | 0 | 0 |  |  | 0 | 0 |  | Electric Utility | N | V |  | Internal Combustion (PRMVR=IC)
EXCLUDE | ID | Ford Hydro LP | 54674 | GEN1 | WAT | HY | 0.4 | 0.2 | 0 | 1491.6667 |  |  | 1491.6667 | 0 |  | IPP Non-CHP | N | OP |  | Non Combustion (NUC, WAT, WND, GEO, or SUN)
EXCLUDE | ID | Ford Hydro LP | 54674 | GEN2 | WAT | HY | 0.4 | 0.2 | 0 | 1491.6667 |  |  | 1491.6667 | 0 |  | IPP Non-CHP | N | OP |  | Non Combustion (NUC, WAT, WND, GEO, or SUN)
EXCLUDE | ID | Ford Hydro LP | 54674 | GEN3 | WAT | HY | 0.4 | 0.2 | 0 | 1491.6667 |  |  | 1491.6667 | 0 |  | IPP Non-CHP | N | OP |  | Non Combustion (NUC, WAT, WND, GEO, or SUN)
EXCLUDE | ID | Fossil Gulch | 56308 | 1 | WND | WT | 10.5 | 10.5 | 0 | 24725 |  |  | 24725 | 0 |  | IPP Non-CHP | N | OP |  | Non Combustion (NUC, WAT, WND, GEO, or SUN)
EXCLUDE | ID | Gem State | 790 | 1 | WAT | HY | 23.4 | 23.4 | 0 | 123970 |  |  | 123970 | 0 |  | Electric Utility | N | OP |  | Non Combustion (NUC, WAT, WND, GEO, or SUN)
EXCLUDE | ID | Glenns Ferry Cogen Facility | 54578 | 1001 | NG | CC | 10.4 | 10.4 | 0 | 0 | 0 |  |  | 0 |  | IPP CHP | Y | SB |  | Combined Cycle (PRMVR=CC) unit under 25MW
EXCLUDE | ID | Golden Valley Wind Park LLC | 56435 | GVWP | WND | WT | 12 | 12 | 0 | 26871 |  |  | 26871 | 0 |  | IPP Non-CHP | N | OP |  | Non Combustion (NUC, WAT, WND, GEO, or SUN)
EXCLUDE | ID | Goshen Phase II | 57211 | 1 | WND | WT | 124.5 | 124.5 | 0 | 412110 |  |  | 412110 | 0 |  | IPP Non-CHP | N | OP |  | Non Combustion (NUC, WAT, WND, GEO, or SUN)
EXCLUDE | ID | Grace | 827 | 3 | WAT | HY | 11 | 11 | 0 | 54457.6667 |  |  | 54457.6667 | 0 |  | Electric Utility | N | OP |  | Non Combustion (NUC, WAT, WND, GEO, or SUN)
EXCLUDE | ID | Grace | 827 | 4 | WAT | HY | 11 | 11 | 0 | 54457.6667 |  |  | 54457.6667 | 0 |  | Electric Utility | N | OP |  | Non Combustion (NUC, WAT, WND, GEO, or SUN)
EXCLUDE | ID | Grace | 827 | 5 | WAT | HY | 11 | 11 | 0 | 54457.6667 |  |  | 54457.6667 | 0 |  | Electric Utility | N | OP |  | Non Combustion (NUC, WAT, WND, GEO, or SUN)
EXCLUDE | ID | Grand View PV Solar One | 57731 | 1 | SUN | PV | 20 | 20 | 0 | 0 |  |  | 0 | 0 |  | IPP Non-CHP | N | P |  | Non Combustion (NUC, WAT, WND, GEO, or SUN)
EXCLUDE | ID | Hammett Hill Windfarm | 57428 | 1 | WND | WT | 23 | 23 | 0 | 0 |  |  | 0 | 0 |  | IPP Non-CHP | N | U |  | Non Combustion (NUC, WAT, WND, GEO, or SUN)
EXCLUDE | ID | Hazelton B Hydro | 54558 | U1 | WAT | HY | 3.8 | 3.8 | 0 | 11667.5 |  |  | 11667.5 | 0 |  | IPP Non-CHP | N | OP |  | Non Combustion (NUC, WAT, WND, GEO, or SUN)
EXCLUDE | ID | Hazelton B Hydro | 54558 | U2 | WAT | HY | 3.8 | 3.8 | 0 | 11667.5 |  |  | 11667.5 | 0 |  | IPP Non-CHP | N | OP |  | Non Combustion (NUC, WAT, WND, GEO, or SUN)
EXCLUDE | ID | Hidden Hollow Energy | 57861 | UNT1 | LFG | IC | 1.5 | 1.5 | 0 | 0 |  |  | 0 | 0 |  | IPP Non-CHP | N | OP |  | Internal Combustion (PRMVR=IC)
EXCLUDE | ID | Hidden Hollow Energy | 57861 | UNT2 | LFG | IC | 1.5 | 1.5 | 0 | 0 |  |  | 0 | 0 |  | IPP Non-CHP | N | OP |  | Internal Combustion (PRMVR=IC)
EXCLUDE | ID | High Mesa Energy LLC | 58019 | 1 | WND | WT | 40 | 40 | 0 | 0 |  |  | 0 | 0 |  | IPP Non-CHP | N | L |  | Non Combustion (NUC, WAT, WND, GEO, or SUN)
EXCLUDE | ID | Horse Butte Wind I, LLC | 57890 | 1 | WND | WT | 57.6 | 57.6 | 0 | 0 |  |  | 0 | 0 |  | Electric Utility | N | V |  | Non Combustion (NUC, WAT, WND, GEO, or SUN)
EXCLUDE | ID | Horseshoe Bend Hydroelectric Company | 54524 | GEN1 | WAT | HY | 4.7 | 4.7 | 0 | 20996 |  |  | 20996 | 0 |  | IPP Non-CHP | N | OP |  | Non Combustion (NUC, WAT, WND, GEO, or SUN)
EXCLUDE | ID | Horseshoe Bend Hydroelectric Company | 54524 | GEN2 | WAT | HY | 4.7 | 4.7 | 0 | 20996 |  |  | 20996 | 0 |  | IPP Non-CHP | N | OP |  | Non Combustion (NUC, WAT, WND, GEO, or SUN)
EXCLUDE | ID | Hot Springs Windfarm LLC | 56636 | 1 | WND | WT | 21 | 21 | 0 | 44465 |  |  | 44465 | 0 |  | IPP Non-CHP | N | OP |  | Non Combustion (NUC, WAT, WND, GEO, or SUN)
EXCLUDE | ID | Island Park | 4204 | HY1 | WAT | HY | 2.4 | 2.4 | 0 | 10492.5 |  |  | 10492.5 | 0 |  | Electric Utility | N | OP |  | Non Combustion (NUC, WAT, WND, GEO, or SUN)
EXCLUDE | ID | Island Park | 4204 | HY2 | WAT | HY | 2.4 | 2.4 | 0 | 10492.5 |  |  | 10492.5 | 0 |  | Electric Utility | N | OP |  | Non Combustion (NUC, WAT, WND, GEO, or SUN)
EXCLUDE | ID | Jack Ranch 200 | 57143 | JR200 | WND | WT | 200 | 200 | 0 | 0 |  |  | 0 | 0 |  | IPP Non-CHP | N | IP |  | Non Combustion (NUC, WAT, WND, GEO, or SUN)
EXCLUDE | ID | K W Company | 55007 | LS1 | WAT | HY | 0.1 | 0.1 | 0 | 234 |  |  | 234 | 0 |  | IPP Non-CHP | N | OP |  | Non Combustion (NUC, WAT, WND, GEO, or SUN)
EXCLUDE | ID | K W Company | 55007 | LS2 | WAT | HY | 0.1 | 0.1 | 0 | 234 |  |  | 234 | 0 |  | IPP Non-CHP | N | OP |  | Non Combustion (NUC, WAT, WND, GEO, or SUN)
EXCLUDE | ID | K W Company | 55007 | LS3 | WAT | HY | 0.1 | 0.1 | 0 | 234 |  |  | 234 | 0 |  | IPP Non-CHP | N | OP |  | Non Combustion (NUC, WAT, WND, GEO, or SUN)
EXCLUDE | ID | K W Company | 55007 | LS4 | WAT | HY | 0.1 | 0.1 | 0 | 234 |  |  | 234 | 0 |  | IPP Non-CHP | N | OP |  | Non Combustion (NUC, WAT, WND, GEO, or SUN)
EXCLUDE | ID | K W Company | 55007 | LS5 | WAT | HY | 0.1 | 0.1 | 0 | 234 |  |  | 234 | 0 |  | IPP Non-CHP | N | OP |  | Non Combustion (NUC, WAT, WND, GEO, or SUN)
EXCLUDE | ID | K W Company | 55007 | UE5 | WAT | HY | 0.1 | 0.1 | 0 | 234 |  |  | 234 | 0 |  | IPP Non-CHP | N | OP |  | Non Combustion (NUC, WAT, WND, GEO, or SUN)
EXCLUDE | ID | K W Company | 55007 | UW1 | WAT | HY | 0.2 | 0.2 | 0 | 468 |  |  | 468 | 0 |  | IPP Non-CHP | N | OP |  | Non Combustion (NUC, WAT, WND, GEO, or SUN)
EXCLUDE | ID | K W Company | 55007 | UW2 | WAT | HY | 0.2 | 0.2 | 0 | 468 |  |  | 468 | 0 |  | IPP Non-CHP | N | OP |  | Non Combustion (NUC, WAT, WND, GEO, or SUN)
EXCLUDE | ID | K W Company | 55007 | UW3 | WAT | HY | 0.2 | 0.2 | 0 | 468 |  |  | 468 | 0 |  | IPP Non-CHP | N | OP |  | Non Combustion (NUC, WAT, WND, GEO, or SUN)
EXCLUDE | ID | K W Company | 55007 | UW4 | WAT | HY | 0.2 | 0.2 | 0 | 468 |  |  | 468 | 0 |  | IPP Non-CHP | N | OP |  | Non Combustion (NUC, WAT, WND, GEO, or SUN)
EXCLUDE | ID | Koyle Ranch Hydroelectric Project | 10781 | GEN1 | WAT | HY | 0.2 | 0.2 | 0 | 590.9231 |  |  | 590.9231 | 0 |  | IPP Non-CHP | N | OP |  | Non Combustion (NUC, WAT, WND, GEO, or SUN)
EXCLUDE | ID | Koyle Ranch Hydroelectric Project | 10781 | GEN2 | WAT | HY | 0.3 | 0.3 | 0 | 886.3846 |  |  | 886.3846 | 0 |  | IPP Non-CHP | N | OP |  | Non Combustion (NUC, WAT, WND, GEO, or SUN)
EXCLUDE | ID | Koyle Ranch Hydroelectric Project | 10781 | GEN3 | WAT | HY | 0.8 | 0.8 | 0 | 2363.6923 |  |  | 2363.6923 | 0 |  | IPP Non-CHP | N | OP |  | Non Combustion (NUC, WAT, WND, GEO, or SUN)
NGCC | ID | Langley Gulch Power Plant | 57028 | GTG | NG | CC | 187 | 175.8 | 0 | 0 |  |  |  | 0 |  | Electric Utility | Y | V
NGCC | ID | Langley Gulch Power Plant | 57028 | STG | NG | CC | 131.5 | 122.9 | 0 | 0 |  |  | 0 | 0 |  | Electric Utility | N | V
EXCLUDE | ID | Last Chance | 987 | 1 | WAT | HY | 0.2 | 0.2 | 0 | 816.8235 |  |  | 816.8235 | 0 |  | Electric Utility | N | OP |  | Non Combustion (NUC, WAT, WND, GEO, or SUN)
EXCLUDE | ID | Last Chance | 987 | 2 | WAT | HY | 0.5 | 0.4 | 0 | 2042.0588 |  |  | 2042.0588 | 0 |  | Electric Utility | N | OP |  | Non Combustion (NUC, WAT, WND, GEO, or SUN)
EXCLUDE | ID | Last Chance | 987 | 3 | WAT | HY | 1 | 0.8 | 0 | 4084.1176 |  |  | 4084.1176 | 0 |  | Electric Utility | N | OP |  | Non Combustion (NUC, WAT, WND, GEO, or SUN)
EXCLUDE | ID | Lateral 10 Ventures | 54753 | GEN1 | WAT | HY | 2.4 | 2.3 | 0 | 9204 |  |  | 9204 | 0 |  | IPP Non-CHP | N | OP |  | Non Combustion (NUC, WAT, WND, GEO, or SUN)
EXCLUDE | ID | Lava Beds Wind Park LLC | 56436 | LBWP | WND | WT | 18 | 18 | 0 | 0 |  |  | 0 | 0 |  | IPP Non-CHP | N | U |  | Non Combustion (NUC, WAT, WND, GEO, or SUN)
EXCLUDE | ID | Little Mac Project | 10049 | 1 | WAT | HY | 0.3 | 0.3 | 0 | 1326.2 |  |  | 1326.2 | 0 |  | IPP Non-CHP | N | OP |  | Non Combustion (NUC, WAT, WND, GEO, or SUN)
EXCLUDE | ID | Little Mac Project | 10049 | 2 | WAT | HY | 0.4 | 0.4 | 0 | 1768.2667 |  |  | 1768.2667 | 0 |  | IPP Non-CHP | N | OP |  | Non Combustion (NUC, WAT, WND, GEO, or SUN)
EXCLUDE | ID | Little Mac Project | 10049 | 3 | WAT | HY | 0.4 | 0.4 | 0 | 1768.2667 |  |  | 1768.2667 | 0 |  | IPP Non-CHP | N | OP |  | Non Combustion (NUC, WAT, WND, GEO, or SUN)
EXCLUDE | ID | Little Mac Project | 10049 | 4 | WAT | HY | 0.4 | 0.4 | 0 | 1768.2667 |  |  | 1768.2667 | 0 |  | IPP Non-CHP | N | OP |  | Non Combustion (NUC, WAT, WND, GEO, or SUN)
EXCLUDE | ID | Little Wood Hydro Project | 54386 | GEN1 | WAT | HY | 2.8 | 2.4 | 0 | 8742 |  |  | 8742 | 0 |  | IPP Non-CHP | N | SB |  | Non Combustion (NUC, WAT, WND, GEO, or SUN)
EXCLUDE | ID | Low Line Rapids | 10808 | GEN1 | WAT | HY | 2.8 | 2.7 | 0 | 9689 |  |  | 9689 | 0 |  | IPP Non-CHP | N | OP |  | Non Combustion (NUC, WAT, WND, GEO, or SUN)
EXCLUDE | ID | Lower Malad | 815 | 1 | WAT | HY | 13.5 | 15.3 | 0 | 110936 |  |  | 110936 | 0 |  | Electric Utility | N | OP |  | Non Combustion (NUC, WAT, WND, GEO, or SUN)
EXCLUDE | ID | Lower No 1 | 7012 | 2 | WAT | HY | 8 | 8 | 0 | 39592 |  |  | 39592 | 0 |  | Electric Utility | N | OP |  | Non Combustion (NUC, WAT, WND, GEO, or SUN)
EXCLUDE | ID | Lower No 2 | 843 | 1 | WAT | HY | 3 | 3 | 0 | 5407 |  |  | 5407 | 0 |  | Electric Utility | N | OP |  | Non Combustion (NUC, WAT, WND, GEO, or SUN)
EXCLUDE | ID | Lower Salmon | 816 | 1 | WAT | HY | 15 | 18.1 | 0 | 97757 |  |  | 97757 | 0 |  | Electric Utility | N | OP |  | Non Combustion (NUC, WAT, WND, GEO, or SUN)
EXCLUDE | ID | Lower Salmon | 816 | 2 | WAT | HY | 15 | 18 | 0 | 97757 |  |  | 97757 | 0 |  | Electric Utility | N | OP |  | Non Combustion (NUC, WAT, WND, GEO, or SUN)
EXCLUDE | ID | Lower Salmon | 816 | 3 | WAT | HY | 15 | 17.7 | 0 | 97757 |  |  | 97757 | 0 |  | Electric Utility | N | OP |  | Non Combustion (NUC, WAT, WND, GEO, or SUN)
EXCLUDE | ID | Lower Salmon | 816 | 4 | WAT | HY | 15 | 18.1 | 0 | 97757 |  |  | 97757 | 0 |  | Electric Utility | N | OP |  | Non Combustion (NUC, WAT, WND, GEO, or SUN)
EXCLUDE | ID | Lucky Peak Power Plant Project | 10014 | U131 | WAT | HY | 45 | 36.2 | 0 | 172876.4822 |  |  | 172876.4822 | 0 |  | IPP Non-CHP | N | OP |  | Non Combustion (NUC, WAT, WND, GEO, or SUN)
EXCLUDE | ID | Lucky Peak Power Plant Project | 10014 | U132 | WAT | HY | 45 | 36.2 | 0 | 172876.4822 |  |  | 172876.4822 | 0 |  | IPP Non-CHP | N | OP |  | Non Combustion (NUC, WAT, WND, GEO, or SUN)
EXCLUDE | ID | Lucky Peak Power Plant Project | 10014 | U133 | WAT | HY | 11.2 | 10.6 | 0 | 43027.0356 |  |  | 43027.0356 | 0 |  | IPP Non-CHP | N | OP |  | Non Combustion (NUC, WAT, WND, GEO, or SUN)
EXCLUDE | ID | Magic Dam Hydroelectric Project | 10740 | GEN1 | WAT | HY | 3 | 2.9 | 0 | 9419 |  |  | 9419 | 0 |  | IPP Non-CHP | N | OP |  | Non Combustion (NUC, WAT, WND, GEO, or SUN)
EXCLUDE | ID | Magic Dam Hydroelectric Project | 10740 | GEN2 | WAT | HY | 3 | 2.9 | 0 | 9419 |  |  | 9419 | 0 |  | IPP Non-CHP | N | OP |  | Non Combustion (NUC, WAT, WND, GEO, or SUN)
EXCLUDE | ID | Magic Dam Hydroelectric Project | 10740 | GEN3 | WAT | HY | 3 | 2.9 | 0 | 9419 |  |  | 9419 | 0 |  | IPP Non-CHP | N | OP |  | Non Combustion (NUC, WAT, WND, GEO, or SUN)
EXCLUDE | ID | Mainline Windfarm | 57429 | 1 | WND | WT | 23 | 23 | 0 | 0 |  |  | 0 | 0 |  | IPP Non-CHP | N | U |  | Non Combustion (NUC, WAT, WND, GEO, or SUN)
EXCLUDE | ID | Marco Ranch | 50323 | 1 | WAT | HY | 0.3 | 0.3 | 0 | 875.5 |  |  | 875.5 | 0 |  | IPP Non-CHP | N | OP |  | Non Combustion (NUC, WAT, WND, GEO, or SUN)
EXCLUDE | ID | Marco Ranch | 50323 | 2 | WAT | HY | 0.3 | 0.3 | 0 | 875.5 |  |  | 875.5 | 0 |  | IPP Non-CHP | N | OP |  | Non Combustion (NUC, WAT, WND, GEO, or SUN)
EXCLUDE | ID | Marco Ranch | 50323 | 3 | WAT | HY | 0.3 | 0.3 | 0 | 875.5 |  |  | 875.5 | 0 |  | IPP Non-CHP | N | OP |  | Non Combustion (NUC, WAT, WND, GEO, or SUN)
EXCLUDE | ID | Marco Ranch | 50323 | 4 | WAT | HY | 0.3 | 0.3 | 0 | 875.5 |  |  | 875.5 | 0 |  | IPP Non-CHP | N | OP |  | Non Combustion (NUC, WAT, WND, GEO, or SUN)
EXCLUDE | ID | Marsh Valley Development | 50972 | 1 | WAT | HY | 1.6 | 1.5 | 0 | 5925 |  |  | 5925 | 0 |  | IPP Non-CHP | N | OP |  | Non Combustion (NUC, WAT, WND, GEO, or SUN)
EXCLUDE | ID | Mile 28 Water Power Project | 54812 | 1 | WAT | HY | 0.7 | 0.7 | 0 | 2511 |  |  | 2511 | 0 |  | IPP Non-CHP | N | OP |  | Non Combustion (NUC, WAT, WND, GEO, or SUN)
EXCLUDE | ID | Mile 28 Water Power Project | 54812 | 2 | WAT | HY | 0.7 | 0.7 | 0 | 2511 |  |  | 2511 | 0 |  | IPP Non-CHP | N | OP |  | Non Combustion (NUC, WAT, WND, GEO, or SUN)
EXCLUDE | ID | Milner Dam Wind Park LLC | 56437 | MDWP | WND | WT | 19.5 | 19.5 | 0 | 39079 |  |  | 39079 | 0 |  | IPP Non-CHP | N | OP |  | Non Combustion (NUC, WAT, WND, GEO, or SUN)
EXCLUDE | ID | Milner Hydro | 7190 | 1 | WAT | HY | 46.6 | 47.8 | 0 | 341061.0924 |  |  | 341061.0924 | 0 |  | Electric Utility | N | OP |  | Non Combustion (NUC, WAT, WND, GEO, or SUN)
EXCLUDE | ID | Milner Hydro | 7190 | 2 | WAT | HY | 12.1 | 12.5 | 0 | 88558.7815 |  |  | 88558.7815 | 0 |  | Electric Utility | N | OP |  | Non Combustion (NUC, WAT, WND, GEO, or SUN)
EXCLUDE | ID | Milner Hydro | 7190 | 3 | WAT | HY | 0.8 | 0.8 | 0 | 5855.1261 |  |  | 5855.1261 | 0 |  | Electric Utility | N | OS |  | Non Combustion (NUC, WAT, WND, GEO, or SUN)
EXCLUDE | ID | Minidoka | 6398 | 6 | WAT | HY | 2.7 | 2.7 | 0 | 17707.7112 |  |  | 17707.7112 | 0 |  | Electric Utility | N | OP |  | Non Combustion (NUC, WAT, WND, GEO, or SUN)
EXCLUDE | ID | Minidoka | 6398 | 7 | WAT | HY | 5 | 5 | 0 | 32792.0578 |  |  | 32792.0578 | 0 |  | Electric Utility | N | OP |  | Non Combustion (NUC, WAT, WND, GEO, or SUN)
EXCLUDE | ID | Minidoka | 6398 | 8 | WAT | HY | 10 | 10 | 0 | 65584.1155 |  |  | 65584.1155 | 0 |  | Electric Utility | N | OP |  | Non Combustion (NUC, WAT, WND, GEO, or SUN)
EXCLUDE | ID | Minidoka | 6398 | 9 | WAT | HY | 10 | 10 | 0 | 65584.1155 |  |  | 65584.1155 | 0 |  | Electric Utility | N | OP |  | Non Combustion (NUC, WAT, WND, GEO, or SUN)
EXCLUDE | ID | Mink Creek Hydro | 10325 | GEN1 | WAT | HY | 3.1 | 2 | 0 | 10698 |  |  | 10698 | 0 |  | IPP Non-CHP | N | OP |  | Non Combustion (NUC, WAT, WND, GEO, or SUN)
EXCLUDE | ID | Mora Drop Hydroelectric Project | 56498 | 1 | WAT | HY | 1.7 | 0.8 | 0 | 4692 |  |  | 4692 | 0 |  | IPP Non-CHP | N | OP |  | Non Combustion (NUC, WAT, WND, GEO, or SUN)
EXCLUDE | ID | Moyie Springs | 6506 | 1 | WAT | HY | 1 | 1.1 | 0 | 6961.0256 |  |  | 6961.0256 | 0 |  | Electric Utility | N | OP |  | Non Combustion (NUC, WAT, WND, GEO, or SUN)
EXCLUDE | ID | Moyie Springs | 6506 | 2 | WAT | HY | 0.4 | 0.4 | 0 | 2784.4103 |  |  | 2784.4103 | 0 |  | Electric Utility | N | OP |  | Non Combustion (NUC, WAT, WND, GEO, or SUN)
EXCLUDE | ID | Moyie Springs | 6506 | 3 | WAT | HY | 1 | 1.1 | 0 | 6961.0256 |  |  | 6961.0256 | 0 |  | Electric Utility | N | OP |  | Non Combustion (NUC, WAT, WND, GEO, or SUN)
EXCLUDE | ID | Moyie Springs | 6506 | 4 | WAT | HY | 1.5 | 1.7 | 0 | 10441.5385 |  |  | 10441.5385 | 0 |  | Electric Utility | N | OP |  | Non Combustion (NUC, WAT, WND, GEO, or SUN)
EXCLUDE | ID | Notch Butte Hydro | 50718 | HYD1 | WAT | HY | 1 | 1 | 0 | 4033 |  |  | 4033 | 0 |  | IPP Non-CHP | N | OP |  | Non Combustion (NUC, WAT, WND, GEO, or SUN)
EXCLUDE | ID | Notch Butte Wind Park | 56438 | NBWP | WND | WT | 18 | 18 | 0 | 0 |  |  | 0 | 0 |  | IPP Non-CHP | N | U |  | Non Combustion (NUC, WAT, WND, GEO, or SUN)
EXCLUDE | ID | Oneida | 829 | 1 | WAT | HY | 10 | 9.3 | 0 | 25773.6667 |  |  | 25773.6667 | 0 |  | Electric Utility | N | OP |  | Non Combustion (NUC, WAT, WND, GEO, or SUN)
EXCLUDE | ID | Oneida | 829 | 2 | WAT | HY | 10 | 9.3 | 0 | 25773.6667 |  |  | 25773.6667 | 0 |  | Electric Utility | N | OP |  | Non Combustion (NUC, WAT, WND, GEO, or SUN)
EXCLUDE | ID | Oneida | 829 | 3 | WAT | HY | 10 | 9.3 | 0 | 25773.6667 |  |  | 25773.6667 | 0 |  | Electric Utility | N | OP |  | Non Combustion (NUC, WAT, WND, GEO, or SUN)
EXCLUDE | ID | Oregon Trail Wind Park | 56439 | OTWP | WND | WT | 13.5 | 13.5 | 0 | 33601 |  |  | 33601 | 0 |  | IPP Non-CHP | N | OP |  | Non Combustion (NUC, WAT, WND, GEO, or SUN)
EXCLUDE | ID | Palisades | 850 | 1 | WAT | HY | 44.1 | 44.1 | 0 | 190218 |  |  | 190218 | 0 |  | Electric Utility | N | OP |  | Non Combustion (NUC, WAT, WND, GEO, or SUN)
EXCLUDE | ID | Palisades | 850 | 2 | WAT | HY | 44.1 | 44.1 | 0 | 190218 |  |  | 190218 | 0 |  | Electric Utility | N | OP |  | Non Combustion (NUC, WAT, WND, GEO, or SUN)
EXCLUDE | ID | Palisades | 850 | 3 | WAT | HY | 44.1 | 44.1 | 0 | 190218 |  |  | 190218 | 0 |  | Electric Utility | N | OP |  | Non Combustion (NUC, WAT, WND, GEO, or SUN)
EXCLUDE | ID | Palisades | 850 | 4 | WAT | HY | 44.1 | 44.1 | 0 | 190218 |  |  | 190218 | 0 |  | Electric Utility | N | OP |  | Non Combustion (NUC, WAT, WND, GEO, or SUN)
EXCLUDE | ID | Payne's Ferry | 57124 | PFWP | WND | WT | 21 | 21 | 0 | 58648 |  |  | 58648 | 0 |  | IPP Non-CHP | N | OP |  | Non Combustion (NUC, WAT, WND, GEO, or SUN)
EXCLUDE | ID | Pilgrim Stage Wind Park | 56440 | PSWP | WND | WT | 10.5 | 10.5 | 0 | 30179 |  |  | 30179 | 0 |  | IPP Non-CHP | N | OP |  | Non Combustion (NUC, WAT, WND, GEO, or SUN)
EXCLUDE | ID | Plummer Cogen | 55090 | GEN1 | WDS | ST | 6.2 | 5.8 | 0 | 36115 | 0.3923 | 254507.6503 | 92058.9442 | 88199.396 |  | IPP CHP | Y | OP |  | Non Fossil fuel type
EXCLUDE | ID | Post Falls | 835 | 1 | WAT | HY | 2.2 | 2.9 | 0 | 13723.7517 |  |  | 13723.7517 | 0 |  | Electric Utility | N | OP |  | Non Combustion (NUC, WAT, WND, GEO, or SUN)
EXCLUDE | ID | Post Falls | 835 | 2 | WAT | HY | 2.2 | 2.9 | 0 | 13723.7517 |  |  | 13723.7517 | 0 |  | Electric Utility | N | OP |  | Non Combustion (NUC, WAT, WND, GEO, or SUN)
EXCLUDE | ID | Post Falls | 835 | 3 | WAT | HY | 2.2 | 2.9 | 0 | 13723.7517 |  |  | 13723.7517 | 0 |  | Electric Utility | N | OP |  | Non Combustion (NUC, WAT, WND, GEO, or SUN)
EXCLUDE | ID | Post Falls | 835 | 4 | WAT | HY | 2.2 | 2.9 | 0 | 13723.7517 |  |  | 13723.7517 | 0 |  | Electric Utility | N | OP |  | Non Combustion (NUC, WAT, WND, GEO, or SUN)
EXCLUDE | ID | Post Falls | 835 | 5 | WAT | HY | 2.2 | 2.9 | 0 | 13723.7517 |  |  | 13723.7517 | 0 |  | Electric Utility | N | OP |  | Non Combustion (NUC, WAT, WND, GEO, or SUN)
EXCLUDE | ID | Post Falls | 835 | 6 | WAT | HY | 3.5 | 3.5 | 0 | 21833.2414 |  |  | 21833.2414 | 0 |  | Electric Utility | N | OP |  | Non Combustion (NUC, WAT, WND, GEO, or SUN)
EXCLUDE | ID | Power County Wind Park North | 57761 | PCWPN | WND | WT | 22.5 | 22.5 | 0 | 3138 |  |  | 3138 | 0 |  | IPP Non-CHP | N | OP |  | Non Combustion (NUC, WAT, WND, GEO, or SUN)
EXCLUDE | ID | Power County Wind Park South | 57760 | PCWPS | WND | WT | 22.5 | 22.5 | 0 | 2925 |  |  | 2925 | 0 |  | IPP Non-CHP | N | OP |  | Non Combustion (NUC, WAT, WND, GEO, or SUN)
EXCLUDE | ID | Raft River Geothermal Power Plant | 56317 | 1 | GEO | BT | 18 | 10 | 0 | 63490 |  |  | 63490 | 0 |  | IPP Non-CHP | N | OP |  | Non Combustion (NUC, WAT, WND, GEO, or SUN)
EXCLUDE | ID | Raft River Geothermal Power Plant | 56317 | 2 | GEO | BT | 18 | 12.5 | 0 | 0 |  |  | 0 | 0 |  | IPP Non-CHP | N | P |  | Non Combustion (NUC, WAT, WND, GEO, or SUN)
SSTLOGN | ID | Rathdrum | 7456 | 1 | NG | GT | 83.2 | 66 | 1200 | 3892 |  |  | 3892 | 3251.898 |  | Electric Utility | N | SB
SSTLOGN | ID | Rathdrum | 7456 | 2 | NG | GT | 83.2 | 66 | 1200 | 3892 |  |  | 3892 | 1885.967 |  | Electric Utility | N | SB
NGCC | ID | Rathdrum Power LLC | 55179 | CTG1 | NG | CC | 179.4 | 150 | 2040 | 501710.6945 |  |  | 501710.6945 | 208940.8918 |  | Electric Utility/IPP Non-CHP | N | OP
NGCC | ID | Rathdrum Power LLC | 55179 | STG1 | NG | CC | 122.1 | 98 | 2040 | 341465.3055 |  |  | 341465.3055 | 142205.5902 |  | Electric Utility/IPP Non-CHP | N | OP
EXCLUDE | ID | Rock Creek I | 50987 | GEN1 | WAT | HY | 2.1 | 2 | 0 | 10059 |  |  | 10059 | 0 |  | IPP Non-CHP | N | OP |  | Non Combustion (NUC, WAT, WND, GEO, or SUN)
EXCLUDE | ID | Rock Creek II | 10809 | GEN1 | WAT | HY | 1.9 | 1.8 | 0 | 9575 |  |  | 9575 | 0 |  | IPP Non-CHP | N | OP |  | Non Combustion (NUC, WAT, WND, GEO, or SUN)
EXCLUDE | ID | Rockland Wind Farm | 57766 | RLWF | WND | WT | 79.2 | 79.2 | 0 | 24998 |  |  | 24998 | 0 |  | IPP Non-CHP | N | OP |  | Non Combustion (NUC, WAT, WND, GEO, or SUN)
EXCLUDE | ID | Rogerson Flats | 57145 | RF | WND | WT | 20 | 20 | 0 | 0 |  |  | 0 | 0 |  | IPP Non-CHP | N | U |  | Non Combustion (NUC, WAT, WND, GEO, or SUN)
EXCLUDE | ID | Rupert Cogen Project | 54579 | 1002 | NG | CC | 10.4 | 10.4 | 0 | 80297 | 0.56134 | 285462.5381 | 143045.2132 | 52728.8879 |  | IPP CHP | Y | OP |  | Combined Cycle (PRMVR=CC) unit under 25MW
EXCLUDE | ID | Ryegrass Windfarm | 57427 | 1 | WND | WT | 23 | 23 | 0 | 0 |  |  | 0 | 0 |  | IPP Non-CHP | N | U |  | Non Combustion (NUC, WAT, WND, GEO, or SUN)
EXCLUDE | ID | S E Hazelton A | 50896 | GEN1 | WAT | HY | 2.8 | 2.8 | 0 | 7947.3333 |  |  | 7947.3333 | 0 |  | IPP Non-CHP | N | SB |  | Non Combustion (NUC, WAT, WND, GEO, or SUN)
EXCLUDE | ID | S E Hazelton A | 50896 | GEN2 | WAT | HY | 2.8 | 2.8 | 0 | 7947.3333 |  |  | 7947.3333 | 0 |  | IPP Non-CHP | N | SB |  | Non Combustion (NUC, WAT, WND, GEO, or SUN)
EXCLUDE | ID | S E Hazelton A | 50896 | GEN3 | WAT | HY | 2.8 | 2.8 | 0 | 7947.3333 |  |  | 7947.3333 | 0 |  | IPP Non-CHP | N | SB |  | Non Combustion (NUC, WAT, WND, GEO, or SUN)
EXCLUDE | ID | Salmon Creek | 57150 | SC | WND | WT | 20 | 20 | 0 | 0 |  |  | 0 | 0 |  | IPP Non-CHP | N | U |  | Non Combustion (NUC, WAT, WND, GEO, or SUN)
EXCLUDE | ID | Salmon Diesel | 817 | 1 | DFO | IC | 2.5 | 2.7 | 0 | 0 |  |  | 0 | 0 |  | Electric Utility | N | OP |  | Internal Combustion (PRMVR=IC)
EXCLUDE | ID | Salmon Diesel | 817 | 2 | DFO | IC | 2.5 | 2.7 | 0 | 0 |  |  | 0 | 0 |  | Electric Utility | N | OP |  | Internal Combustion (PRMVR=IC)
EXCLUDE | ID | Salmon Falls Wind Park | 56441 | SFWP | WND | WT | 21 | 21 | 0 | 21263 |  |  | 21263 | 0 |  | IPP Non-CHP | N | OP |  | Non Combustion (NUC, WAT, WND, GEO, or SUN)
EXCLUDE | ID | Sawtooth Wind Project | 57749 | ST | WND | WT | 22.4 | 22.4 | 0 | 12376 |  |  | 12376 | 0 |  | IPP Non-CHP | N | OP |  | Non Combustion (NUC, WAT, WND, GEO, or SUN)
EXCLUDE | ID | Shoshone Falls | 818 | 1 | WAT | HY | 0.6 | 0.7 | 0 | 5301.024 |  |  | 5301.024 | 0 |  | Electric Utility | N | OP |  | Non Combustion (NUC, WAT, WND, GEO, or SUN)
EXCLUDE | ID | Shoshone Falls | 818 | 2 | WAT | HY | 0.4 | 0.4 | 0 | 3534.016 |  |  | 3534.016 | 0 |  | Electric Utility | N | OP |  | Non Combustion (NUC, WAT, WND, GEO, or SUN)
EXCLUDE | ID | Shoshone Falls | 818 | 3 | WAT | HY | 11.5 | 12.8 | 0 | 101602.96 |  |  | 101602.96 | 0 |  | Electric Utility | N | OP |  | Non Combustion (NUC, WAT, WND, GEO, or SUN)
EXCLUDE | ID | Simplot Leasing Don Plant | 50274 | GEN1 | OTH | ST | 15.9 | 14.8 | 0 | 77631 |  |  |  | 0 |  | Industrial CHP | Y | OP |  | Non Fossil fuel type
EXCLUDE | ID | Smith Falls Hydro Project | 54249 | GEN1 | WAT | HY | 18 | 9 | 0 | 28367.7165 |  |  | 28367.7165 | 0 |  | Electric Utility | N | OP |  | Non Combustion (NUC, WAT, WND, GEO, or SUN)
EXCLUDE | ID | Smith Falls Hydro Project | 54249 | GEN2 | WAT | HY | 18 | 9 | 0 | 28367.7165 |  |  | 28367.7165 | 0 |  | Electric Utility | N | OP |  | Non Combustion (NUC, WAT, WND, GEO, or SUN)
EXCLUDE | ID | Smith Falls Hydro Project | 54249 | GEN3 | WAT | HY | 2.1 | 2.1 | 0 | 3309.5669 |  |  | 3309.5669 | 0 |  | Electric Utility | N | OP |  | Non Combustion (NUC, WAT, WND, GEO, or SUN)
EXCLUDE | ID | Soda | 831 | 1 | WAT | HY | 7 | 7.6 | 0 | 17577.5 |  |  | 17577.5 | 0 |  | Electric Utility | N | OP |  | Non Combustion (NUC, WAT, WND, GEO, or SUN)
EXCLUDE | ID | Soda | 831 | 2 | WAT | HY | 7 | 7.6 | 0 | 17577.5 |  |  | 17577.5 | 0 |  | Electric Utility | N | OP |  | Non Combustion (NUC, WAT, WND, GEO, or SUN)
EXCLUDE | ID | South Forks Hydro | 10296 | GEN1 | WAT | HY | 4 | 4 | 0 | 14112 |  |  | 14112 | 0 |  | IPP Non-CHP | N | OP |  | Non Combustion (NUC, WAT, WND, GEO, or SUN)
EXCLUDE | ID | South Forks Hydro | 10296 | GEN2 | WAT | HY | 4 | 4 | 0 | 14112 |  |  | 14112 | 0 |  | IPP Non-CHP | N | OP |  | Non Combustion (NUC, WAT, WND, GEO, or SUN)
EXCLUDE | ID | Swan Falls | 819 | 1 | WAT | HY | 12.5 | 14.9 | 0 | 78958.5 |  |  | 78958.5 | 0 |  | Electric Utility | N | OP |  | Non Combustion (NUC, WAT, WND, GEO, or SUN)
EXCLUDE | ID | Swan Falls | 819 | 2 | WAT | HY | 12.5 | 14.5 | 0 | 78958.5 |  |  | 78958.5 | 0 |  | Electric Utility | N | OP |  | Non Combustion (NUC, WAT, WND, GEO, or SUN)
EXCLUDE | ID | Tamarack Energy Partnership | 50099 | GEN1 | WDS | ST | 6.2 | 5.8 | 0 | 32982 | 0.85282 | 25895.634 | 38674.1822 | 58207.4575 |  | IPP CHP | Y | OP |  | Non Fossil fuel type
EXCLUDE | ID | Thousand Springs | 820 | 1 | WAT | HY | 1 | 0.8 | 0 | 1955.7955 |  |  | 1955.7955 | 0 |  | Electric Utility | N | OS |  | Non Combustion (NUC, WAT, WND, GEO, or SUN)
EXCLUDE | ID | Thousand Springs | 820 | 2 | WAT | HY | 1 | 0.8 | 0 | 1955.7955 |  |  | 1955.7955 | 0 |  | Electric Utility | N | OS |  | Non Combustion (NUC, WAT, WND, GEO, or SUN)
EXCLUDE | ID | Thousand Springs | 820 | 3 | WAT | HY | 6.8 | 6.4 | 0 | 13299.4091 |  |  | 13299.4091 | 0 |  | Electric Utility | N | OP |  | Non Combustion (NUC, WAT, WND, GEO, or SUN)
EXCLUDE | ID | Thousand Springs Wind Park | 56442 | TSWP | WND | WT | 12 | 12 | 0 | 30029 |  |  | 30029 | 0 |  | IPP Non-CHP | N | OP |  | Non Combustion (NUC, WAT, WND, GEO, or SUN)
EXCLUDE | ID | Tuana Gulch Wind Park | 56443 | TGWP | WND | WT | 10.5 | 10.5 | 0 | 26195 |  |  | 26195 | 0 |  | IPP Non-CHP | N | OP |  | Non Combustion (NUC, WAT, WND, GEO, or SUN)
EXCLUDE | ID | Tuana Springs | 57136 | 1 | WND | WT | 16.8 | 16.8 | 0 | 37183 |  |  | 37183 | 0 |  | IPP Non-CHP | N | OP |  | Non Combustion (NUC, WAT, WND, GEO, or SUN)
EXCLUDE | ID | Twin Falls | 821 | 1 | WAT | HY | 8.4 | 10.1 | 0 | 62876.4706 |  |  | 62876.4706 | 0 |  | Electric Utility | N | OP |  | Non Combustion (NUC, WAT, WND, GEO, or SUN)
EXCLUDE | ID | Twin Falls | 821 | 2 | WAT | HY | 44.3 | 43.1 | 0 | 331598.5294 |  |  | 331598.5294 | 0 |  | Electric Utility | N | OP |  | Non Combustion (NUC, WAT, WND, GEO, or SUN)
EXCLUDE | ID | Two Ponds Windfarm | 57444 | 1 | WND | WT | 23 | 23 | 0 | 0 |  |  | 0 | 0 |  | IPP Non-CHP | N | U |  | Non Combustion (NUC, WAT, WND, GEO, or SUN)
EXCLUDE | ID | Upper Malad | 823 | 1 | WAT | HY | 8.3 | 8.1 | 0 | 62106 |  |  | 62106 | 0 |  | Electric Utility | N | OP |  | Non Combustion (NUC, WAT, WND, GEO, or SUN)
EXCLUDE | ID | Upper Power Plant | 844 | 4 | WAT | HY | 8 | 8 | 0 | 48913 |  |  | 48913 | 0 |  | Electric Utility | N | OP |  | Non Combustion (NUC, WAT, WND, GEO, or SUN)
EXCLUDE | ID | Upper Salmon A | 822 | 1 | WAT | HY | 9 | 9.5 | 0 | 73292 |  |  | 73292 | 0 |  | Electric Utility | N | OP |  | Non Combustion (NUC, WAT, WND, GEO, or SUN)
EXCLUDE | ID | Upper Salmon A | 822 | 2 | WAT | HY | 9 | 8.7 | 0 | 73292 |  |  | 73292 | 0 |  | Electric Utility | N | OP |  | Non Combustion (NUC, WAT, WND, GEO, or SUN)
EXCLUDE | ID | Upper Salmon B | 7079 | 1 | WAT | HY | 8.2 | 8.8 | 0 | 73203.6364 |  |  | 73203.6364 | 0 |  | Electric Utility | N | OP |  | Non Combustion (NUC, WAT, WND, GEO, or SUN)
EXCLUDE | ID | Upper Salmon B | 7079 | 2 | WAT | HY | 8.3 | 8.4 | 0 | 74096.3636 |  |  | 74096.3636 | 0 |  | Electric Utility | N | OP |  | Non Combustion (NUC, WAT, WND, GEO, or SUN)
EXCLUDE | ID | Wilson Lake Hydroelectric Project | 54306 | 1 | WAT | HY | 4.2 | 4.2 | 0 | 13507 |  |  | 13507 | 0 |  | IPP Non-CHP | N | OP |  | Non Combustion (NUC, WAT, WND, GEO, or SUN)
EXCLUDE | ID | Wilson Lake Hydroelectric Project | 54306 | 2 | WAT | HY | 4.2 | 4.2 | 0 | 13507 |  |  | 13507 | 0 |  | IPP Non-CHP | N | OP |  | Non Combustion (NUC, WAT, WND, GEO, or SUN)
EXCLUDE | ID | Wolverine Creek | 56301 | 1 | WND | WT | 64.5 | 64.5 | 0 | 198610 |  |  | 198610 | 0 |  | IPP Non-CHP | N | OP |  | Non Combustion (NUC, WAT, WND, GEO, or SUN)
EXCLUDE | ID | Yahoo Creek | 57126 | YCWP | WND | WT | 21 | 21 | 0 | 59752 |  |  | 59752 | 0 |  | IPP Non-CHP | N | OP |  | Non Combustion (NUC, WAT, WND, GEO, or SUN)
EXCLUDE | IL | 1515 S Caron Road | 7770 | GT1 | NG | GT | 4.2 | 3 | 0 | 150 |  |  | 150 | 138.8044 |  | Electric Utility | N | OP |  | Simple Cycle Turbine (PRMVR=GT or OT) unit under 25MW
EXCLUDE | IL | Agriwind LLC | 56408 | AWND1 | WND | WT | 8.4 | 8.4 | 0 | 22632 |  |  | 22632 | 0 |  | IPP Non-CHP | N | OP |  | Non Combustion (NUC, WAT, WND, GEO, or SUN)
SSTLOGN | IL | Alsey | 7818 | 1 | NG | GT | 30 | 30 | 321.6 | 1049.52 |  |  | 1049.52 | 697.1598 |  | Electric Utility | N | OP
SSTLOGN | IL | Alsey | 7818 | 2 | NG | GT | 30 | 30 | 321.6 | 1049.52 |  |  | 1049.52 | 697.1598 |  | Electric Utility | N | OP
EXCLUDE | IL | Alsey | 7818 | 3 | NG | GT | 20 | 18 | 214.4 | 699.68 |  |  | 699.68 | 464.7732 |  | Electric Utility | N | OP |  | Simple Cycle Turbine (PRMVR=GT or OT) unit under 25MW
EXCLUDE | IL | Alsey | 7818 | 4 | NG | GT | 20 | 18 | 214.4 | 699.68 |  |  | 699.68 | 464.7732 |  | Electric Utility | N | OP |  | Simple Cycle Turbine (PRMVR=GT or OT) unit under 25MW
SSTLOGN | IL | Alsey | 7818 | 5 | NG | GT | 25 | 25 | 268 | 874.6 |  |  | 874.6 | 580.9665 |  | Electric Utility | N | OP
EXCLUDE | IL | Altamont | 7990 | 1 | DFO | IC | 1.8 | 1.8 | 0 | 0 |  |  | 0 | 0 |  | Electric Utility | N | SB |  | Internal Combustion (PRMVR=IC)
EXCLUDE | IL | Altamont | 7990 | 2 | DFO | IC | 1.8 | 1.8 | 0 | 0 |  |  | 0 | 0 |  | Electric Utility | N | SB |  | Internal Combustion (PRMVR=IC)
EXCLUDE | IL | Altamont | 7990 | 3 | DFO | IC | 1.8 | 1.8 | 0 | 0 |  |  | 0 | 0 |  | Electric Utility | N | SB |  | Internal Combustion (PRMVR=IC)
EXCLUDE | IL | Altamont | 7990 | 4 | DFO | IC | 1.8 | 1.8 | 0 | 0 |  |  | 0 | 0 |  | Electric Utility | N | SB |  | Internal Combustion (PRMVR=IC)
EXCLUDE | IL | Archer Daniels Midland Decatur | 10865 | GEN2 | BIT | ST | 31 | 31 | 203.5821 | 126714 | 0.23018 | 1927952.8775 | 550502.0006 | 160659.4681 |  | Industrial CHP | Y | OP |  | Commercial/Industrial Unit
EXCLUDE | IL | Archer Daniels Midland Decatur | 10865 | GEN3 | BIT | ST | 31 | 31 | 203.5821 | 126688 | 0.23018 | 1927557.2876 | 550389.045 | 160626.5029 |  | Industrial CHP | Y | OP |  | Commercial/Industrial Unit
EXCLUDE | IL | Archer Daniels Midland Decatur | 10865 | GEN4 | BIT | ST | 31 | 31 | 203.5821 | 112685 | 0.23018 | 1714501.7125 | 489553.7821 | 142872.2332 |  | Industrial CHP | Y | OP |  | Commercial/Industrial Unit
EXCLUDE | IL | Archer Daniels Midland Decatur | 10865 | GEN5 | BIT | ST | 31 | 31 | 203.5821 | 88142 | 0.23018 | 1341080.09 | 382928.069 | 111754.3984 |  | Industrial CHP | Y | OP |  | Commercial/Industrial Unit
EXCLUDE | IL | Archer Daniels Midland Decatur | 10865 | GEN6 | BIT | ST | 31 | 31 | 203.5821 | 52721 | 0.23018 | 802149.7518 | 229043.4835 | 66844.4514 |  | Industrial CHP | Y | OP |  | Commercial/Industrial Unit
EXCLUDE | IL | Archer Daniels Midland Decatur | 10865 | GEN7 | BIT | ST | 75 | 75 | 492.5373 | 356040 | 0.23018 | 5417146.8227 | 1546796.1891 | 451419.7091 |  | Industrial CHP | Y | OP |  | Commercial/Industrial Unit
EXCLUDE | IL | Archer Daniels Midland Decatur | 10865 | GEN8 | BIT | ST | 105 | 105 | 689.5522 | 433178 | 0.23018 | 6590801.1077 | 1881917.9856 | 549222.2411 |  | Industrial CHP | Y | OP |  | Commercial/Industrial Unit
EXCLUDE | IL | Archer Daniels Midland Peoria | 10866 | GEN1 | BIT | ST | 1.5 | 1.5 | 0 | 11483 | 0.009023 | 5737408.0899 | 1272636.5954 | 161009.5744 |  | Industrial CHP | Y | OP |  | Steam unit (PRMVR=ST) under 25MW/250 MMBtu/hr
EXCLUDE | IL | Archer Daniels Midland Peoria | 10866 | GEN2 | BIT | ST | 1.5 | 1.5 | 0 | 5049.9 | 0.009023 | 2523150.4932 | 559669.7329 | 70807.4763 |  | Industrial CHP | Y | OP |  | Steam unit (PRMVR=ST) under 25MW/250 MMBtu/hr
EXCLUDE | IL | Archer Daniels Midland Peoria | 10866 | GEN3 | BIT | ST | 4 | 4 | 0 | 22586 | 0.009023 | 11284951.5908 | 2503158.5947 | 188819.9367 |  | Industrial CHP | Y | OP |  | Steam unit (PRMVR=ST) under 25MW/250 MMBtu/hr
EXCLUDE | IL | Archer Daniels Midland Peoria | 10866 | GEN4 | BIT | ST | 4 | 4 | 0 | 11877 | 0.009023 | 5934267.6899 | 1316302.7818 | 188819.9367 |  | Industrial CHP | Y | OP |  | Steam unit (PRMVR=ST) under 25MW/250 MMBtu/hr
EXCLUDE | IL | Archer Daniels Midland Peoria | 10866 | GEN5 | BIT | ST | 4 | 4 | 0 | 4553 | 0.009023 | 2274877.561 | 504599.3572 | 63840.163 |  | Industrial CHP | Y | OP |  | Steam unit (PRMVR=ST) under 25MW/250 MMBtu/hr
EXCLUDE | IL | Archer Daniels Midland Peoria | 10866 | GEN6 | NG | GT | 18 | 15 | 0 | 68020.1633 | 0.27158 | 829979.3962 | 250459.9485 | 61547.5509 |  | Industrial CHP | Y | OP |  | Simple Cycle Turbine (PRMVR=GT or OT) unit under 25MW
EXCLUDE | IL | Archer Daniels Midland Peoria | 10866 | GEN7 | NG | GT | 18 | 15 | 0 | 68020.1633 | 0.27158 | 829979.3962 | 250459.9485 | 61547.5509 |  | Industrial CHP | Y | OP |  | Simple Cycle Turbine (PRMVR=GT or OT) unit under 25MW
EXCLUDE | IL | Archer Daniels Midland Peoria | 10866 | GEN8 | NG | GT | 13 | 10 | 0 | 49125.6735 | 0.27158 | 599429.5639 | 180887.7406 | 44451.009 |  | Industrial CHP | Y | OP |  | Simple Cycle Turbine (PRMVR=GT or OT) unit under 25MW
EXCLUDE | IL | Archer Daniels Midland Taylorville | 54312 | GEN1 | NG | GT | 4.6 | 4 | 0 | 0 | 0 |  |  | 0 |  | Industrial CHP | Y | RE | 2003 | Simple Cycle Turbine (PRMVR=GT or OT) unit under 25MW
SSTLOGN | IL | Aurora | 55279 | CTG1 | NG | GT | 213 | 152 | 2050 | 8860.9671 |  |  | 8860.9671 | 7667.112 |  | Electric Utility/IPP Non-CHP | N | OP
SSTLOGN | IL | Aurora | 55279 | CTG10 | NG | GT | 71 | 45 | 510 | 2953.6557 |  |  | 2953.6557 | 1778.352 |  | Electric Utility/IPP Non-CHP | N | OP
SSTLOGN | IL | Aurora | 55279 | CTG2 | NG | GT | 213 | 152 | 2050 | 8860.9671 |  |  | 8860.9671 | 4708.535 |  | Electric Utility/IPP Non-CHP | N | OP
SSTLOGN | IL | Aurora | 55279 | CTG3 | NG | GT | 210 | 152 | 2050 | 8736.1647 |  |  | 8736.1647 | 5239.362 |  | Electric Utility/IPP Non-CHP | N | OP
SSTLOGN | IL | Aurora | 55279 | CTG4 | NG | GT | 213 | 152 | 2050 | 8860.9671 |  |  | 8860.9671 | 8387.118 |  | Electric Utility/IPP Non-CHP | N | OP
SSTLOGN | IL | Aurora | 55279 | CTG5 | NG | GT | 71 | 45 | 510 | 2953.6557 |  |  | 2953.6557 | 1813.241 |  | Electric Utility/IPP Non-CHP | N | OP
SSTLOGN | IL | Aurora | 55279 | CTG6 | NG | GT | 71 | 45 | 510 | 2953.6557 |  |  | 2953.6557 | 2025.206 |  | Electric Utility/IPP Non-CHP | N | OP
SSTLOGN | IL | Aurora | 55279 | CTG7 | NG | GT | 71 | 45 | 510 | 2953.6557 |  |  | 2953.6557 | 1910.728 |  | Electric Utility/IPP Non-CHP | N | OP
SSTLOGN | IL | Aurora | 55279 | CTG8 | NG | GT | 71 | 45 | 510 | 2953.6557 |  |  | 2953.6557 | 1940.517 |  | Electric Utility/IPP Non-CHP | N | OP
SSTLOGN | IL | Aurora | 55279 | CTG9 | NG | GT | 71 | 45 | 510 | 2953.6557 |  |  | 2953.6557 | 1935.566 |  | Electric Utility/IPP Non-CHP | N | OP
EXCLUDE | IL | Avenue A Generator Sets | 7854 | 1 | DFO | GT | 1.8 | 1.8 | 0 | 27.5 |  |  | 27.5 | 17.7311 |  | Electric Utility | N | SB |  | Simple Cycle Turbine (PRMVR=GT or OT) unit under 25MW
EXCLUDE | IL | Avenue A Generator Sets | 7854 | 2 | DFO | GT | 1.8 | 1.8 | 0 | 27.5 |  |  | 27.5 | 17.7311 |  | Electric Utility | N | SB |  | Simple Cycle Turbine (PRMVR=GT or OT) unit under 25MW
EXCLUDE | IL | Avon Energy Partners LLC | 55768 | CH1 | LFG | IC | 1.1 | 0.9 | 0 | 0 |  |  | 0 | 0 |  | IPP Non-CHP | N | RE | 2008 | Internal Combustion (PRMVR=IC)
EXCLUDE | IL | Avon Energy Partners LLC | 55768 | CH2 | LFG | IC | 1.1 | 0.9 | 0 | 0 |  |  | 0 | 0 |  | IPP Non-CHP | N | RE | 2008 | Internal Combustion (PRMVR=IC)
EXCLUDE | IL | Avon Energy Partners LLC | 55768 | CH3 | LFG | IC | 1.1 | 0.9 | 0 | 0 |  |  | 0 | 0 |  | IPP Non-CHP | N | RE | 2003 | Internal Combustion (PRMVR=IC)
COALST | IL | Baldwin Energy Complex | 889 | 1 | SUB | ST | 625.1 | 586 | 6850 | 3959662 |  |  | 3959662 | 3962747.056 |  | Electric Utility/IPP Non-CHP | N | OP
COALST | IL | Baldwin Energy Complex | 889 | 2 | SUB | ST | 634.5 | 591 | 6200 | 4587683 |  |  | 4587683 | 4729256.679 |  | Electric Utility/IPP Non-CHP | N | OP
COALST | IL | Baldwin Energy Complex | 889 | 3 | SUB | ST | 634.5 | 608 | 6600 | 4898250 |  |  | 4898250 | 5327048.669 |  | Electric Utility/IPP Non-CHP | N | OP
EXCLUDE | IL | Beecher Gas Recovery | 56419 | B1 | LFG | IC | 1.1 | 1.1 | 0 | 0 |  |  | 0 | 0 |  | IPP Non-CHP | N | OP |  | Internal Combustion (PRMVR=IC)
EXCLUDE | IL | Beecher Gas Recovery | 56419 | B2 | LFG | IC | 1.1 | 1.1 | 0 | 0 |  |  | 0 | 0 |  | IPP Non-CHP | N | OP |  | Internal Combustion (PRMVR=IC)
EXCLUDE | IL | Beecher Gas Recovery | 56419 | B3 | LFG | IC | 1.1 | 1.1 | 0 | 0 |  |  | 0 | 0 |  | IPP Non-CHP | N | OP |  | Internal Combustion (PRMVR=IC)
EXCLUDE | IL | Big Sky Wind LLC | 57135 | 1 | WND | WT | 240 | 240 | 0 | 469427 |  |  | 469427 | 0 |  | IPP Non-CHP | N | OP |  | Non Combustion (NUC, WAT, WND, GEO, or SUN)
EXCLUDE | IL | Biodyne Congress | 55056 | 1 | LFG | GT | 5 | 4.2 | 0 | 0 |  |  | 0 | 0 |  | IPP Non-CHP | N | RE | 2006 | Non Fossil fuel type
EXCLUDE | IL | Biodyne Congress | 55056 | 2 | LFG | GT | 5 | 4.2 | 0 | 0 |  |  | 0 | 0 |  | IPP Non-CHP | N | RE | 2006 | Non Fossil fuel type
EXCLUDE | IL | Biodyne Congress | 55056 | 3 | LFG | GT | 5 | 4.2 | 0 | 0 |  |  | 0 | 0 |  | IPP Non-CHP | N | RE | 2006 | Non Fossil fuel type
EXCLUDE | IL | Biodyne Lansing | 55058 | 1 | LFG | IC | 0.6 | 0.6 | 0 | 0 |  |  | 0 | 0 |  | IPP Non-CHP | N | RE | 2006 | Internal Combustion (PRMVR=IC)
EXCLUDE | IL | Biodyne Lansing | 55058 | 2 | NG | IC | 0.7 | 0.7 | 0 | 0 |  |  | 0 | 0 |  | IPP Non-CHP | N | RE | 2006 | Internal Combustion (PRMVR=IC)
EXCLUDE | IL | Biodyne Lansing | 55058 | 3 | NG | IC | 0.7 | 0.7 | 0 | 0 |  |  | 0 | 0 |  | IPP Non-CHP | N | RE | 2006 | Internal Combustion (PRMVR=IC)
EXCLUDE | IL | Biodyne Lyons | 55060 | 1 | LFG | IC | 0.9 | 0.9 | 0 | 0 |  |  | 0 | 0 |  | IPP Non-CHP | N | OS |  | Internal Combustion (PRMVR=IC)
EXCLUDE | IL | Biodyne Lyons | 55060 | 2 | LFG | IC | 0.9 | 0.9 | 0 | 0 |  |  | 0 | 0 |  | IPP Non-CHP | N | OS |  | Internal Combustion (PRMVR=IC)
EXCLUDE | IL | Biodyne Lyons | 55060 | 3 | LFG | IC | 0.9 | 0.9 | 0 | 0 |  |  | 0 | 0 |  | IPP Non-CHP | N | OS |  | Internal Combustion (PRMVR=IC)
EXCLUDE | IL | Biodyne Lyons | 55060 | 4 | LFG | IC | 0.9 | 0.9 | 0 | 0 |  |  | 0 | 0 |  | IPP Non-CHP | N | OS |  | Internal Combustion (PRMVR=IC)
EXCLUDE | IL | Biodyne Lyons | 55060 | 5 | LFG | IC | 0.9 | 0.9 | 0 | 0 |  |  | 0 | 0 |  | IPP Non-CHP | N | OS |  | Internal Combustion (PRMVR=IC)
EXCLUDE | IL | Biodyne Peoria | 55057 | 1 | LFG | IC | 0.8 | 0.8 | 0 | 0 |  |  | 0 | 0 |  | IPP Non-CHP | N | OS |  | Internal Combustion (PRMVR=IC)
EXCLUDE | IL | Biodyne Peoria | 55057 | 2 | LFG | IC | 0.8 | 0.8 | 0 | 0 |  |  | 0 | 0 |  | IPP Non-CHP | N | OS |  | Internal Combustion (PRMVR=IC)
EXCLUDE | IL | Biodyne Peoria | 55057 | 3 | LFG | IC | 0.8 | 0.8 | 0 | 0 |  |  | 0 | 0 |  | IPP Non-CHP | N | OP |  | Internal Combustion (PRMVR=IC)
EXCLUDE | IL | Biodyne Peoria | 55057 | 4 | LFG | IC | 0.8 | 0.8 | 0 | 0 |  |  | 0 | 0 |  | IPP Non-CHP | N | OS |  | Internal Combustion (PRMVR=IC)
EXCLUDE | IL | Biodyne Peoria | 55057 | 5 | LFG | IC | 0.8 | 0.8 | 0 | 0 |  |  | 0 | 0 |  | IPP Non-CHP | N | OS |  | Internal Combustion (PRMVR=IC)
EXCLUDE | IL | Biodyne Springfield | 55059 | 1 | LFG | IC | 0.6 | 0.6 | 0 | 0 |  |  | 0 | 0 |  | IPP CHP | N | RE | 2006 | Internal Combustion (PRMVR=IC)
EXCLUDE | IL | Biodyne Springfield | 55059 | 2 | LFG | IC | 0.6 | 0.6 | 0 | 0 |  |  | 0 | 0 |  | IPP CHP | N | RE | 2006 | Internal Combustion (PRMVR=IC)
EXCLUDE | IL | Biodyne Springfield | 55059 | 3 | LFG | IC | 0.6 | 0.6 | 0 | 0 |  |  | 0 | 0 |  | IPP CHP | N | RE | 2006 | Internal Combustion (PRMVR=IC)
EXCLUDE | IL | Biodyne Springfield | 55059 | 4 | LFG | IC | 0.6 | 0.6 | 0 | 0 |  |  | 0 | 0 |  | IPP CHP | N | RE | 2006 | Internal Combustion (PRMVR=IC)
EXCLUDE | IL | Biodyne Springfield | 55059 | 5 | LFG | IC | 0.6 | 0.6 | 0 | 0 |  |  |  | 0 |  | IPP CHP | Y | RE | 2006 | Internal Combustion (PRMVR=IC)
EXCLUDE | IL | Bishop Hill Energy LLC | 57463 | 1 | WND | WT | 200 | 200 | 0 | 0 |  |  | 0 | 0 |  | IPP Non-CHP | N | V |  | Non Combustion (NUC, WAT, WND, GEO, or SUN)
EXCLUDE | IL | Black Prairie Wind Farm LLC | 57114 | GEN1 | WND | WT | 200 | 200 | 0 | 0 |  |  | 0 | 0 |  | IPP Non-CHP | N | T |  | Non Combustion (NUC, WAT, WND, GEO, or SUN)
EXCLUDE | IL | Black Prairie Wind Farm LLC | 57114 | GEN2 | WND | WT | 200 | 200 | 0 | 0 |  |  | 0 | 0 |  | IPP Non-CHP | N | P |  | Non Combustion (NUC, WAT, WND, GEO, or SUN)
EXCLUDE | IL | Blackstone Wind Farm II LLC | 57113 | GEN1 | WND | WT | 200 | 200 | 0 | 495387 |  |  | 495387 | 0 |  | IPP Non-CHP | N | OP |  | Non Combustion (NUC, WAT, WND, GEO, or SUN)
EXCLUDE | IL | Blackstone Wind Farm III | 57618 | GEN1 | WND | WT | 200 | 200 | 0 | 0 |  |  | 0 | 0 |  | IPP Non-CHP | N | P |  | Non Combustion (NUC, WAT, WND, GEO, or SUN)
EXCLUDE | IL | Blackstone Wind Farm IV | 57619 | GEN1 | WND | WT | 100 | 100 | 0 | 0 |  |  | 0 | 0 |  | IPP Non-CHP | N | P |  | Non Combustion (NUC, WAT, WND, GEO, or SUN)
EXCLUDE | IL | Blackstone Wind Farm LLC | 57110 | GEN1 | WND | WT | 102 | 102 | 0 | 258879 |  |  | 258879 | 0 |  | IPP Non-CHP | N | OP |  | Non Combustion (NUC, WAT, WND, GEO, or SUN)
EXCLUDE | IL | Bloom | 865 | 331 | DFO | GT | 19 | 11.2 | 0 | 0 |  |  | 0 | 0 |  | IPP Non-CHP | N | RE | 2003 | Simple Cycle Turbine (PRMVR=GT or OT) unit under 25MW
EXCLUDE | IL | Bloom | 865 | 332 | DFO | GT | 19 | 13.5 | 0 | 0 |  |  | 0 | 0 |  | IPP Non-CHP | N | RE | 2003 | Simple Cycle Turbine (PRMVR=GT or OT) unit under 25MW
EXCLUDE | IL | Bloom | 865 | 333 | DFO | GT | 19 | 12.7 | 0 | 0 |  |  | 0 | 0 |  | IPP Non-CHP | N | RE | 2003 | Simple Cycle Turbine (PRMVR=GT or OT) unit under 25MW
EXCLUDE | IL | Bloom | 865 | 334 | DFO | GT | 19 | 11.4 | 0 | 0 |  |  | 0 | 0 |  | IPP Non-CHP | N | RE | 2003 | Simple Cycle Turbine (PRMVR=GT or OT) unit under 25MW
EXCLUDE | IL | Bloom | 865 | 341 | DFO | GT | 19 | 13.7 | 0 | 0 |  |  | 0 | 0 |  | IPP Non-CHP | N | RE | 2003 | Simple Cycle Turbine (PRMVR=GT or OT) unit under 25MW
EXCLUDE | IL | Bloom | 865 | 342 | DFO | GT | 19 | 13.7 | 0 | 0 |  |  | 0 | 0 |  | IPP Non-CHP | N | RE | 2003 | Simple Cycle Turbine (PRMVR=GT or OT) unit under 25MW
EXCLUDE | IL | Bloom | 865 | 343 | DFO | GT | 19 | 11.9 | 0 | 0 |  |  | 0 | 0 |  | IPP Non-CHP | N | RE | 2003 | Simple Cycle Turbine (PRMVR=GT or OT) unit under 25MW
EXCLUDE | IL | Bloom | 865 | 344 | DFO | GT | 19 | 12.3 | 0 | 0 |  |  | 0 | 0 |  | IPP Non-CHP | N | RE | 2003 | Simple Cycle Turbine (PRMVR=GT or OT) unit under 25MW
EXCLUDE | IL | BNWRD | 56176 | 1 | DFO | IC | 2 | 1.8 | 0 | 0 |  |  | 0 | 0 |  | Electric Utility | N | SB |  | Internal Combustion (PRMVR=IC)
EXCLUDE | IL | BP Naperville Cogeneration Facility | 50722 | GEN1 | NG | GT | 8.3 | 7 | 0 | 41090 | 0.83755 | 36256.9248 | 49059.7226 | 29586.6632 |  | Industrial CHP | Y | OP |  | Simple Cycle Turbine (PRMVR=GT or OT) unit under 25MW
EXCLUDE | IL | Braidwood Generation Station | 6022 | 1 | NUC | ST | 1224.9 | 1178 | 0 | 9888513.5 |  |  | 9888513.5 | 0 |  | IPP Non-CHP | N | OP |  | Non Combustion (NUC, WAT, WND, GEO, or SUN)
EXCLUDE | IL | Braidwood Generation Station | 6022 | 2 | NUC | ST | 1224.9 | 1152 | 0 | 9888513.5 |  |  | 9888513.5 | 0 |  | IPP Non-CHP | N | OP |  | Non Combustion (NUC, WAT, WND, GEO, or SUN)
EXCLUDE | IL | Breese | 934 | 2 | DFO | IC | 3 | 3 | 0 | 0 |  |  | 0 | 0 |  | Electric Utility | N | SB |  | Internal Combustion (PRMVR=IC)
EXCLUDE | IL | Breese | 934 | 5 | DFO | IC | 2.5 | 2.5 | 0 | 0 |  |  | 0 | 0 |  | Electric Utility | N | SB |  | Internal Combustion (PRMVR=IC)
EXCLUDE | IL | Breese | 934 | 6 | DFO | IC | 2.5 | 2.5 | 0 | 0 |  |  | 0 | 0 |  | Electric Utility | N | SB |  | Internal Combustion (PRMVR=IC)
EXCLUDE | IL | Breese | 934 | 7 | DFO | IC | 2.5 | 2.5 | 0 | 0 |  |  | 0 | 0 |  | Electric Utility | N | SB |  | Internal Combustion (PRMVR=IC)
EXCLUDE | IL | Breese | 934 | IC1 | DFO | IC | 0.9 | 1 | 0 | 0 |  |  | 0 | 0 |  | Electric Utility | N | SB |  | Internal Combustion (PRMVR=IC)
EXCLUDE | IL | Breese | 934 | IC3 | DFO | IC | 3 | 3 | 0 | 0 |  |  | 0 | 0 |  | Electric Utility | N | SB |  | Internal Combustion (PRMVR=IC)
EXCLUDE | IL | Breese | 934 | ST2 | DFO | ST | 2 | 2 | 0 | 0 |  |  | 0 | 0 |  | Electric Utility | N | RE | 2003 | Steam unit (PRMVR=ST) under 25MW/250 MMBtu/hr
EXCLUDE | IL | Brickyard Energy Partners LLC | 55762 | BR1 | LFG | IC | 1.1 | 0.9 | 0 | 0 |  |  | 0 | 0 |  | IPP Non-CHP | N | OP |  | Internal Combustion (PRMVR=IC)
EXCLUDE | IL | Brickyard Energy Partners LLC | 55762 | BR2 | LFG | IC | 1.1 | 0.9 | 0 | 0 |  |  | 0 | 0 |  | IPP Non-CHP | N | OP |  | Internal Combustion (PRMVR=IC)
EXCLUDE | IL | Brickyard Energy Partners LLC | 55762 | BR3 | LFG | IC | 1.1 | 0.9 | 0 | 0 |  |  | 0 | 0 |  | IPP Non-CHP | N | OP |  | Internal Combustion (PRMVR=IC)
EXCLUDE | IL | Brickyard Energy Partners LLC | 55762 | BR5 | LFG | IC | 1.1 | 0.9 | 0 | 0 |  |  | 0 | 0 |  | IPP Non-CHP | N | IP |  | Internal Combustion (PRMVR=IC)
EXCLUDE | IL | Brown County Wind Turbine | 57767 | 1 | WND | WT | 1.5 | 1.5 | 0 | 1196 |  |  | 1196 | 0 |  | Electric Utility | N | OP |  | Non Combustion (NUC, WAT, WND, GEO, or SUN)
EXCLUDE | IL | Bunge Oil | 52034 | 1 | NG | GT | 3.5 | 2.8 | 0 | 18318.16 | 0.44059 | 105810.4889 | 41576.6203 | 13930.173 |  | Industrial CHP | Y | OP |  | Simple Cycle Turbine (PRMVR=GT or OT) unit under 25MW
EXCLUDE | IL | Bushnell | 935 | 1 | DFO | IC | 0.2 | 0.2 | 0 | 0 |  |  | 0 | 0 |  | Electric Utility | N | SB |  | Internal Combustion (PRMVR=IC)
EXCLUDE | IL | Bushnell | 935 | 2 | DFO | IC | 0.2 | 0.2 | 0 | 0 |  |  | 0 | 0 |  | Electric Utility | N | SB |  | Internal Combustion (PRMVR=IC)
EXCLUDE | IL | Bushnell | 935 | 3 | DFO | IC | 2.2 | 2.2 | 0 | 0 |  |  | 0 | 0 |  | Electric Utility | N | SB |  | Internal Combustion (PRMVR=IC)
EXCLUDE | IL | Bushnell | 935 | 4 | DFO | IC | 2.2 | 2.2 | 0 | 0 |  |  | 0 | 0 |  | Electric Utility | N | SB |  | Internal Combustion (PRMVR=IC)
EXCLUDE | IL | Bushnell | 935 | 5 | DFO | IC | 1 | 1 | 0 | 0 |  |  | 0 | 0 |  | Electric Utility | N | SB |  | Internal Combustion (PRMVR=IC)
EXCLUDE | IL | Bushnell | 935 | 6 | DFO | IC | 2.5 | 2.5 | 0 | 0 |  |  | 0 | 0 |  | Electric Utility | N | SB |  | Internal Combustion (PRMVR=IC)
EXCLUDE | IL | Bushnell | 935 | 7 | DFO | IC | 2.5 | 2.5 | 0 | 0 |  |  | 0 | 0 |  | Electric Utility | N | SB |  | Internal Combustion (PRMVR=IC)
EXCLUDE | IL | Byron Generating Station | 6023 | 1 | NUC | ST | 1224.9 | 1164 | 0 | 9101247.5 |  |  | 9101247.5 | 0 |  | IPP Non-CHP | N | OP |  | Non Combustion (NUC, WAT, WND, GEO, or SUN)
EXCLUDE | IL | Byron Generating Station | 6023 | 2 | NUC | ST | 1224.9 | 1136 | 0 | 9101247.5 |  |  | 9101247.5 | 0 |  | IPP Non-CHP | N | OP |  | Non Combustion (NUC, WAT, WND, GEO, or SUN)
EXCLUDE | IL | Cadbury Adams - Rockford | 54933 | GEN1 | NG | GT | 4.7 | 5 | 0 | 1975 | 0.37898 | 14723.2659 | 5211.3568 | 1687.1598 |  | Industrial CHP | Y | OP |  | Simple Cycle Turbine (PRMVR=GT or OT) unit under 25MW
EXCLUDE | IL | California Ridge Wind Energy LLC | 58008 | CR | WND | WT | 217 | 200 | 0 | 0 |  |  | 0 | 0 |  | IPP Non-CHP | N | U |  | Non Combustion (NUC, WAT, WND, GEO, or SUN)
EXCLUDE | IL | Calumet | 866 | 311 | NG | GT | 18.4 | 14.7 | 0 | 0 |  |  | 0 | 0 |  | IPP Non-CHP | N | RE | 2004 | Simple Cycle Turbine (PRMVR=GT or OT) unit under 25MW
EXCLUDE | IL | Calumet | 866 | 312 | NG | GT | 18.4 | 14.1 | 0 | 0 |  |  | 0 | 0 |  | IPP Non-CHP | N | RE | 2004 | Simple Cycle Turbine (PRMVR=GT or OT) unit under 25MW
EXCLUDE | IL | Calumet | 866 | 313 | NG | GT | 18.4 | 12.3 | 0 | 0 |  |  | 0 | 0 |  | IPP Non-CHP | N | RE | 2004 | Simple Cycle Turbine (PRMVR=GT or OT) unit under 25MW
EXCLUDE | IL | Calumet | 866 | 314 | NG | GT | 18.4 | 14.8 | 0 | 0 |  |  | 0 | 0 |  | IPP Non-CHP | N | RE | 2004 | Simple Cycle Turbine (PRMVR=GT or OT) unit under 25MW
EXCLUDE | IL | Calumet | 866 | 321 | NG | GT | 18.4 | 14.1 | 0 | 0 |  |  | 0 | 0 |  | IPP Non-CHP | N | RE | 2004 | Simple Cycle Turbine (PRMVR=GT or OT) unit under 25MW
EXCLUDE | IL | Calumet | 866 | 322 | NG | GT | 18.4 | 14.2 | 0 | 0 |  |  | 0 | 0 |  | IPP Non-CHP | N | RE | 2004 | Simple Cycle Turbine (PRMVR=GT or OT) unit under 25MW
EXCLUDE | IL | Calumet | 866 | 323 | NG | GT | 18.4 | 14.2 | 0 | 0 |  |  | 0 | 0 |  | IPP Non-CHP | N | RE | 2004 | Simple Cycle Turbine (PRMVR=GT or OT) unit under 25MW
EXCLUDE | IL | Calumet | 866 | 324 | NG | GT | 18.4 | 14.2 | 0 | 0 |  |  | 0 | 0 |  | IPP Non-CHP | N | RE | 2004 | Simple Cycle Turbine (PRMVR=GT or OT) unit under 25MW
EXCLUDE | IL | Calumet | 866 | 331 | NG | GT | 18.4 | 15.1 | 0 | 0 |  |  | 0 | 0 |  | IPP Non-CHP | N | RE | 2004 | Simple Cycle Turbine (PRMVR=GT or OT) unit under 25MW
EXCLUDE | IL | Calumet | 866 | 332 | NG | GT | 18.4 | 13 | 0 | 0 |  |  | 0 | 0 |  | IPP Non-CHP | N | RE | 2004 | Simple Cycle Turbine (PRMVR=GT or OT) unit under 25MW
EXCLUDE | IL | Calumet | 866 | 333 | NG | GT | 18.4 | 13.6 | 0 | 0 |  |  | 0 | 0 |  | IPP Non-CHP | N | RE | 2004 | Simple Cycle Turbine (PRMVR=GT or OT) unit under 25MW
EXCLUDE | IL | Calumet | 866 | 341 | NG | GT | 19 | 13.7 | 0 | 0 |  |  | 0 | 0 |  | IPP Non-CHP | N | RE | 2004 | Simple Cycle Turbine (PRMVR=GT or OT) unit under 25MW
EXCLUDE | IL | Calumet | 866 | 342 | NG | GT | 19 | 14 | 0 | 0 |  |  | 0 | 0 |  | IPP Non-CHP | N | RE | 2004 | Simple Cycle Turbine (PRMVR=GT or OT) unit under 25MW
EXCLUDE | IL | Calumet | 866 | 343 | NG | GT | 19 | 13.6 | 0 | 0 |  |  | 0 | 0 |  | IPP Non-CHP | N | RE | 2004 | Simple Cycle Turbine (PRMVR=GT or OT) unit under 25MW
EXCLUDE | IL | Calumet | 866 | 344 | NG | GT | 19 | 8.3 | 0 | 0 |  |  | 0 | 0 |  | IPP Non-CHP | N | RE | 2004 | Simple Cycle Turbine (PRMVR=GT or OT) unit under 25MW
SSTLOGN | IL | Calumet Energy Team LLC | 55296 | CT11 | NG | GT | 156.4 | 157.2 | 2150 | 17408.5 |  |  | 17408.5 | 11519.11 |  | Electric Utility/IPP Non-CHP | N | OP
SSTLOGN | IL | Calumet Energy Team LLC | 55296 | CT12 | NG | GT | 156.4 | 164 | 2150 | 17408.5 |  |  | 17408.5 | 10367.234 |  | Electric Utility/IPP Non-CHP | N | OP
EXCLUDE | IL | Camp Grove Wind Farm | 56640 | 1 | WND | WT | 150 | 150 | 0 | 439092 |  |  | 439092 | 0 |  | IPP Non-CHP | N | OP |  | Non Combustion (NUC, WAT, WND, GEO, or SUN)
EXCLUDE | IL | Carlyle | 936 | 1 | DFO | IC | 3 | 3 | 0 | 0 |  |  | 0 | 0 |  | Electric Utility | N | SB |  | Internal Combustion (PRMVR=IC)
EXCLUDE | IL | Carlyle | 936 | 7 | DFO | IC | 2 | 2 | 0 | 0 |  |  | 0 | 0 |  | Electric Utility | N | SB |  | Internal Combustion (PRMVR=IC)
EXCLUDE | IL | Carlyle | 936 | 8 | DFO | IC | 2.5 | 2.5 | 0 | 0 |  |  | 0 | 0 |  | Electric Utility | N | SB |  | Internal Combustion (PRMVR=IC)
EXCLUDE | IL | Carlyle | 936 | 9 | DFO | IC | 2.5 | 2.5 | 0 | 0 |  |  | 0 | 0 |  | Electric Utility | N | SB |  | Internal Combustion (PRMVR=IC)
EXCLUDE | IL | Carlyle | 936 | 10 | DFO | IC | 2.5 | 2.5 | 0 | 0 |  |  | 0 | 0 |  | Electric Utility | N | SB |  | Internal Combustion (PRMVR=IC)
EXCLUDE | IL | Carmi | 937 | 5 | NG | IC | 0.6 | 0.5 | 0 | 0 |  |  | 0 | 0 |  | Electric Utility | N | OS |  | Internal Combustion (PRMVR=IC)
EXCLUDE | IL | Carmi | 937 | 6 | DFO | IC | 0.7 | 0.5 | 0 | 0 |  |  | 0 | 0 |  | Electric Utility | N | OP |  | Internal Combustion (PRMVR=IC)
EXCLUDE | IL | Carmi | 937 | 7 | DFO | IC | 1.1 | 0.9 | 0 | 0 |  |  | 0 | 0 |  | Electric Utility | N | OP |  | Internal Combustion (PRMVR=IC)
EXCLUDE | IL | Carmi | 937 | 8 | NG | IC | 1.4 | 1.2 | 0 | 0 |  |  | 0 | 0 |  | Electric Utility | N | OP |  | Internal Combustion (PRMVR=IC)
EXCLUDE | IL | Carmi | 937 | 9 | NG | IC | 1.7 | 1.5 | 0 | 0 |  |  | 0 | 0 |  | Electric Utility | N | OP |  | Internal Combustion (PRMVR=IC)
EXCLUDE | IL | Carmi | 937 | 10 | NG | IC | 1.7 | 1.6 | 0 | 0 |  |  | 0 | 0 |  | Electric Utility | N | OP |  | Internal Combustion (PRMVR=IC)
EXCLUDE | IL | Carmi | 937 | 11 | NG | IC | 2.7 | 2.7 | 0 | 0 |  |  | 0 | 0 |  | Electric Utility | N | OP |  | Internal Combustion (PRMVR=IC)
EXCLUDE | IL | Carmi | 937 | 12 | NG | IC | 2 | 1.8 | 0 | 0 |  |  | 0 | 0 |  | Electric Utility | N | OP |  | Internal Combustion (PRMVR=IC)
EXCLUDE | IL | Carmi | 937 | 13 | NG | IC | 4.4 | 4.3 | 0 | 0 |  |  | 0 | 0 |  | Electric Utility | N | OP |  | Internal Combustion (PRMVR=IC)
EXCLUDE | IL | Casey City of | 56053 | 1 | DFO | IC | 1.8 | 1.8 | 0 | 0 |  |  | 0 | 0 |  | Electric Utility | N | SB |  | Internal Combustion (PRMVR=IC)
EXCLUDE | IL | Casey City of | 56053 | 2 | DFO | IC | 1.8 | 1.8 | 0 | 0 |  |  | 0 | 0 |  | Electric Utility | N | SB |  | Internal Combustion (PRMVR=IC)
EXCLUDE | IL | Casey City of | 56053 | 3 | DFO | IC | 1.8 | 1.8 | 0 | 0 |  |  | 0 | 0 |  | Electric Utility | N | SB |  | Internal Combustion (PRMVR=IC)
EXCLUDE | IL | CID Gas Recovery | 50573 | GEN1 | LFG | GT | 3 | 2.9 | 0 | 9943.5 |  |  | 9943.5 | 10844.7968 |  | IPP Non-CHP | N | RE | 2011 | Non Fossil fuel type
EXCLUDE | IL | CID Gas Recovery | 50573 | GEN2 | LFG | GT | 3 | 2.9 | 0 | 9943.5 |  |  | 9943.5 | 10844.7968 |  | IPP Non-CHP | N | OP |  | Non Fossil fuel type
EXCLUDE | IL | Clinton Power Station | 204 | 1 | NUC | ST | 1138.3 | 1065 | 0 | 8671466 |  |  | 8671466 | 0 |  | IPP Non-CHP | N | OP |  | Non Combustion (NUC, WAT, WND, GEO, or SUN)
COALST | IL | Coffeen | 861 | 1 | SUB | ST | 388.9 | 330 | 3817 | 2024979 |  |  | 2024979 | 2506841.9 |  | Electric Utility/IPP Non-CHP | N | OP
COALST | IL | Coffeen | 861 | 2 | SUB | ST | 616.5 | 565 | 6569 | 2980634 |  |  | 2980634 | 3523796.272 |  | Electric Utility/IPP Non-CHP | N | OP
EXCLUDE | IL | Collins | 6025 | 1 | NG | ST | 544.9 | 554 | 0 | 0 |  |  | 0 | 0 |  | IPP Non-CHP | N | RE | 2004 | Retired in 2004
EXCLUDE | IL | Collins | 6025 | 2 | NG | ST | 544.9 | 554 | 0 | 0 |  |  | 0 | 0 |  | IPP Non-CHP | N | RE | 2004 | Retired in 2004
EXCLUDE | IL | Collins | 6025 | 3 | NG | ST | 518.9 | 530 | 0 | 0 |  |  | 0 | 0 |  | IPP Non-CHP | N | RE | 2004 | Retired in 2004
EXCLUDE | IL | Collins | 6025 | 4 | NG | ST | 520.7 | 530 | 0 | 0 |  |  | 0 | 0 |  | IPP Non-CHP | N | RE | 2004 | Retired in 2004
EXCLUDE | IL | Collins | 6025 | 5 | NG | ST | 520.7 | 503 | 0 | 0 |  |  | 0 | 0 |  | IPP Non-CHP | N | RE | 2004 | Retired in 2004
NGCC | IL | Cordova Energy | 55188 | PT11 | NG | CC | 210 | 165 | 2148.3 | 6650.1145 |  |  | 6650.1145 | 3349.1492 |  | Electric Utility/IPP Non-CHP | N | OP
NGCC | IL | Cordova Energy | 55188 | PT21 | NG | CC | 210 | 165 | 2148.3 | 6650.1145 |  |  | 6650.1145 | 3349.1492 |  | Electric Utility/IPP Non-CHP | N | OP
NGCC | IL | Cordova Energy | 55188 | PT31 | NG | CC | 191.2 | 191.2 | 2148.3 | 6054.7709 |  |  | 6054.7709 | 3049.3206 |  | Electric Utility/IPP Non-CHP | N | OP
EXCLUDE | IL | Corn Products Illinois | 54556 | TG03 | NG | GT | 4.8 | 4.4 | 0 | 3333 |  |  | 3333 | 2996.7426 |  | Industrial CHP | N | SB |  | Simple Cycle Turbine (PRMVR=GT or OT) unit under 25MW
EXCLUDE | IL | Corn Products Illinois | 54556 | TG04 | NG | GT | 4.8 | 4.4 | 0 | 3333 |  |  | 3333 | 2996.7426 |  | Industrial CHP | N | SB |  | Simple Cycle Turbine (PRMVR=GT or OT) unit under 25MW
EXCLUDE | IL | Corn Products Illinois | 54556 | TGO1 | BIT | ST | 22.5 | 21.1 | 3012.5 | 145964 | 0.20668 | 2548891.8692 | 706242.1072 | 1081086.4219 |  | Industrial CHP | Y | OP |  | Steam unit (PRMVR=ST) under 25MW/250 MMBtu/hr
EXCLUDE | IL | Corn Products Illinois | 54556 | TGO2 | BIT | ST | 22.5 | 21.1 | 3012.5 | 97355 | 0.20668 | 1700058.6989 | 471049.0282 | 721062.5127 |  | Industrial CHP | Y | OP |  | Steam unit (PRMVR=ST) under 25MW/250 MMBtu/hr
EXCLUDE | IL | Countyside Genco LLC | 55773 | CS1 | LFG | IC | 1.4 | 1.3 | 0 | 0 |  |  | 0 | 0 |  | IPP Non-CHP | N | OP | 2012 | Internal Combustion (PRMVR=IC)
EXCLUDE | IL | Countyside Genco LLC | 55773 | CS10 | LFG | GT | 3.2 | 2 | 0 | 0 |  |  | 0 | 0 |  | IPP Non-CHP | N | P |  | Non Fossil fuel type
EXCLUDE | IL | Countyside Genco LLC | 55773 | CS2 | LFG | IC | 1.4 | 1.3 | 0 | 0 |  |  | 0 | 0 |  | IPP Non-CHP | N | OP | 2012 | Internal Combustion (PRMVR=IC)
EXCLUDE | IL | Countyside Genco LLC | 55773 | CS3 | LFG | IC | 1.4 | 1.3 | 0 | 0 |  |  | 0 | 0 |  | IPP Non-CHP | N | OP | 2012 | Internal Combustion (PRMVR=IC)
EXCLUDE | IL | Countyside Genco LLC | 55773 | CS4 | LFG | IC | 1.4 | 1.3 | 0 | 0 |  |  | 0 | 0 |  | IPP Non-CHP | N | OP | 2012 | Internal Combustion (PRMVR=IC)
EXCLUDE | IL | Countyside Genco LLC | 55773 | CS5 | LFG | IC | 1.4 | 1.3 | 0 | 0 |  |  | 0 | 0 |  | IPP Non-CHP | N | OP | 2012 | Internal Combustion (PRMVR=IC)
EXCLUDE | IL | Countyside Genco LLC | 55773 | CS6 | LFG | IC | 1.4 | 1.3 | 0 | 0 |  |  | 0 | 0 |  | IPP Non-CHP | N | OP | 2012 | Internal Combustion (PRMVR=IC)
EXCLUDE | IL | Countyside Genco LLC | 55773 | CS7 | LFG | GT | 3.2 | 2 | 0 | 0 |  |  | 0 | 0 |  | IPP Non-CHP | N | P |  | Non Fossil fuel type
EXCLUDE | IL | Countyside Genco LLC | 55773 | CS8 | LFG | GT | 3.2 | 2 | 0 | 0 |  |  | 0 | 0 |  | IPP Non-CHP | N | P |  | Non Fossil fuel type
EXCLUDE | IL | Countyside Genco LLC | 55773 | CS9 | LFG | GT | 3.2 | 2 | 0 | 0 |  |  | 0 | 0 |  | IPP Non-CHP | N | P |  | Non Fossil fuel type
COALST | IL | Crawford | 867 | 7 | SUB | ST | 239.3 | 213 | 3533 | 1021133 |  |  | 1021133 | 1291427.675 |  | IPP Non-CHP | N | OP | 2012
COALST | IL | Crawford | 867 | 8 | SUB | ST | 358.1 | 319 | 4239 | 1378775 |  |  | 1378775 | 1731616.3 |  | IPP Non-CHP | N | OP | 2012
EXCLUDE | IL | Crawford | 867 | 311 | NG | GT | 17.3 | 17.3 | 0 | 0 |  |  | 0 | 0 |  | IPP Non-CHP | N | RE | 2005 | Simple Cycle Turbine (PRMVR=GT or OT) unit under 25MW
EXCLUDE | IL | Crawford | 867 | 312 | NG | GT | 17.3 | 13.7 | 0 | 0 |  |  | 0 | 0 |  | IPP Non-CHP | N | RE | 2005 | Simple Cycle Turbine (PRMVR=GT or OT) unit under 25MW
EXCLUDE | IL | Crawford | 867 | 313 | NG | GT | 17.3 | 14.4 | 0 | 0 |  |  | 0 | 0 |  | IPP Non-CHP | N | RE | 2005 | Simple Cycle Turbine (PRMVR=GT or OT) unit under 25MW
EXCLUDE | IL | Crawford | 867 | 314 | NG | GT | 17.3 | 13.9 | 0 | 0 |  |  | 0 | 0 |  | IPP Non-CHP | N | RE | 2005 | Simple Cycle Turbine (PRMVR=GT or OT) unit under 25MW
EXCLUDE | IL | Crawford | 867 | 321 | NG | GT | 17.3 | 14.7 | 0 | 0 |  |  | 0 | 0 |  | IPP Non-CHP | N | RE | 2005 | Simple Cycle Turbine (PRMVR=GT or OT) unit under 25MW
EXCLUDE | IL | Crawford | 867 | 322 | NG | GT | 17.3 | 14.7 | 0 | 0 |  |  | 0 | 0 |  | IPP Non-CHP | N | RE | 2005 | Simple Cycle Turbine (PRMVR=GT or OT) unit under 25MW
EXCLUDE | IL | Crawford | 867 | 323 | NG | GT | 17.3 | 13.9 | 0 | 0 |  |  | 0 | 0 |  | IPP Non-CHP | N | RE | 2005 | Simple Cycle Turbine (PRMVR=GT or OT) unit under 25MW
EXCLUDE | IL | Crawford | 867 | 324 | NG | GT | 17.3 | 14.2 | 0 | 0 |  |  | 0 | 0 |  | IPP Non-CHP | N | RE | 2005 | Simple Cycle Turbine (PRMVR=GT or OT) unit under 25MW
EXCLUDE | IL | Crawford | 867 | 331 | NG | GT | 17.3 | 14.2 | 0 | 0 |  |  | 0 | 0 |  | IPP Non-CHP | N | RE | 2005 | Simple Cycle Turbine (PRMVR=GT or OT) unit under 25MW
EXCLUDE | IL | Crawford | 867 | 332 | NG | GT | 17.3 | 13.8 | 0 | 0 |  |  | 0 | 0 |  | IPP Non-CHP | N | RE | 2005 | Simple Cycle Turbine (PRMVR=GT or OT) unit under 25MW
EXCLUDE | IL | Crawford | 867 | 333 | NG | GT | 17.3 | 14.3 | 0 | 0 |  |  | 0 | 0 |  | IPP Non-CHP | N | RE | 2005 | Simple Cycle Turbine (PRMVR=GT or OT) unit under 25MW
EXCLUDE | IL | Crawford | 867 | 334 | NG | GT | 17.3 | 13.7 | 0 | 0 |  |  | 0 | 0 |  | IPP Non-CHP | N | RE | 2005 | Simple Cycle Turbine (PRMVR=GT or OT) unit under 25MW
EXCLUDE | IL | Crescent Ridge | 56297 | 1 | WND | WT | 53 | 53 | 0 | 150777 |  |  | 150777 | 0 |  | IPP Non-CHP | N | OP |  | Non Combustion (NUC, WAT, WND, GEO, or SUN)
EXCLUDE | IL | Crescent Ridge II Wind Energy Project | 56653 | 1 | WND | WT | 57.8 | 57.8 | 0 | 0 |  |  | 0 | 0 |  | IPP Non-CHP | N | IP |  | Non Combustion (NUC, WAT, WND, GEO, or SUN)
SSTLOGN | IL | Crete Energy Venture LLC | 55253 | GT1 | NG | GT | 89 | 75 | 1100 | 5569.25 |  |  | 5569.25 | 4211.512 |  | Electric Utility/IPP Non-CHP | N | OP
SSTLOGN | IL | Crete Energy Venture LLC | 55253 | GT2 | NG | GT | 89 | 75 | 1100 | 5569.25 |  |  | 5569.25 | 4757.638 |  | Electric Utility/IPP Non-CHP | N | OP
SSTLOGN | IL | Crete Energy Venture LLC | 55253 | GT3 | NG | GT | 89 | 75 | 1100 | 5569.25 |  |  | 5569.25 | 4095.597 |  | Electric Utility/IPP Non-CHP | N | OP
SSTLOGN | IL | Crete Energy Venture LLC | 55253 | GT4 | NG | GT | 89 | 75 | 1100 | 5569.25 |  |  | 5569.25 | 4403.207 |  | Electric Utility/IPP Non-CHP | N | OP
EXCLUDE | IL | CSL Behring LLC | 54790 | GEN1 | NG | GT | 4.2 | 3.8 | 0 | 34123 | 0.30927 | 346710.9219 | 110334.3691 | 29425.6502 |  | Industrial CHP | Y | OP |  | Simple Cycle Turbine (PRMVR=GT or OT) unit under 25MW
COALST | IL | Dallman | 963 | 1 | BIT | ST | 90.2 | 83 | 882 | 318618 |  |  | 318618 | 459225.05 |  | Electric Utility | N | OP
COALST | IL | Dallman | 963 | 2 | BIT | ST | 90.2 | 77 | 882 | 285970 |  |  | 285970 | 415683.445 |  | Electric Utility | N | OP
COALST | IL | Dallman | 963 | 3 | BIT | ST | 207.3 | 188 | 1900 | 601932 |  |  | 601932 | 749218.321 |  | Electric Utility | N | OP
COALST | IL | Dallman | 963 | 4 | BIT | ST | 280 | 208 | 2100 | 1060874 |  |  | 1060874 | 1183901.568 |  | Electric Utility | N | OP
EXCLUDE | IL | Dayton Hydro | 10520 | 1 | WAT | HY | 1.6 | 1.6 | 0 | 10483.5556 |  |  | 10483.5556 | 0 |  | IPP Non-CHP | N | OP |  | Non Combustion (NUC, WAT, WND, GEO, or SUN)
EXCLUDE | IL | Dayton Hydro | 10520 | 2 | WAT | HY | 1 | 1 | 0 | 6552.2222 |  |  | 6552.2222 | 0 |  | IPP Non-CHP | N | OP |  | Non Combustion (NUC, WAT, WND, GEO, or SUN)
EXCLUDE | IL | Dayton Hydro | 10520 | 3 | WAT | HY | 1 | 1 | 0 | 6552.2222 |  |  | 6552.2222 | 0 |  | IPP Non-CHP | N | OP |  | Non Combustion (NUC, WAT, WND, GEO, or SUN)
EXCLUDE | IL | Des Plaines Gas Recovery | 56418 | DP1 | LFG | IC | 1.8 | 1.8 | 0 | 0 |  |  | 0 | 0 |  | IPP Non-CHP | N | OP |  | Internal Combustion (PRMVR=IC)
EXCLUDE | IL | Des Plaines Gas Recovery | 56418 | DP2 | LFG | IC | 1.8 | 1.8 | 0 | 0 |  |  | 0 | 0 |  | IPP Non-CHP | N | OP |  | Internal Combustion (PRMVR=IC)
EXCLUDE | IL | Devonshire Power Partners LLC | 55761 | DO1 | LFG | IC | 1.1 | 1 | 0 | 0 |  |  | 0 | 0 |  | IPP Non-CHP | N | RE | 2008 | Internal Combustion (PRMVR=IC)
EXCLUDE | IL | Devonshire Power Partners LLC | 55761 | DO2 | LFG | IC | 1.1 | 1 | 0 | 0 |  |  | 0 | 0 |  | IPP Non-CHP | N | RE | 2008 | Internal Combustion (PRMVR=IC)
EXCLUDE | IL | Devonshire Power Partners LLC | 55761 | DO3 | LFG | IC | 1.1 | 1 | 0 | 0 |  |  | 0 | 0 |  | IPP Non-CHP | N | RE | 2009 | Internal Combustion (PRMVR=IC)
EXCLUDE | IL | Devonshire Power Partners LLC | 55761 | DO4 | LFG | IC | 1.1 | 1 | 0 | 0 |  |  | 0 | 0 |  | IPP Non-CHP | N | RE | 2009 | Internal Combustion (PRMVR=IC)
EXCLUDE | IL | Devonshire Power Partners LLC | 55761 | DO5 | LFG | IC | 1.1 | 1 | 0 | 0 |  |  | 0 | 0 |  | IPP Non-CHP | N | RE | 2009 | Internal Combustion (PRMVR=IC)
EXCLUDE | IL | Dixon Hydroelectric Dam | 54969 | 1 | WAT | HY | 0.6 | 0.6 | 0 | 3321.6 |  |  | 3321.6 | 0 |  | IPP Non-CHP | N | OP |  | Non Combustion (NUC, WAT, WND, GEO, or SUN)
EXCLUDE | IL | Dixon Hydroelectric Dam | 54969 | 2 | WAT | HY | 0.6 | 0.6 | 0 | 3321.6 |  |  | 3321.6 | 0 |  | IPP Non-CHP | N | OP |  | Non Combustion (NUC, WAT, WND, GEO, or SUN)
EXCLUDE | IL | Dixon Hydroelectric Dam | 54969 | 3 | WAT | HY | 0.6 | 0.6 | 0 | 3321.6 |  |  | 3321.6 | 0 |  | IPP Non-CHP | N | OP |  | Non Combustion (NUC, WAT, WND, GEO, or SUN)
EXCLUDE | IL | Dixon Hydroelectric Dam | 54969 | 4 | WAT | HY | 0.6 | 0.6 | 0 | 3321.6 |  |  | 3321.6 | 0 |  | IPP Non-CHP | N | OP |  | Non Combustion (NUC, WAT, WND, GEO, or SUN)
EXCLUDE | IL | Dixon Hydroelectric Dam | 54969 | 5 | WAT | HY | 0.6 | 0.6 | 0 | 3321.6 |  |  | 3321.6 | 0 |  | IPP Non-CHP | N | OP |  | Non Combustion (NUC, WAT, WND, GEO, or SUN)
EXCLUDE | IL | Dixon/Lee Energy Partners LLC | 55763 | DX1 | LFG | IC | 1.1 | 0.9 | 0 | 0 |  |  | 0 | 0 |  | IPP Non-CHP | N | OP |  | Internal Combustion (PRMVR=IC)
EXCLUDE | IL | Dixon/Lee Energy Partners LLC | 55763 | DX2 | LFG | IC | 1.1 | 0.9 | 0 | 0 |  |  | 0 | 0 |  | IPP Non-CHP | N | OP |  | Internal Combustion (PRMVR=IC)
EXCLUDE | IL | Dixon/Lee Energy Partners LLC | 55763 | DX3 | LFG | IC | 1.1 | 0.9 | 0 | 0 |  |  | 0 | 0 |  | IPP Non-CHP | N | OP |  | Internal Combustion (PRMVR=IC)
EXCLUDE | IL | Dixon/Lee Energy Partners LLC | 55763 | DX4 | LFG | IC | 1.1 | 0.9 | 0 | 0 |  |  | 0 | 0 |  | IPP Non-CHP | N | OP |  | Internal Combustion (PRMVR=IC)
EXCLUDE | IL | Dresden Generating Station | 869 | 2 | NUC | ST | 1009.3 | 867 | 0 | 7357161.5 |  |  | 7357161.5 | 0 |  | IPP Non-CHP | N | OP |  | Non Combustion (NUC, WAT, WND, GEO, or SUN)
EXCLUDE | IL | Dresden Generating Station | 869 | 3 | NUC | ST | 1009.3 | 867 | 0 | 7357161.5 |  |  | 7357161.5 | 0 |  | IPP Non-CHP | N | OP |  | Non Combustion (NUC, WAT, WND, GEO, or SUN)
COALST | IL | Duck Creek | 6016 | 1 | SUB | ST | 441 | 410 | 5028 | 2101483 |  |  | 2101483 | 2533848.815 |  | Electric Utility | N | OP
COALST | IL | E D Edwards | 856 | 1 | SUB | ST | 136 | 95 | 1523 | 776891 |  |  | 776891 | 963769.717 |  | Electric Utility | N | OP
COALST | IL | E D Edwards | 856 | 2 | SUB | ST | 280.5 | 240 | 3321 | 1823148 |  |  | 1823148 | 2194229.558 |  | Electric Utility | N | OP
COALST | IL | E D Edwards | 856 | 3 | SUB | ST | 363.8 | 315 | 4594 | 2259390 |  |  | 2259390 | 2652782.433 |  | Electric Utility | N | OP
EXCLUDE | IL | EcoGrove Wind LLC | 56805 | 1 | WND | WT | 100.5 | 100.5 | 0 | 253986 |  |  | 253986 | 0 |  | IPP Non-CHP | N | OP |  | Non Combustion (NUC, WAT, WND, GEO, or SUN)
EXCLUDE | IL | El Paso Wind Project | 56663 | 1 | WND | WT | 80 | 80 | 0 | 0 |  |  | 0 | 0 |  | IPP Non-CHP | N | IP |  | Non Combustion (NUC, WAT, WND, GEO, or SUN)
EXCLUDE | IL | Electric Junction | 870 | 311 | NG | GT | 19 | 14.6 | 0 | 0 |  |  | 0 | 0 |  | IPP Non-CHP | N | RE | 2004 | Simple Cycle Turbine (PRMVR=GT or OT) unit under 25MW
EXCLUDE | IL | Electric Junction | 870 | 312 | NG | GT | 19 | 15 | 0 | 0 |  |  | 0 | 0 |  | IPP Non-CHP | N | RE | 2004 | Simple Cycle Turbine (PRMVR=GT or OT) unit under 25MW
EXCLUDE | IL | Electric Junction | 870 | 313 | NG | GT | 19 | 15.1 | 0 | 0 |  |  | 0 | 0 |  | IPP Non-CHP | N | RE | 2004 | Simple Cycle Turbine (PRMVR=GT or OT) unit under 25MW
EXCLUDE | IL | Electric Junction | 870 | 314 | NG | GT | 19 | 14.7 | 0 | 0 |  |  | 0 | 0 |  | IPP Non-CHP | N | RE | 2004 | Simple Cycle Turbine (PRMVR=GT or OT) unit under 25MW
EXCLUDE | IL | Electric Junction | 870 | 321 | NG | GT | 19 | 14.9 | 0 | 0 |  |  | 0 | 0 |  | IPP Non-CHP | N | RE | 2004 | Simple Cycle Turbine (PRMVR=GT or OT) unit under 25MW
EXCLUDE | IL | Electric Junction | 870 | 322 | NG | GT | 19 | 14.6 | 0 | 0 |  |  | 0 | 0 |  | IPP Non-CHP | N | RE | 2004 | Simple Cycle Turbine (PRMVR=GT or OT) unit under 25MW
EXCLUDE | IL | Electric Junction | 870 | 323 | NG | GT | 19 | 14.4 | 0 | 0 |  |  | 0 | 0 |  | IPP Non-CHP | N | RE | 2004 | Simple Cycle Turbine (PRMVR=GT or OT) unit under 25MW
EXCLUDE | IL | Electric Junction | 870 | 324 | NG | GT | 19 | 15.3 | 0 | 0 |  |  | 0 | 0 |  | IPP Non-CHP | N | RE | 2004 | Simple Cycle Turbine (PRMVR=GT or OT) unit under 25MW
EXCLUDE | IL | Electric Junction | 870 | 331 | NG | GT | 19 | 14.7 | 0 | 0 |  |  | 0 | 0 |  | IPP Non-CHP | N | RE | 2004 | Simple Cycle Turbine (PRMVR=GT or OT) unit under 25MW
EXCLUDE | IL | Electric Junction | 870 | 332 | NG | GT | 19 | 15.1 | 0 | 0 |  |  | 0 | 0 |  | IPP Non-CHP | N | RE | 2004 | Simple Cycle Turbine (PRMVR=GT or OT) unit under 25MW
EXCLUDE | IL | Electric Junction | 870 | 333 | NG | GT | 19 | 14.7 | 0 | 0 |  |  | 0 | 0 |  | IPP Non-CHP | N | RE | 2004 | Simple Cycle Turbine (PRMVR=GT or OT) unit under 25MW
EXCLUDE | IL | Electric Junction | 870 | 334 | NG | GT | 19 | 14.7 | 0 | 0 |  |  | 0 | 0 |  | IPP Non-CHP | N | RE | 2004 | Simple Cycle Turbine (PRMVR=GT or OT) unit under 25MW
EXCLUDE | IL | Electric Junction | 870 | 341 | NG | GT | 19 | 9.5 | 0 | 0 |  |  | 0 | 0 |  | IPP Non-CHP | N | RE | 2004 | Simple Cycle Turbine (PRMVR=GT or OT) unit under 25MW
EXCLUDE | IL | Electric Junction | 870 | 342 | NG | GT | 19 | 9.8 | 0 | 0 |  |  | 0 | 0 |  | IPP Non-CHP | N | RE | 2004 | Simple Cycle Turbine (PRMVR=GT or OT) unit under 25MW
EXCLUDE | IL | Electric Junction | 870 | 343 | NG | GT | 19 | 10.4 | 0 | 0 |  |  | 0 | 0 |  | IPP Non-CHP | N | RE | 2004 | Simple Cycle Turbine (PRMVR=GT or OT) unit under 25MW
EXCLUDE | IL | Electric Junction | 870 | 344 | NG | GT | 19 | 9.9 | 0 | 0 |  |  | 0 | 0 |  | IPP Non-CHP | N | RE | 2004 | Simple Cycle Turbine (PRMVR=GT or OT) unit under 25MW
SSTLOGN | IL | Elgin Energy Center | 55438 | CT01 | NG | GT | 135 | 115 | 1472 | 10066.75 |  |  | 10066.75 | 9061.558 |  | Electric Utility/IPP Non-CHP | N | OP
SSTLOGN | IL | Elgin Energy Center | 55438 | CT02 | NG | GT | 135 | 115 | 1472 | 10066.75 |  |  | 10066.75 | 5784.981 |  | Electric Utility/IPP Non-CHP | N | OP
SSTLOGN | IL | Elgin Energy Center | 55438 | CT03 | NG | GT | 135 | 115 | 1472 | 10066.75 |  |  | 10066.75 | 8109.2 |  | Electric Utility/IPP Non-CHP | N | OP
SSTLOGN | IL | Elgin Energy Center | 55438 | CT04 | NG | GT | 135 | 115 | 1472 | 10066.75 |  |  | 10066.75 | 4492.214 |  | Electric Utility/IPP Non-CHP | N | OP
SSTLOGN | IL | Elwood Energy LLC | 55199 | GT1 | NG | GT | 192 | 150 | 2060 | 35054.2222 |  |  | 35054.2222 | 22925.118 |  | Electric Utility/IPP Non-CHP | N | OP
SSTLOGN | IL | Elwood Energy LLC | 55199 | GT2 | NG | GT | 192 | 150 | 2060 | 35054.2222 |  |  | 35054.2222 | 22125.844 |  | Electric Utility/IPP Non-CHP | N | OP
SSTLOGN | IL | Elwood Energy LLC | 55199 | GT3 | NG | GT | 192 | 150 | 2060 | 35054.2222 |  |  | 35054.2222 | 21013.166 |  | Electric Utility/IPP Non-CHP | N | OP
SSTLOGN | IL | Elwood Energy LLC | 55199 | GT4 | NG | GT | 192 | 150 | 2060 | 35054.2222 |  |  | 35054.2222 | 20167.426 |  | Electric Utility/IPP Non-CHP | N | OP
SSTLOGN | IL | Elwood Energy LLC | 55199 | GT5 | NG | GT | 192 | 150 | 1992 | 35054.2222 |  |  | 35054.2222 | 26557.545 |  | Electric Utility/IPP Non-CHP | N | OP
SSTLOGN | IL | Elwood Energy LLC | 55199 | GT6 | NG | GT | 192 | 150 | 1992 | 35054.2222 |  |  | 35054.2222 | 27752.554 |  | Electric Utility/IPP Non-CHP | N | OP
SSTLOGN | IL | Elwood Energy LLC | 55199 | GT7 | NG | GT | 192 | 150 | 1992 | 35054.2222 |  |  | 35054.2222 | 26736.727 |  | Electric Utility/IPP Non-CHP | N | OP
SSTLOGN | IL | Elwood Energy LLC | 55199 | GT8 | NG | GT | 192 | 150 | 1992 | 35054.2222 |  |  | 35054.2222 | 26875.556 |  | Electric Utility/IPP Non-CHP | N | OP
SSTLOGN | IL | Elwood Energy LLC | 55199 | GT9 | NG | GT | 192 | 150 | 1992 | 11577.7331 |  |  | 11577.7331 | 7347.507 |  | Electric Utility/IPP Non-CHP | N | OP
SSTLOGN | IL | Energy Shelby County | 55237 | CTG1 | NG | GT | 60.5 | 45.5 | 444 | 1815.8768 |  |  | 1815.8768 | 1186.4 |  | Electric Utility/IPP Non-CHP | N | SB
SSTLOGN | IL | Energy Shelby County | 55237 | CTG2 | NG | GT | 60.5 | 45.3 | 444 | 1815.8768 |  |  | 1815.8768 | 1199.5 |  | Electric Utility/IPP Non-CHP | N | SB
SSTLOGN | IL | Energy Shelby County | 55237 | CTG3 | NG | GT | 60.5 | 46.1 | 444 | 1815.8768 |  |  | 1815.8768 | 1199.3 |  | Electric Utility/IPP Non-CHP | N | SB
SSTLOGN | IL | Energy Shelby County | 55237 | CTG4 | NG | GT | 60.5 | 46.4 | 444 | 1815.8768 |  |  | 1815.8768 | 1025.1 |  | Electric Utility/IPP Non-CHP | N | SB
SSTLOGN | IL | Energy Shelby County | 55237 | CTG5 | NG | GT | 60.5 | 46.8 | 444 | 1815.8768 |  |  | 1815.8768 | 1151.4 |  | Electric Utility/IPP Non-CHP | N | SB
SSTLOGN | IL | Energy Shelby County | 55237 | CTG6 | NG | GT | 60.5 | 47 | 444 | 1815.8768 |  |  | 1815.8768 | 1470.1 |  | Electric Utility/IPP Non-CHP | N | SB
SSTLOGN | IL | Energy Shelby County | 55237 | CTG7 | NG | GT | 60 | 46.8 | 444 | 1800.8696 |  |  | 1800.8696 | 756.5 |  | Electric Utility/IPP Non-CHP | N | SB
SSTLOGN | IL | Energy Shelby County | 55237 | CTG8 | NG | GT | 60 | 47.7 | 444 | 1800.8696 |  |  | 1800.8696 | 1193.7 |  | Electric Utility/IPP Non-CHP | N | SB
EXCLUDE | IL | Evanston Township High School | 54788 | GEN1 | NG | IC | 0.8 | 0.8 | 0 | 0 |  |  | 0 | 0 |  | Commercial Non-CHP | N | SB |  | Internal Combustion (PRMVR=IC)
EXCLUDE | IL | Evanston Township High School | 54788 | GEN2 | NG | IC | 0.8 | 0.8 | 0 | 0 |  |  | 0 | 0 |  | Commercial Non-CHP | N | SB |  | Internal Combustion (PRMVR=IC)
EXCLUDE | IL | Evanston Township High School | 54788 | GEN3 | NG | IC | 0.8 | 0.8 | 0 | 0 |  |  | 0 | 0 |  | Commercial Non-CHP | N | SB |  | Internal Combustion (PRMVR=IC)
EXCLUDE | IL | Exelon Solar Chicago | 57191 | ECS1 | SUN | PV | 9 | 9 | 0 | 14062 |  |  | 14062 | 0 |  | IPP Non-CHP | N | OP |  | Non Combustion (NUC, WAT, WND, GEO, or SUN)
EXCLUDE | IL | ExxonMobil Oil Joliet Refinery | 50627 | GTG1 | OG | GT | 21.9 | 22 | 0 | 144037.46 | 0.48706 | 690084.2276 | 295726.5487 | 99167.3369 |  | Industrial CHP | Y | OP |  | Simple Cycle Turbine (PRMVR=GT or OT) unit under 25MW
EXCLUDE | IL | ExxonMobil Oil Joliet Refinery | 50627 | MG | OG | ST | 11.2 | 11.2 | 0 | 31704.7967 |  |  | 31704.7967 | 292139.1942 |  | Industrial CHP | N | OP |  | Steam unit (PRMVR=ST) under 25MW/250 MMBtu/hr
EXCLUDE | IL | ExxonMobil Oil Joliet Refinery | 50627 | STG1 | OG | ST | 6.5 | 6.5 | 0 | 18400.1053 |  |  | 18400.1053 | 107282.7549 |  | Industrial CHP | N | OS |  | Steam unit (PRMVR=ST) under 25MW/250 MMBtu/hr
SSTLOGN | IL | Factory | 8016 | 1 | DFO | GT | 26.6 | 17 | 316 | 187 |  |  | 187 | 230.627 |  | Electric Utility | N | OP
EXCLUDE | IL | Fairfield | 940 | IC5 | DFO | IC | 2.4 | 2.4 | 0 | 0 |  |  | 0 | 0 |  | Electric Utility | N | OP |  | Internal Combustion (PRMVR=IC)
EXCLUDE | IL | Fairfield | 940 | IC6 | DFO | IC | 2.4 | 2.4 | 0 | 0 |  |  | 0 | 0 |  | Electric Utility | N | OP |  | Internal Combustion (PRMVR=IC)
EXCLUDE | IL | Fairfield | 940 | IC7 | DFO | IC | 2.7 | 2.7 | 0 | 0 |  |  | 0 | 0 |  | Electric Utility | N | OP |  | Internal Combustion (PRMVR=IC)
EXCLUDE | IL | Farmer City | 941 | 1 | NG | IC | 1.5 | 1.3 | 0 | 0 |  |  | 0 | 0 |  | Electric Utility | N | OP |  | Internal Combustion (PRMVR=IC)
EXCLUDE | IL | Farmer City | 941 | 2 | DFO | IC | 1.1 | 0.9 | 0 | 0 |  |  | 0 | 0 |  | Electric Utility | N | OP |  | Internal Combustion (PRMVR=IC)
EXCLUDE | IL | Farmer City | 941 | 4 | DFO | IC | 0.8 | 0.7 | 0 | 0 |  |  | 0 | 0 |  | Electric Utility | N | OP |  | Internal Combustion (PRMVR=IC)
EXCLUDE | IL | Farmer City | 941 | 5 | NG | IC | 3.5 | 2.8 | 0 | 0 |  |  | 0 | 0 |  | Electric Utility | N | OP |  | Internal Combustion (PRMVR=IC)
EXCLUDE | IL | Farmer City | 941 | 6 | DFO | IC | 2.2 | 2 | 0 | 0 |  |  | 0 | 0 |  | Electric Utility | N | U |  | Internal Combustion (PRMVR=IC)
EXCLUDE | IL | Farmer City | 941 | 7 | DFO | IC | 2.2 | 2 | 0 | 0 |  |  | 0 | 0 |  | Electric Utility | N | U |  | Internal Combustion (PRMVR=IC)
COALST | IL | Fisk Street | 886 | 19 | SUB | ST | 374 | 326 | 5087 | 1588558 |  |  | 1588558 | 1787522.425 |  | IPP Non-CHP | N | OP | 2012
SSTLOGN | IL | Fisk Street | 886 | 311 | KER | GT | 38 | 25.4 | 299.5625 | 35.7895 |  |  | 35.7895 | 85 |  | IPP Non-CHP/Small Power Producer | N | SB
SSTLOGN | IL | Fisk Street | 886 | 312 | KER | GT | 38 | 23.7 | 299.5625 | 35.7895 |  |  | 35.7895 | 59.8 |  | IPP Non-CHP/Small Power Producer | N | SB
SSTLOGN | IL | Fisk Street | 886 | 321 | KER | GT | 38 | 25.4 | 299.5625 | 35.7895 |  |  | 35.7895 | 75.4 |  | IPP Non-CHP/Small Power Producer | N | SB
SSTLOGN | IL | Fisk Street | 886 | 322 | KER | GT | 38 | 25.4 | 299.5625 | 35.7895 |  |  | 35.7895 | 61.7 |  | IPP Non-CHP/Small Power Producer | N | SB
SSTLOGN | IL | Fisk Street | 886 | 331 | KER | GT | 38 | 23.7 | 299.5625 | 35.7895 |  |  | 35.7895 | 62.1 |  | IPP Non-CHP/Small Power Producer | N | SB
SSTLOGN | IL | Fisk Street | 886 | 332 | KER | GT | 38 | 25.4 | 299.5625 | 35.7895 |  |  | 35.7895 | 65.7 |  | IPP Non-CHP/Small Power Producer | N | SB
SSTLOGN | IL | Fisk Street | 886 | 341 | KER | GT | 38 | 25.4 | 299.5625 | 35.7895 |  |  | 35.7895 | 36.875 |  | IPP Non-CHP/Small Power Producer | N | SB
EXCLUDE | IL | Fisk Street | 886 | 342 | KER | GT | 22.8 | 22.8 | 179.7375 | 21.4737 |  |  | 21.4737 | 22.125 |  | IPP Non-CHP/Small Power Producer | N | SB |  | Simple Cycle Turbine (PRMVR=GT or OT) unit under 25MW
EXCLUDE | IL | Five Oaks Gas Recovery | 56529 | GEN1 | LFG | IC | 0.8 | 0.8 | 0 | 0 |  |  | 0 | 0 |  | IPP Non-CHP | N | OP |  | Internal Combustion (PRMVR=IC)
EXCLUDE | IL | Five Oaks Gas Recovery | 56529 | GEN2 | LFG | IC | 0.8 | 0.8 | 0 | 0 |  |  | 0 | 0 |  | IPP Non-CHP | N | OP |  | Internal Combustion (PRMVR=IC)
EXCLUDE | IL | Five Oaks Gas Recovery | 56529 | GEN3 | LFG | IC | 0.8 | 0.8 | 0 | 0 |  |  | 0 | 0 |  | IPP Non-CHP | N | OP |  | Internal Combustion (PRMVR=IC)
EXCLUDE | IL | Five Oaks Gas Recovery | 56529 | GEN4 | LFG | IC | 0.8 | 0.8 | 0 | 0 |  |  | 0 | 0 |  | IPP Non-CHP | N | OP |  | Internal Combustion (PRMVR=IC)
EXCLUDE | IL | Flora Site A | 56117 | 1 | DFO | IC | 1.8 | 1.8 | 0 | 0 |  |  | 0 | 0 |  | Electric Utility | N | OP |  | Internal Combustion (PRMVR=IC)
EXCLUDE | IL | Flora Site A | 56117 | 2 | DFO | IC | 1.8 | 1.8 | 0 | 0 |  |  | 0 | 0 |  | Electric Utility | N | OP |  | Internal Combustion (PRMVR=IC)
EXCLUDE | IL | Flora Site A | 56117 | 3 | DFO | IC | 1.8 | 1.8 | 0 | 0 |  |  | 0 | 0 |  | Electric Utility | N | OP |  | Internal Combustion (PRMVR=IC)
EXCLUDE | IL | Flora Site B | 56118 | 4 | DFO | IC | 1.8 | 1.9 | 0 | 0 |  |  | 0 | 0 |  | Electric Utility | N | OP |  | Internal Combustion (PRMVR=IC)
EXCLUDE | IL | Flora Site B | 56118 | 5 | DFO | IC | 1.8 | 1.8 | 0 | 0 |  |  | 0 | 0 |  | Electric Utility | N | OP |  | Internal Combustion (PRMVR=IC)
EXCLUDE | IL | Fox Metro Water Reclamation District | 50904 | RU3 | NG | IC | 1.1 | 1.1 | 0 | 0 | 0.48645 | 0 | 0 | 0 |  | IPP CHP | Y | SB |  | Internal Combustion (PRMVR=IC)
EXCLUDE | IL | Fox Metro Water Reclamation District | 50904 | RU4 | NG | IC | 1.1 | 1.1 | 0 | 0 | 0.48645 | 0 | 0 | 0 |  | IPP CHP | Y | SB |  | Internal Combustion (PRMVR=IC)
EXCLUDE | IL | FPL Energy Illinois Wind LLC | 57325 | GE1.5 | WND | WT | 217.5 | 217.5 | 0 | 661211 |  |  | 661211 | 0 |  | IPP Non-CHP | N | OP |  | Non Combustion (NUC, WAT, WND, GEO, or SUN)
EXCLUDE | IL | Freeburg | 943 | 1 | DFO | IC | 0.4 | 0.4 | 0 | 0 |  |  | 0 | 0 |  | Electric Utility | N | SB |  | Internal Combustion (PRMVR=IC)
EXCLUDE | IL | Freeburg | 943 | 2 | DFO | IC | 0.4 | 0.4 | 0 | 0 |  |  | 0 | 0 |  | Electric Utility | N | SB |  | Internal Combustion (PRMVR=IC)
EXCLUDE | IL | Freeburg | 943 | 3 | DFO | IC | 0.6 | 0.6 | 0 | 0 |  |  | 0 | 0 |  | Electric Utility | N | SB |  | Internal Combustion (PRMVR=IC)
EXCLUDE | IL | Freeburg | 943 | 4 | DFO | IC | 1 | 1 | 0 | 0 |  |  | 0 | 0 |  | Electric Utility | N | SB |  | Internal Combustion (PRMVR=IC)
EXCLUDE | IL | Freeburg | 943 | 6 | DFO | IC | 1.8 | 1.8 | 0 | 0 |  |  | 0 | 0 |  | Electric Utility | N | SB |  | Internal Combustion (PRMVR=IC)
EXCLUDE | IL | Freeburg | 943 | 7 | DFO | IC | 2.6 | 2.6 | 0 | 0 |  |  | 0 | 0 |  | Electric Utility | N | SB |  | Internal Combustion (PRMVR=IC)
EXCLUDE | IL | Freeburg | 943 | 8 | DFO | IC | 1.7 | 1.8 | 0 | 0 |  |  | 0 | 0 |  | Electric Utility | N | SB |  | Internal Combustion (PRMVR=IC)
EXCLUDE | IL | Freeburg | 943 | 9 | DFO | IC | 1.8 | 1.8 | 0 | 0 |  |  | 0 | 0 |  | Electric Utility | N | SB |  | Internal Combustion (PRMVR=IC)
EXCLUDE | IL | Freeburg | 943 | 10 | DFO | IC | 1.8 | 1.8 | 0 | 0 |  |  | 0 | 0 |  | Electric Utility | N | SB |  | Internal Combustion (PRMVR=IC)
EXCLUDE | IL | Freeburg | 943 | 11 | DFO | IC | 1.8 | 1.8 | 0 | 0 |  |  | 0 | 0 |  | Electric Utility | N | SB |  | Internal Combustion (PRMVR=IC)
EXCLUDE | IL | Freeburg | 943 | 12 | DFO | IC | 1.8 | 1.8 | 0 | 0 |  |  | 0 | 0 |  | Electric Utility | N | SB |  | Internal Combustion (PRMVR=IC)
SSTLOGN | IL | Freedom Power Project | 7842 | CT1 | NG | GT | 71 | 47 | 460 | 4362 |  |  | 4362 | 2570.402 |  | Electric Utility | N | OP
EXCLUDE | IL | Galesburg | 54310 | GEN1 | NG | IC | 1 | 1 | 0 | 0 | 0 |  |  | 0 |  | Industrial CHP | Y | SB |  | Internal Combustion (PRMVR=IC)
EXCLUDE | IL | Galesburg | 54310 | GEN2 | NG | IC | 1 | 1 | 0 | 0 | 0 |  |  | 0 |  | Industrial CHP | Y | SB |  | Internal Combustion (PRMVR=IC)
EXCLUDE | IL | Galesburg | 54310 | GEN3 | NG | IC | 1 | 1 | 0 | 0 | 0 |  |  | 0 |  | Industrial CHP | Y | SB |  | Internal Combustion (PRMVR=IC)
EXCLUDE | IL | General Mills West Chicago | 54924 | 1 | NG | IC | 0.8 | 0.8 | 0 | 0 | 0.91074 | 0 | 0 | 0 |  | Industrial CHP | Y | SB |  | Internal Combustion (PRMVR=IC)
EXCLUDE | IL | General Mills West Chicago | 54924 | 2 | NG | IC | 0.8 | 0.8 | 0 | 0 | 0.91074 | 0 | 0 | 0 |  | Industrial CHP | Y | SB |  | Internal Combustion (PRMVR=IC)
EXCLUDE | IL | General Mills West Chicago | 54924 | 3 | NG | IC | 0.8 | 0.8 | 0 | 0 | 0.91074 | 0 | 0 | 0 |  | Industrial CHP | Y | SB |  | Internal Combustion (PRMVR=IC)
EXCLUDE | IL | General Mills West Chicago | 54924 | 4 | NG | IC | 0.8 | 0.8 | 0 | 0 | 0.91074 | 0 | 0 | 0 |  | Industrial CHP | Y | SB |  | Internal Combustion (PRMVR=IC)
EXCLUDE | IL | General Mills West Chicago | 54924 | 5 | NG | IC | 0.8 | 0.8 | 0 | 0 | 0.91074 | 0 | 0 | 0 |  | Industrial CHP | Y | SB |  | Internal Combustion (PRMVR=IC)
EXCLUDE | IL | General Mills West Chicago | 54924 | 6 | NG | IC | 0.8 | 0.8 | 0 | 0 | 0.91074 | 0 | 0 | 0 |  | Industrial CHP | Y | SB |  | Internal Combustion (PRMVR=IC)
EXCLUDE | IL | General Mills West Chicago | 54924 | 7 | NG | IC | 0.8 | 0.8 | 0 | 0 | 0.91074 | 0 | 0 | 0 |  | Industrial CHP | Y | SB |  | Internal Combustion (PRMVR=IC)
EXCLUDE | IL | General Mills West Chicago | 54924 | 8 | NG | IC | 0.8 | 0.8 | 0 | 0 | 0.91074 | 0 | 0 | 0 |  | Industrial CHP | Y | SB |  | Internal Combustion (PRMVR=IC)
EXCLUDE | IL | Geneseo | 944 | 1 | NG | IC | 5.6 | 4.4 | 0 | 0 |  |  | 0 | 0 |  | Electric Utility | N | OP |  | Internal Combustion (PRMVR=IC)
EXCLUDE | IL | Geneseo | 944 | 2 | NG | IC | 3.5 | 2.8 | 0 | 0 |  |  | 0 | 0 |  | Electric Utility | N | OP |  | Internal Combustion (PRMVR=IC)
EXCLUDE | IL | Geneseo | 944 | 3 | NG | IC | 3.5 | 2.8 | 0 | 0 |  |  | 0 | 0 |  | Electric Utility | N | OP |  | Internal Combustion (PRMVR=IC)
EXCLUDE | IL | Geneseo | 944 | 4 | NG | IC | 1.6 | 1.3 | 0 | 0 |  |  | 0 | 0 |  | Electric Utility | N | OP |  | Internal Combustion (PRMVR=IC)
EXCLUDE | IL | Geneseo | 944 | 7 | NG | IC | 3 | 2.4 | 0 | 0 |  |  | 0 | 0 |  | Electric Utility | N | OP |  | Internal Combustion (PRMVR=IC)
EXCLUDE | IL | Geneseo | 944 | 9 | DFO | IC | 4.8 | 3.8 | 0 | 0 |  |  | 0 | 0 |  | Electric Utility | N | OP |  | Internal Combustion (PRMVR=IC)
EXCLUDE | IL | Geneseo | 944 | 10 | WND | WT | 1.5 | 1.5 | 0 | 3127 |  |  | 3127 | 0 |  | Electric Utility | N | OP |  | Non Combustion (NUC, WAT, WND, GEO, or SUN)
EXCLUDE | IL | Geneseo | 944 | 11 | WND | WT | 1.5 | 1.5 | 0 | 3127 |  |  | 3127 | 0 |  | Electric Utility | N | OP |  | Non Combustion (NUC, WAT, WND, GEO, or SUN)
EXCLUDE | IL | Geneseo | 944 | 5A | NG | IC | 4.4 | 3.4 | 0 | 0 |  |  | 0 | 0 |  | Electric Utility | N | OP |  | Internal Combustion (PRMVR=IC)
EXCLUDE | IL | Geneseo | 944 | 6A | NG | IC | 3 | 2.4 | 0 | 0 |  |  | 0 | 0 |  | Electric Utility | N | OP |  | Internal Combustion (PRMVR=IC)
EXCLUDE | IL | Geneva Energy LLC | 55174 | LM1 | TDF | ST | 23.5 | 19.9 | 0 | 0 |  |  | 0 | 0 |  | IPP Non-CHP | N | RE | 2007 | Steam unit (PRMVR=ST) under 25MW/250 MMBtu/hr
EXCLUDE | IL | Geneva Energy LLC | 55174 | LM2 | TDF | ST | 22 | 19.9 | 0 | 7391 |  |  | 7391 | 12201.4366 |  | IPP Non-CHP | N | RE | 2011 | Steam unit (PRMVR=ST) under 25MW/250 MMBtu/hr
EXCLUDE | IL | Geneva Generation Facility | 56462 | GEN1 | NG | IC | 5.9 | 5.4 | 0 | 0 |  |  | 0 | 0 |  | Electric Utility | N | OP |  | Internal Combustion (PRMVR=IC)
EXCLUDE | IL | Geneva Generation Facility | 56462 | GEN2 | NG | IC | 5.9 | 5.4 | 0 | 0 |  |  | 0 | 0 |  | Electric Utility | N | OP |  | Internal Combustion (PRMVR=IC)
EXCLUDE | IL | Geneva Generation Facility | 56462 | GEN3 | NG | IC | 5.9 | 5.4 | 0 | 0 |  |  | 0 | 0 |  | Electric Utility | N | OP |  | Internal Combustion (PRMVR=IC)
EXCLUDE | IL | Geneva Generation Facility | 56462 | GEN4 | NG | IC | 5.9 | 5.4 | 0 | 0 |  |  | 0 | 0 |  | Electric Utility | N | OP |  | Internal Combustion (PRMVR=IC)
EXCLUDE | IL | Geneva Generation Facility | 56462 | GEN5 | NG | IC | 5.9 | 5.4 | 0 | 0 |  |  | 0 | 0 |  | Electric Utility | N | OP |  | Internal Combustion (PRMVR=IC)
EXCLUDE | IL | Geneva Generation Facility | 56462 | GEN6 | DFO | IC | 2 | 1.4 | 0 | 0 |  |  | 0 | 0 |  | Electric Utility | N | RE | 2011 | Internal Combustion (PRMVR=IC)
SSTLOGN | IL | Gibson City | 55201 | 1 | NG | GT | 135 | 114 | 1459 | 10224.5 |  |  | 10224.5 | 12519.173 |  | Electric Utility/IPP Non-CHP | N | OP
SSTLOGN | IL | Gibson City | 55201 | 2 | NG | GT | 135 | 114 | 1459 | 2319.0383 |  |  | 2319.0383 | 1644.445 |  | Electric Utility/IPP Non-CHP | N | OP
EXCLUDE | IL | Gillum | 7891 | 1 | DFO | IC | 2 | 1.8 | 0 | 0 |  |  | 0 | 0 |  | Electric Utility | N | SB |  | Internal Combustion (PRMVR=IC)
EXCLUDE | IL | Gillum | 7891 | 2 | DFO | IC | 2 | 1.8 | 0 | 0 |  |  | 0 | 0 |  | Electric Utility | N | SB |  | Internal Combustion (PRMVR=IC)
SSTLOGN | IL | Goose Creek Energy Center | 55496 | CT01 | NG | GT | 114 | 72 | 1082 | 12434.1667 |  |  | 12434.1667 | 12549.989 |  | Electric Utility | N | OP
SSTLOGN | IL | Goose Creek Energy Center | 55496 | CT02 | NG | GT | 114 | 72 | 1082 | 12434.1667 |  |  | 12434.1667 | 11498.704 |  | Electric Utility | N | OP
SSTLOGN | IL | Goose Creek Energy Center | 55496 | CT03 | NG | GT | 114 | 72 | 1082 | 12434.1667 |  |  | 12434.1667 | 8488.201 |  | Electric Utility | N | OP
SSTLOGN | IL | Goose Creek Energy Center | 55496 | CT04 | NG | GT | 114 | 72 | 1082 | 12434.1667 |  |  | 12434.1667 | 9001.442 |  | Electric Utility | N | OP
SSTLOGN | IL | Goose Creek Energy Center | 55496 | CT05 | NG | GT | 114 | 72 | 1082 | 12434.1667 |  |  | 12434.1667 | 6658.767 |  | Electric Utility | N | OP
SSTLOGN | IL | Goose Creek Energy Center | 55496 | CT06 | NG | GT | 114 | 72 | 1082 | 12434.1667 |  |  | 12434.1667 | 5797.505 |  | Electric Utility | N | OP
EXCLUDE | IL | Grand Ridge Solar Farm | 57912 | 1 | SUN | PV | 20 | 20 | 0 | 0 |  |  | 0 | 0 |  | IPP Non-CHP | N | U |  | Non Combustion (NUC, WAT, WND, GEO, or SUN)
EXCLUDE | IL | Grand Ridge Wind Energy Center | 56941 | 1 | WND | WT | 99 | 99 | 0 | 127152.3 |  |  | 127152.3 | 0 |  | IPP Non-CHP | N | OP |  | Non Combustion (NUC, WAT, WND, GEO, or SUN)
EXCLUDE | IL | Grand Ridge Wind Energy Center | 56941 | 2 | WND | WT | 51 | 51 | 0 | 65502.7 |  |  | 65502.7 | 0 |  | IPP Non-CHP | N | OP |  | Non Combustion (NUC, WAT, WND, GEO, or SUN)
EXCLUDE | IL | Grand Ridge Wind Energy Center | 56941 | 3 | WND | WT | 49.5 | 49.5 | 0 | 63576.15 |  |  | 63576.15 | 0 |  | IPP Non-CHP | N | OP |  | Non Combustion (NUC, WAT, WND, GEO, or SUN)
EXCLUDE | IL | Grand Ridge Wind Energy Center | 56941 | 4 | WND | WT | 10.5 | 10.5 | 0 | 13485.85 |  |  | 13485.85 | 0 |  | IPP Non-CHP | N | OP |  | Non Combustion (NUC, WAT, WND, GEO, or SUN)
NGCC | IL | Grand Tower | 862 | 1 | NG | CC | 248 | 162 | 2347 | 92778.3593 |  |  | 92778.3593 | 48828.4173 |  | Electric Utility/IPP Non-CHP | N | OP
NGCC | IL | Grand Tower | 862 | 2 | NG | CC | 200 | 160 | 2383 | 74821.2575 |  |  | 74821.2575 | 39377.7559 |  | Electric Utility/IPP Non-CHP | N | OP
NGCC | IL | Grand Tower | 862 | 3 | NG | CC | 85.7 | 86 | 2347 | 32060.9089 |  |  | 32060.9089 | 16873.3684 |  | Electric Utility/IPP Non-CHP | N | OP
NGCC | IL | Grand Tower | 862 | 4 | NG | CC | 113.6 | 105 | 2383 | 42498.4743 |  |  | 42498.4743 | 22366.5654 |  | Electric Utility/IPP Non-CHP | N | OP
EXCLUDE | IL | Granite City Works | 57072 | G-1 | BFG | ST | 78 | 78 | 0 | 173898 | 0.75054 | 262951.9405 | 231698.1042 | 349455.4643 |  | Industrial CHP | Y | OP |  | Commercial/Industrial Unit
EXCLUDE | IL | Greene Valley Gas Recovery | 55014 | GEN1 | LFG | GT | 3.3 | 2.9 | 0 | 23026.5 |  |  | 23026.5 | 22996.0037 |  | IPP Non-CHP | N | OP |  | Non Fossil fuel type
EXCLUDE | IL | Greene Valley Gas Recovery | 55014 | GEN2 | LFG | GT | 3.3 | 2.9 | 0 | 23026.5 |  |  | 23026.5 | 22996.0037 |  | IPP Non-CHP | N | OP |  | Non Fossil fuel type
EXCLUDE | IL | Greene Valley Gas Recovery | 55014 | GEN3 | LFG | GT | 3.3 | 2.9 | 0 | 0 |  |  | 0 | 0 |  | IPP Non-CHP | N | RE | 2010 | Non Fossil fuel type
EXCLUDE | IL | GSG LLC | 56450 | 1 | WND | WT | 80 | 80 | 0 | 181354 |  |  | 181354 | 0 |  | IPP Non-CHP | N | OP |  | Non Combustion (NUC, WAT, WND, GEO, or SUN)
EXCLUDE | IL | Hallock | 7895 | 1 | DFO | IC | 1.6 | 1.6 | 0 | 0 |  |  | 0 | 0 |  | Electric Utility | N | RE | 2006 | Internal Combustion (PRMVR=IC)
EXCLUDE | IL | Hallock | 7895 | 2 | DFO | IC | 1.6 | 1.6 | 0 | 0 |  |  | 0 | 0 |  | Electric Utility | N | RE | 2006 | Internal Combustion (PRMVR=IC)
EXCLUDE | IL | Hallock | 7895 | 3 | DFO | IC | 1.6 | 1.6 | 0 | 0 |  |  | 0 | 0 |  | Electric Utility | N | RE | 2006 | Internal Combustion (PRMVR=IC)
EXCLUDE | IL | Hallock | 7895 | 4 | DFO | IC | 1.6 | 1.6 | 0 | 0 |  |  | 0 | 0 |  | Electric Utility | N | RE | 2006 | Internal Combustion (PRMVR=IC)
EXCLUDE | IL | Hallock | 7895 | 5 | DFO | IC | 1.6 | 1.6 | 0 | 0 |  |  | 0 | 0 |  | Electric Utility | N | RE | 2006 | Internal Combustion (PRMVR=IC)
EXCLUDE | IL | Hallock | 7895 | 6 | DFO | IC | 1.6 | 1.6 | 0 | 0 |  |  | 0 | 0 |  | Electric Utility | N | RE | 2006 | Internal Combustion (PRMVR=IC)
EXCLUDE | IL | Hallock | 7895 | 7 | DFO | IC | 1.6 | 1.6 | 0 | 0 |  |  | 0 | 0 |  | Electric Utility | N | RE | 2006 | Internal Combustion (PRMVR=IC)
EXCLUDE | IL | Hallock | 7895 | 8 | DFO | IC | 1.6 | 1.6 | 0 | 0 |  |  | 0 | 0 |  | Electric Utility | N | RE | 2006 | Internal Combustion (PRMVR=IC)
OGST | IL | Havana | 891 | 1 | RFO | ST | 46 | 45.6 | 442.5316 | 0 |  |  | 0 | 0 |  | IPP Non-CHP | N | OS | 2012
OGST | IL | Havana | 891 | 2 | RFO | ST | 46 | 45.6 | 442.5316 | 0 |  |  | 0 | 0 |  | IPP Non-CHP | N | OS | 2012
OGST | IL | Havana | 891 | 3 | RFO | ST | 46 | 45.6 | 442.5316 | 0 |  |  | 0 | 0 |  | IPP Non-CHP | N | OS | 2012
OGST | IL | Havana | 891 | 4 | RFO | ST | 46 | 45.6 | 442.5316 | 0 |  |  | 0 | 0 |  | IPP Non-CHP | N | OS | 2012
OGST | IL | Havana | 891 | 5 | RFO | ST | 46 | 45.6 | 442.5316 | 0 |  |  | 0 | 0 |  | IPP Non-CHP | N | OS | 2012
COALST | IL | Havana | 891 | 6 | SUB | ST | 488 | 428 | 6907.3418 | 2939208 |  |  | 2939208 | 3863092.583 |  | Electric Utility/IPP Non-CHP | N | OP
COALST | IL | Hennepin Power Station | 892 | 1 | SUB | ST | 75 | 68 | 860 | 527212 |  |  | 527212 | 619584.523 |  | Electric Utility/IPP Non-CHP | N | OP
COALST | IL | Hennepin Power Station | 892 | 2 | SUB | ST | 231.3 | 217 | 3000 | 1668600 |  |  | 1668600 | 1920255.729 |  | Electric Utility/IPP Non-CHP | N | OP
EXCLUDE | IL | High Trail Wind Farm LLC | 56338 | 1 | WND | WT | 198 | 198 | 0 | 590569 |  |  | 590569 | 0 |  | IPP Non-CHP | N | OP |  | Non Combustion (NUC, WAT, WND, GEO, or SUN)
EXCLUDE | IL | Highland | 946 | IC1 | DFO | IC | 1.6 | 1.6 | 0 | 0 |  |  | 0 | 0 |  | Electric Utility | N | SB |  | Internal Combustion (PRMVR=IC)
EXCLUDE | IL | Highland | 946 | IC2 | DFO | IC | 1.6 | 1.6 | 0 | 0 |  |  | 0 | 0 |  | Electric Utility | N | SB |  | Internal Combustion (PRMVR=IC)
EXCLUDE | IL | Highland | 946 | IC3 | DFO | IC | 1.6 | 1.6 | 0 | 0 |  |  | 0 | 0 |  | Electric Utility | N | SB |  | Internal Combustion (PRMVR=IC)
EXCLUDE | IL | Highland | 946 | IC5 | DFO | IC | 2 | 2 | 0 | 0 |  |  | 0 | 0 |  | Electric Utility | N | SB |  | Internal Combustion (PRMVR=IC)
EXCLUDE | IL | Highland | 946 | IC6 | DFO | IC | 2 | 2 | 0 | 0 |  |  | 0 | 0 |  | Electric Utility | N | SB |  | Internal Combustion (PRMVR=IC)
EXCLUDE | IL | Highland | 946 | IC7 | DFO | IC | 4.4 | 4 | 0 | 0 |  |  | 0 | 0 |  | Electric Utility | N | SB |  | Internal Combustion (PRMVR=IC)
EXCLUDE | IL | Highland | 946 | IC8 | DFO | IC | 4.4 | 4 | 0 | 0 |  |  | 0 | 0 |  | Electric Utility | N | SB |  | Internal Combustion (PRMVR=IC)
EXCLUDE | IL | Hoffer Plastics | 54523 | GEN1 | NG | IC | 0.8 | 0.8 | 0 | 0 |  |  | 0 | 0 |  | Industrial Non-CHP | N | OP |  | Internal Combustion (PRMVR=IC)
EXCLUDE | IL | Hoffer Plastics | 54523 | GEN2 | NG | IC | 0.8 | 0.8 | 0 | 0 |  |  | 0 | 0 |  | Industrial Non-CHP | N | OP |  | Internal Combustion (PRMVR=IC)
EXCLUDE | IL | Hoffer Plastics | 54523 | GEN3 | NG | IC | 0.8 | 0.8 | 0 | 0 |  |  | 0 | 0 |  | Industrial Non-CHP | N | OP |  | Internal Combustion (PRMVR=IC)
EXCLUDE | IL | Hoffer Plastics | 54523 | GEN4 | NG | IC | 0.8 | 0.8 | 0 | 0 |  |  | 0 | 0 |  | Industrial Non-CHP | N | OP |  | Internal Combustion (PRMVR=IC)
EXCLUDE | IL | Hoffer Plastics | 54523 | GEN5 | NG | IC | 0.8 | 0.8 | 0 | 0 |  |  | 0 | 0 |  | Industrial Non-CHP | N | OP |  | Internal Combustion (PRMVR=IC)
EXCLUDE | IL | Hoffer Plastics | 54523 | GEN6 | NG | IC | 0.8 | 0.8 | 0 | 0 |  |  | 0 | 0 |  | Industrial Non-CHP | N | OP |  | Internal Combustion (PRMVR=IC)
EXCLUDE | IL | Hoffer Plastics | 54523 | GEN7 | NG | IC | 0.8 | 0.8 | 0 | 0 |  |  | 0 | 0 |  | Industrial Non-CHP | N | OP |  | Internal Combustion (PRMVR=IC)
EXCLUDE | IL | Hoffer Plastics | 54523 | GEN8 | NG | IC | 0.8 | 0.8 | 0 | 0 |  |  | 0 | 0 |  | Industrial Non-CHP | N | OP |  | Internal Combustion (PRMVR=IC)
EXCLUDE | IL | Hoffer Plastics | 54523 | GEN9 | NG | IC | 0.8 | 0.8 | 0 | 0 |  |  | 0 | 0 |  | Industrial Non-CHP | N | OP |  | Internal Combustion (PRMVR=IC)
NGCC | IL | Holland Energy Facility | 55334 | CTG1 | NG | CC | 178.5 | 147.3 | 2600 | 157560.5085 |  |  | 157560.5085 | 75401.2144 |  | Electric Utility | N | OP
NGCC | IL | Holland Energy Facility | 55334 | CTG2 | NG | CC | 178.5 | 153.2 | 2600 | 157560.5085 |  |  | 157560.5085 | 75401.2144 |  | Electric Utility | N | OP
NGCC | IL | Holland Energy Facility | 55334 | STG1 | NG | CC | 345.1 | 321.6 | 2600 | 304616.9831 |  |  | 304616.9831 | 145775.6812 |  | Electric Utility | N | OP
COALST | IL | Hutsonville | 863 | 3 | SUB | ST | 75 | 75 | 0 | 358497 |  |  | 358497 | 473179.333 |  | IPP Non-CHP | N | RE | 2011
COALST | IL | Hutsonville | 863 | 4 | SUB | ST | 75 | 76 | 0 | 408577 |  |  | 408577 | 473179.333 |  | IPP Non-CHP | N | RE | 2011
EXCLUDE | IL | Hutsonville | 863 | D1 | DFO | IC | 3 | 3 | 0 | 0 |  |  | 0 | 0 |  | IPP Non-CHP | N | RE | 2011 | Internal Combustion (PRMVR=IC)
EXCLUDE | IL | IMEA Flora | 56116 | 6 | DFO | IC | 1.8 | 1.8 | 0 | 0 |  |  | 0 | 0 |  | Electric Utility | N | OP |  | Internal Combustion (PRMVR=IC)
EXCLUDE | IL | IMEA Flora | 56116 | 7 | DFO | IC | 1.8 | 1.8 | 0 | 0 |  |  | 0 | 0 |  | Electric Utility | N | OP |  | Internal Combustion (PRMVR=IC)
EXCLUDE | IL | IMEA Flora | 56116 | 8 | DFO | IC | 1.8 | 1.8 | 0 | 0 |  |  | 0 | 0 |  | Electric Utility | N | OP |  | Internal Combustion (PRMVR=IC)
EXCLUDE | IL | IMEA Flora | 56116 | 9 | DFO | IC | 1.8 | 1.8 | 0 | 0 |  |  | 0 | 0 |  | Electric Utility | N | OP |  | Internal Combustion (PRMVR=IC)
EXCLUDE | IL | IMEA Flora | 56116 | 10 | DFO | IC | 1.8 | 1.8 | 0 | 0 |  |  | 0 | 0 |  | Electric Utility | N | OP |  | Internal Combustion (PRMVR=IC)
EXCLUDE | IL | IMEA Highland | 56114 | 1 | DFO | IC | 1.8 | 1.8 | 0 | 0 |  |  | 0 | 0 |  | Electric Utility | N | OP |  | Internal Combustion (PRMVR=IC)
EXCLUDE | IL | IMEA Highland | 56114 | 2 | DFO | IC | 1.8 | 1.8 | 0 | 0 |  |  | 0 | 0 |  | Electric Utility | N | OP |  | Internal Combustion (PRMVR=IC)
EXCLUDE | IL | IMEA Waterloo | 56115 | 9 | DFO | IC | 1.8 | 1.8 | 0 | 0 |  |  | 0 | 0 |  | Electric Utility | N | OP |  | Internal Combustion (PRMVR=IC)
EXCLUDE | IL | IMEA Waterloo | 56115 | 10 | DFO | IC | 1.8 | 1.8 | 0 | 0 |  |  | 0 | 0 |  | Electric Utility | N | OP |  | Internal Combustion (PRMVR=IC)
EXCLUDE | IL | IMEA Waterloo | 56115 | 11 | DFO | IC | 1.8 | 1.8 | 0 | 0 |  |  | 0 | 0 |  | Electric Utility | N | OP |  | Internal Combustion (PRMVR=IC)
EXCLUDE | IL | Indian Trails Cogen 1 | 7384 | 1 | NG | ST | 21 | 10 | 0 | 0 | 0 |  |  | 0 |  | Industrial CHP | Y | OS |  | Steam unit (PRMVR=ST) under 25MW/250 MMBtu/hr
EXCLUDE | IL | Industrial Park | 7934 | 3 | DFO | GT | 1.8 | 1.5 | 0 | 50.6 |  |  | 50.6 | 32.7068 |  | Electric Utility | N | OP |  | Simple Cycle Turbine (PRMVR=GT or OT) unit under 25MW
EXCLUDE | IL | Industrial Park | 7934 | 4 | DFO | GT | 1.8 | 1.5 | 0 | 50.6 |  |  | 50.6 | 32.7068 |  | Electric Utility | N | OP |  | Simple Cycle Turbine (PRMVR=GT or OT) unit under 25MW
EXCLUDE | IL | Industrial Park | 7934 | 5 | DFO | GT | 1.8 | 1.5 | 0 | 50.6 |  |  | 50.6 | 32.7068 |  | Electric Utility | N | OP |  | Simple Cycle Turbine (PRMVR=GT or OT) unit under 25MW
EXCLUDE | IL | Industrial Park | 7934 | 6 | DFO | GT | 1.8 | 1.5 | 0 | 50.6 |  |  | 50.6 | 32.7068 |  | Electric Utility | N | OP |  | Simple Cycle Turbine (PRMVR=GT or OT) unit under 25MW
EXCLUDE | IL | Industrial Park | 7934 | 7 | DFO | GT | 1.8 | 1.5 | 0 | 50.6 |  |  | 50.6 | 32.7068 |  | Electric Utility | N | OP |  | Simple Cycle Turbine (PRMVR=GT or OT) unit under 25MW
EXCLUDE | IL | Ingersoll Milling Machine | 50989 | 71 | NG | GT | 0.6 | 0.6 | 0 | 0 |  |  |  | 0 |  | Industrial CHP | Y | SB |  | Simple Cycle Turbine (PRMVR=GT or OT) unit under 25MW
EXCLUDE | IL | Ingersoll Milling Machine | 50989 | 72 | NG | GT | 0.6 | 0.6 | 0 | 0 |  |  |  | 0 |  | Industrial CHP | Y | SB |  | Simple Cycle Turbine (PRMVR=GT or OT) unit under 25MW
EXCLUDE | IL | Ingersoll Milling Machine | 50989 | 73 | NG | GT | 0.6 | 0.6 | 0 | 0 |  |  |  | 0 |  | Industrial CHP | Y | SB |  | Simple Cycle Turbine (PRMVR=GT or OT) unit under 25MW
EXCLUDE | IL | Ingersoll Milling Machine | 50989 | 74 | NG | GT | 0.6 | 0.6 | 0 | 0 |  |  |  | 0 |  | Industrial CHP | Y | SB |  | Simple Cycle Turbine (PRMVR=GT or OT) unit under 25MW
EXCLUDE | IL | Ingersoll Milling Machine | 50989 | 75 | NG | GT | 0.6 | 0.6 | 0 | 0 |  |  |  | 0 |  | Industrial CHP | Y | SB |  | Simple Cycle Turbine (PRMVR=GT or OT) unit under 25MW
EXCLUDE | IL | Ingersoll Milling Machine | 50989 | 76 | NG | GT | 0.8 | 0.7 | 0 | 0 |  |  | 0 | 0 |  | Industrial CHP | N | SB |  | Simple Cycle Turbine (PRMVR=GT or OT) unit under 25MW
EXCLUDE | IL | Ingersoll Milling Machine | 50989 | 77 | NG | GT | 0.8 | 0.7 | 0 | 0 |  |  | 0 | 0 |  | Industrial CHP | N | SB |  | Simple Cycle Turbine (PRMVR=GT or OT) unit under 25MW
SSTLOGN | IL | Interstate | 7425 | 1 | NG | GT | 138.6 | 114 | 1370 | 15714 |  |  | 15714 | 12027.794 |  | Electric Utility | N | OP
EXCLUDE | IL | ITT Cogen Facility | 52021 | GEN1 | NG | GT | 3.7 | 3.5 | 0 | 14 | 0.68331 | 29.5185 | 20.4885 | 11.8933 |  | Commercial CHP | Y | SB |  | Simple Cycle Turbine (PRMVR=GT or OT) unit under 25MW
EXCLUDE | IL | ITT Cogen Facility | 52021 | GEN2 | NG | GT | 3.7 | 3.5 | 0 | 14 | 0.68331 | 29.5185 | 20.4885 | 11.8933 |  | Commercial CHP | Y | SB |  | Simple Cycle Turbine (PRMVR=GT or OT) unit under 25MW
EXCLUDE | IL | IVEX Packaging | 52032 | 1 | NG | GT | 3.8 | 3.5 | 0 | 0 |  |  |  | 0 |  | Industrial CHP | Y | RE | 2011 | Simple Cycle Turbine (PRMVR=GT or OT) unit under 25MW
EXCLUDE | IL | Jacksonville Developmental Center | 57918 | 1 | BIT | ST | 0.7 | 0.7 | 0 | 0 | 1 | 0 | 0 | 0 |  | Commercial CHP | Y | OP |  | Steam unit (PRMVR=ST) under 25MW/250 MMBtu/hr
EXCLUDE | IL | Jacksonville Developmental Center | 57918 | 2 | BIT | ST | 0.7 | 0.7 | 0 | 0 | 1 | 0 | 0 | 0 |  | Commercial CHP | Y | OP |  | Steam unit (PRMVR=ST) under 25MW/250 MMBtu/hr
EXCLUDE | IL | Jacksonville Developmental Center | 57918 | 3 | BIT | ST | 2 | 2 | 0 | 0 | 1 | 0 | 0 | 0 |  | Commercial CHP | Y | OP |  | Steam unit (PRMVR=ST) under 25MW/250 MMBtu/hr
EXCLUDE | IL | John Deere Harvester Works | 10039 | GEN2 | BIT | ST | 2 | 2 | 0 | 972 | 0.087462 | 46136.5991 | 11113.3978 | 10873.2561 |  | Industrial CHP | Y | SB |  | Steam unit (PRMVR=ST) under 25MW/250 MMBtu/hr
EXCLUDE | IL | John Deere Harvester Works | 10039 | GEN4 | BIT | ST | 2.5 | 2.5 | 0 | 1215 | 0.087462 | 57670.7489 | 13891.7473 | 13591.5702 |  | Industrial CHP | Y | SB |  | Steam unit (PRMVR=ST) under 25MW/250 MMBtu/hr
EXCLUDE | IL | John Deere Harvester Works | 10039 | GEN5 | BIT | ST | 3 | 3 | 0 | 1458 | 0.087462 | 69204.8987 | 16670.0967 | 16309.8842 |  | Industrial CHP | Y | SB |  | Steam unit (PRMVR=ST) under 25MW/250 MMBtu/hr
EXCLUDE | IL | John Deere Harvester Works | 10039 | GEN6 | BIT | ST | 2.5 | 2.5 | 0 | 1215 | 0.087462 | 57670.7489 | 13891.7473 | 13591.5702 |  | Industrial CHP | Y | OS |  | Steam unit (PRMVR=ST) under 25MW/250 MMBtu/hr
COALST | IL | Joliet 29 | 384 | 7 | SUB | ST | 660 | 518 | 6712 | 2660413 |  |  | 2660413 | 2803229.75 |  | Electric Utility/IPP Non-CHP | N | OP
COALST | IL | Joliet 29 | 384 | 8 | SUB | ST | 660 | 518 | 6712 | 3247082 |  |  | 3247082 | 3756781.252 |  | Electric Utility/IPP Non-CHP | N | OP
COALST | IL | Joliet 9 | 874 | 6 | SUB | ST | 360.4 | 314 | 4239 | 1674510 |  |  | 1674510 | 2024133.4 |  | IPP Non-CHP/Small Power Producer | N | OP
EXCLUDE | IL | Joliet 9 | 874 | 311 | NG | GT | 18.4 | 15.8 | 0 | 0 |  |  | 0 | 0 |  | IPP Non-CHP | N | RE | 2004 | Simple Cycle Turbine (PRMVR=GT or OT) unit under 25MW
EXCLUDE | IL | Joliet 9 | 874 | 312 | NG | GT | 18.4 | 14.5 | 0 | 0 |  |  | 0 | 0 |  | IPP Non-CHP | N | RE | 2004 | Simple Cycle Turbine (PRMVR=GT or OT) unit under 25MW
EXCLUDE | IL | Joliet 9 | 874 | 313 | NG | GT | 18.4 | 14.6 | 0 | 0 |  |  | 0 | 0 |  | IPP Non-CHP | N | RE | 2004 | Simple Cycle Turbine (PRMVR=GT or OT) unit under 25MW
EXCLUDE | IL | Joliet 9 | 874 | 314 | NG | GT | 18.4 | 14 | 0 | 0 |  |  | 0 | 0 |  | IPP Non-CHP | N | RE | 2004 | Simple Cycle Turbine (PRMVR=GT or OT) unit under 25MW
EXCLUDE | IL | Joliet 9 | 874 | 321 | NG | GT | 18.4 | 14.1 | 0 | 0 |  |  | 0 | 0 |  | IPP Non-CHP | N | RE | 2004 | Simple Cycle Turbine (PRMVR=GT or OT) unit under 25MW
EXCLUDE | IL | Joliet 9 | 874 | 322 | NG | GT | 18.4 | 14.1 | 0 | 0 |  |  | 0 | 0 |  | IPP Non-CHP | N | RE | 2004 | Simple Cycle Turbine (PRMVR=GT or OT) unit under 25MW
EXCLUDE | IL | Joliet 9 | 874 | 323 | NG | GT | 18.4 | 14.1 | 0 | 0 |  |  | 0 | 0 |  | IPP Non-CHP | N | RE | 2004 | Simple Cycle Turbine (PRMVR=GT or OT) unit under 25MW
EXCLUDE | IL | Joliet 9 | 874 | 324 | NG | GT | 18.4 | 13.9 | 0 | 0 |  |  | 0 | 0 |  | IPP Non-CHP | N | RE | 2004 | Simple Cycle Turbine (PRMVR=GT or OT) unit under 25MW
COALST | IL | Joppa Steam | 887 | 1 | SUB | ST | 183.3 | 167 | 2450 | 1325679 |  |  | 1325679 | 1509995.66 |  | Electric Utility/IPP Non-CHP | N | OP
COALST | IL | Joppa Steam | 887 | 2 | SUB | ST | 183.3 | 167 | 2450 | 1116534 |  |  | 1116534 | 1241675.139 |  | Electric Utility/IPP Non-CHP | N | OP
COALST | IL | Joppa Steam | 887 | 3 | SUB | ST | 183.3 | 167 | 2300 | 1267951 |  |  | 1267951 | 1429394.036 |  | Electric Utility/IPP Non-CHP | N | OP
COALST | IL | Joppa Steam | 887 | 4 | SUB | ST | 183.3 | 167 | 2300 | 1345196 |  |  | 1345196 | 1505677.754 |  | Electric Utility/IPP Non-CHP | N | OP
COALST | IL | Joppa Steam | 887 | 5 | SUB | ST | 183.3 | 167 | 2300 | 1316603 |  |  | 1316603 | 1539059.885 |  | Electric Utility/IPP Non-CHP | N | OP
COALST | IL | Joppa Steam | 887 | 6 | SUB | ST | 183.3 | 167 | 2300 | 1337267 |  |  | 1337267 | 1565627.815 |  | Electric Utility/IPP Non-CHP | N | OP
EXCLUDE | IL | Kankakee Gas Recovery | 54659 | GEN1 | LFG | IC | 0.8 | 0.8 | 0 | 0 |  |  | 0 | 0 |  | IPP Non-CHP | N | OP |  | Internal Combustion (PRMVR=IC)
EXCLUDE | IL | Kankakee Gas Recovery | 54659 | GEN2 | LFG | IC | 0.8 | 0.8 | 0 | 0 |  |  | 0 | 0 |  | IPP Non-CHP | N | OP |  | Internal Combustion (PRMVR=IC)
EXCLUDE | IL | Kankakee Hydro Facility | 54525 | 1 | WAT | HY | 0.4 | 0.4 | 0 | 517.3333 |  |  | 517.3333 | 0 |  | Commercial Non-CHP | N | OP |  | Non Combustion (NUC, WAT, WND, GEO, or SUN)
EXCLUDE | IL | Kankakee Hydro Facility | 54525 | 2 | WAT | HY | 0.4 | 0.4 | 0 | 517.3333 |  |  | 517.3333 | 0 |  | Commercial Non-CHP | N | OP |  | Non Combustion (NUC, WAT, WND, GEO, or SUN)
EXCLUDE | IL | Kankakee Hydro Facility | 54525 | 3 | WAT | HY | 0.4 | 0.4 | 0 | 517.3333 |  |  | 517.3333 | 0 |  | Commercial Non-CHP | N | OP |  | Non Combustion (NUC, WAT, WND, GEO, or SUN)
NGCC | IL | Kendall County Generation Facility | 55131 | CTG1 | NG | CC | 180 | 160 | 2500 | 314625.8121 |  |  | 314625.8121 | 141891.4629 |  | Electric Utility/IPP Non-CHP | N | OP
NGCC | IL | Kendall County Generation Facility | 55131 | CTG2 | NG | CC | 180 | 160 | 2500 | 314625.8121 |  |  | 314625.8121 | 141891.4629 |  | Electric Utility/IPP Non-CHP | N | OP
NGCC | IL | Kendall County Generation Facility | 55131 | CTG3 | NG | CC | 180 | 160 | 2500 | 314625.8121 |  |  | 314625.8121 | 141891.4629 |  | Electric Utility/IPP Non-CHP | N | OP
NGCC | IL | Kendall County Generation Facility | 55131 | CTG4 | NG | CC | 180 | 160 | 2500 | 314625.8121 |  |  | 314625.8121 | 141891.4629 |  | Electric Utility/IPP Non-CHP | N | OP
NGCC | IL | Kendall County Generation Facility | 55131 | STG1 | NG | CC | 134 | 125 | 2500 | 234221.4379 |  |  | 234221.4379 | 105630.3113 |  | Electric Utility/IPP Non-CHP | N | OP
NGCC | IL | Kendall County Generation Facility | 55131 | STG2 | NG | CC | 134 | 125 | 2500 | 234221.4379 |  |  | 234221.4379 | 105630.3113 |  | Electric Utility/IPP Non-CHP | N | OP
NGCC | IL | Kendall County Generation Facility | 55131 | STG3 | NG | CC | 134 | 125 | 2500 | 234221.4379 |  |  | 234221.4379 | 105630.3113 |  | Electric Utility/IPP Non-CHP | N | OP
NGCC | IL | Kendall County Generation Facility | 55131 | STG4 | NG | CC | 134 | 125 | 2500 | 234221.4379 |  |  | 234221.4379 | 105630.3113 |  | Electric Utility/IPP Non-CHP | N | OP
EXCLUDE | IL | Kickapoo | 7896 | 1 | DFO | IC | 1.6 | 1.6 | 0 | 0 |  |  | 0 | 0 |  | Electric Utility | N | RE | 2005 | Internal Combustion (PRMVR=IC)
EXCLUDE | IL | Kickapoo | 7896 | 2 | DFO | IC | 1.6 | 1.6 | 0 | 0 |  |  | 0 | 0 |  | Electric Utility | N | RE | 2005 | Internal Combustion (PRMVR=IC)
EXCLUDE | IL | Kickapoo | 7896 | 3 | DFO | IC | 1.6 | 1.6 | 0 | 0 |  |  | 0 | 0 |  | Electric Utility | N | RE | 2005 | Internal Combustion (PRMVR=IC)
EXCLUDE | IL | Kickapoo | 7896 | 4 | DFO | IC | 1.6 | 1.6 | 0 | 0 |  |  | 0 | 0 |  | Electric Utility | N | RE | 2005 | Internal Combustion (PRMVR=IC)
EXCLUDE | IL | Kickapoo | 7896 | 5 | DFO | IC | 1.6 | 1.6 | 0 | 0 |  |  | 0 | 0 |  | Electric Utility | N | RE | 2005 | Internal Combustion (PRMVR=IC)
EXCLUDE | IL | Kickapoo | 7896 | 6 | DFO | IC | 1.6 | 1.6 | 0 | 0 |  |  | 0 | 0 |  | Electric Utility | N | RE | 2005 | Internal Combustion (PRMVR=IC)
EXCLUDE | IL | Kickapoo | 7896 | 7 | DFO | IC | 1.6 | 1.6 | 0 | 0 |  |  | 0 | 0 |  | Electric Utility | N | RE | 2005 | Internal Combustion (PRMVR=IC)
EXCLUDE | IL | Kickapoo | 7896 | 8 | DFO | IC | 1.6 | 1.6 | 0 | 0 |  |  | 0 | 0 |  | Electric Utility | N | RE | 2005 | Internal Combustion (PRMVR=IC)
COALST | IL | Kincaid Generation LLC | 876 | 1 | SUB | ST | 659.5 | 579 | 6634 | 2518961 |  |  | 2518961 | 2902825.376 |  | Electric Utility/IPP Non-CHP | N | OP
COALST | IL | Kincaid Generation LLC | 876 | 2 | SUB | ST | 659.5 | 579 | 6406 | 2585948 |  |  | 2585948 | 2976578.517 |  | Electric Utility/IPP Non-CHP | N | OP
SSTLOGN | IL | Kinmundy | 55204 | 1 | NG | GT | 135 | 104 | 1459 | 8408 |  |  | 8408 | 5494.9 |  | Electric Utility | N | OP
SSTLOGN | IL | Kinmundy | 55204 | 2 | NG | GT | 135 | 104 | 1459 | 8408 |  |  | 8408 | 7525.486 |  | Electric Utility | N | OP
EXCLUDE | IL | Klein Tools Chicago | 10498 | 17 | DFO | IC | 1.5 | 1.5 | 0 | 0 |  |  | 0 | 0 |  | Industrial Non-CHP | N | SB |  | Internal Combustion (PRMVR=IC)
EXCLUDE | IL | Koppers Chicago Plant | 10732 | GEN1 | WO | ST | 7.5 | 5 | 0 | 0 | 0 |  |  | 0 |  | Industrial CHP | Y | OS |  | Steam unit (PRMVR=ST) under 25MW/250 MMBtu/hr
EXCLUDE | IL | Lake Gas Recovery | 50575 | GEN1 | LFG | GT | 3 | 2.9 | 0 | 0 |  |  | 0 | 0 |  | IPP Non-CHP | N | RE | 2008 | Non Fossil fuel type
EXCLUDE | IL | Lake Gas Recovery | 50575 | GEN2 | LFG | GT | 3 | 2.9 | 0 | 13604.5 |  |  | 13604.5 | 16632.8609 |  | IPP Non-CHP | N | OP | 2013 | Non Fossil fuel type
EXCLUDE | IL | Lake Gas Recovery | 50575 | GEN3 | LFG | GT | 3 | 2.9 | 0 | 13604.5 |  |  | 13604.5 | 16632.8609 |  | IPP Non-CHP | N | OP |  | Non Fossil fuel type
EXCLUDE | IL | Lakeside | 964 | 6 | BIT | ST | 37.5 | 38 | 0 | 0 |  |  | 0 | 0 |  | Electric Utility | N | RE | 2009 | Retired in 2009
EXCLUDE | IL | Lakeside | 964 | 7 | BIT | ST | 37.5 | 38 | 0 | 0 |  |  | 0 | 0 |  | Electric Utility | N | RE | 2009 | Retired in 2009
EXCLUDE | IL | Lakeside | 964 | D1 | DFO | IC | 1.8 | 1.7 | 0 | 0 |  |  | 0 | 0 |  | Electric Utility | N | OP |  | Internal Combustion (PRMVR=IC)
EXCLUDE | IL | Lakeside | 964 | D2 | DFO | IC | 1.8 | 1.7 | 0 | 0 |  |  | 0 | 0 |  | Electric Utility | N | OP |  | Internal Combustion (PRMVR=IC)
EXCLUDE | IL | Lakeside | 964 | D3 | DFO | IC | 1.8 | 1.7 | 0 | 0 |  |  | 0 | 0 |  | Electric Utility | N | OP |  | Internal Combustion (PRMVR=IC)
EXCLUDE | IL | Lancaster Wind Farm Project | 56657 | 1 | WND | WT | 70 | 70 | 0 | 0 |  |  | 0 | 0 |  | IPP Non-CHP | N | P |  | Non Combustion (NUC, WAT, WND, GEO, or SUN)
EXCLUDE | IL | LaSalle Generating Station | 6026 | 1 | NUC | ST | 1170 | 1118 | 0 | 9628180 |  |  | 9628180 | 0 |  | IPP Non-CHP | N | OP |  | Non Combustion (NUC, WAT, WND, GEO, or SUN)
EXCLUDE | IL | LaSalle Generating Station | 6026 | 2 | NUC | ST | 1170 | 1120 | 0 | 9628180 |  |  | 9628180 | 0 |  | IPP Non-CHP | N | OP |  | Non Combustion (NUC, WAT, WND, GEO, or SUN)
SSTLOGN | IL | Lee Energy Facility | 55236 | CT1 | NG | GT | 101.8 | 71 | 1200 | 3984 |  |  | 3984 | 6203.772 |  | Electric Utility/IPP Non-CHP | N | OP
SSTLOGN | IL | Lee Energy Facility | 55236 | CT2 | NG | GT | 101.8 | 71 | 1200 | 3984 |  |  | 3984 | 4505.812 |  | Electric Utility/IPP Non-CHP | N | OP
SSTLOGN | IL | Lee Energy Facility | 55236 | CT3 | NG | GT | 101.8 | 71 | 1200 | 3984 |  |  | 3984 | 1541.197 |  | Electric Utility/IPP Non-CHP | N | OP
SSTLOGN | IL | Lee Energy Facility | 55236 | CT4 | NG | GT | 101.8 | 71 | 1200 | 744.9241 |  |  | 744.9241 | 588.747 |  | Electric Utility/IPP Non-CHP | N | OP
SSTLOGN | IL | Lee Energy Facility | 55236 | CT5 | NG | GT | 101.8 | 71 | 1200 | 3984 |  |  | 3984 | 2527.992 |  | Electric Utility/IPP Non-CHP | N | OP
SSTLOGN | IL | Lee Energy Facility | 55236 | CT6 | NG | GT | 101.8 | 71 | 1200 | 3984 |  |  | 3984 | 2677.427 |  | Electric Utility/IPP Non-CHP | N | OP
SSTLOGN | IL | Lee Energy Facility | 55236 | CT7 | NG | GT | 101.8 | 71 | 1200 | 3984 |  |  | 3984 | 1982.004 |  | Electric Utility/IPP Non-CHP | N | OP
SSTLOGN | IL | Lee Energy Facility | 55236 | CT8 | NG | GT | 101.8 | 71 | 1200 | 3984 |  |  | 3984 | 1401.05 |  | Electric Utility/IPP Non-CHP | N | OP
EXCLUDE | IL | Lexington Chenoa Wind Farm II LLC | 57622 | GEN1 | WND | WT | 100 | 100 | 0 | 0 |  |  | 0 | 0 |  | IPP Non-CHP | N | P |  | Non Combustion (NUC, WAT, WND, GEO, or SUN)
EXCLUDE | IL | Lexington Chenoa Wind Farm LLC | 57623 | GEN1 | WND | WT | 200 | 200 | 0 | 0 |  |  | 0 | 0 |  | IPP Non-CHP | N | P |  | Non Combustion (NUC, WAT, WND, GEO, or SUN)
SSTLOGN | IL | Lincoln Generating Facility | 55222 | CTG1 | NG | GT | 86.5 | 77.5 | 1001 | 4139.125 |  |  | 4139.125 | 3421.5 |  | Electric Utility/IPP Non-CHP | N | OP
SSTLOGN | IL | Lincoln Generating Facility | 55222 | CTG2 | NG | GT | 86.5 | 77.8 | 1001 | 4139.125 |  |  | 4139.125 | 3313.347 |  | Electric Utility/IPP Non-CHP | N | OP
SSTLOGN | IL | Lincoln Generating Facility | 55222 | CTG3 | NG | GT | 86.5 | 78 | 1001 | 4139.125 |  |  | 4139.125 | 3372.798 |  | Electric Utility/IPP Non-CHP | N | OP
SSTLOGN | IL | Lincoln Generating Facility | 55222 | CTG4 | NG | GT | 86.5 | 78 | 1001 | 4139.125 |  |  | 4139.125 | 3814.58 |  | Electric Utility/IPP Non-CHP | N | OP
SSTLOGN | IL | Lincoln Generating Facility | 55222 | CTG5 | NG | GT | 86.5 | 77.5 | 1001 | 4139.125 |  |  | 4139.125 | 2524.726 |  | Electric Utility/IPP Non-CHP | N | OP
SSTLOGN | IL | Lincoln Generating Facility | 55222 | CTG6 | NG | GT | 86.5 | 77.3 | 1001 | 4139.125 |  |  | 4139.125 | 2902.425 |  | Electric Utility/IPP Non-CHP | N | OP
SSTLOGN | IL | Lincoln Generating Facility | 55222 | CTG7 | NG | GT | 86.5 | 78.2 | 1001 | 4139.125 |  |  | 4139.125 | 2235.36 |  | Electric Utility/IPP Non-CHP | N | OP
SSTLOGN | IL | Lincoln Generating Facility | 55222 | CTG8 | NG | GT | 86.5 | 78.6 | 1001 | 4139.125 |  |  | 4139.125 | 2739.851 |  | Electric Utility/IPP Non-CHP | N | OP
EXCLUDE | IL | Little Company of Mary Hospital | 10400 | GEN1 | NG | GT | 3.8 | 3.2 | 0 | 20264.44 | 0.17723 | 427977.1654 | 114339.1393 | 19112.6899 |  | Commercial CHP | Y | OP |  | Simple Cycle Turbine (PRMVR=GT or OT) unit under 25MW
EXCLUDE | IL | Livingston Generating Facility | 55054 | 1 | LFG | GT | 5 | 4.2 | 0 | 0 |  |  | 0 | 0 |  | IPP Non-CHP | N | OS |  | Non Fossil fuel type
EXCLUDE | IL | Livingston Generating Facility | 55054 | 3 | LFG | GT | 5 | 4.2 | 0 | 0 |  |  | 0 | 0 |  | IPP Non-CHP | N | OS |  | Non Fossil fuel type
EXCLUDE | IL | Livingston Generating Facility | 55054 | GEN2 | LFG | GT | 5 | 4.2 | 0 | 0 |  |  | 0 | 0 |  | IPP Non-CHP | N | OS |  | Non Fossil fuel type
EXCLUDE | IL | Lockport Powerhouse | 10903 | 1GEN | WAT | HY | 8 | 6 | 0 | 21203.5 |  |  | 21203.5 | 0 |  | IPP Non-CHP | N | OP |  | Non Combustion (NUC, WAT, WND, GEO, or SUN)
EXCLUDE | IL | Lockport Powerhouse | 10903 | 2GEN | WAT | HY | 8 | 6 | 0 | 21203.5 |  |  | 21203.5 | 0 |  | IPP Non-CHP | N | OP |  | Non Combustion (NUC, WAT, WND, GEO, or SUN)
EXCLUDE | IL | Lockport Powerhouse | 10903 | GEN1 | WAT | HY | 8 | 6 | 0 | 0 |  |  | 0 | 0 |  | IPP Non-CHP | N | RE | 1950 | Non Combustion (NUC, WAT, WND, GEO, or SUN)
EXCLUDE | IL | Lockport Powerhouse | 10903 | GEN2 | WAT | HY | 8 | 6 | 0 | 0 |  |  | 0 | 0 |  | IPP Non-CHP | N | RE | 1950 | Non Combustion (NUC, WAT, WND, GEO, or SUN)
EXCLUDE | IL | Lombard | 877 | 311 | KER | GT | 22.1 | 16.2 | 0 | 0 |  |  | 0 | 0 |  | IPP Non-CHP | N | RE | 2004 | Simple Cycle Turbine (PRMVR=GT or OT) unit under 25MW
EXCLUDE | IL | Lombard | 877 | 312 | NG | GT | 22.1 | 18.4 | 0 | 0 |  |  | 0 | 0 |  | IPP Non-CHP | N | RE | 2004 | Simple Cycle Turbine (PRMVR=GT or OT) unit under 25MW
EXCLUDE | IL | Lombard | 877 | 321 | KER | GT | 22.1 | 15.5 | 0 | 0 |  |  | 0 | 0 |  | IPP Non-CHP | N | RE | 2004 | Simple Cycle Turbine (PRMVR=GT or OT) unit under 25MW
EXCLUDE | IL | Lombard | 877 | 322 | KER | GT | 22.1 | 18.8 | 0 | 0 |  |  | 0 | 0 |  | IPP Non-CHP | N | RE | 2004 | Simple Cycle Turbine (PRMVR=GT or OT) unit under 25MW
EXCLUDE | IL | Lombard | 877 | 331 | KER | GT | 22.1 | 16.2 | 0 | 0 |  |  | 0 | 0 |  | IPP Non-CHP | N | RE | 2004 | Simple Cycle Turbine (PRMVR=GT or OT) unit under 25MW
EXCLUDE | IL | Lombard | 877 | 332 | NG | GT | 22.1 | 18.3 | 0 | 0 |  |  | 0 | 0 |  | IPP Non-CHP | N | RE | 2004 | Simple Cycle Turbine (PRMVR=GT or OT) unit under 25MW
EXCLUDE | IL | Mallard Lake Electric | 55592 | 1 | LFG | CC | 5 | 3.8 | 0 | 20891.25 |  |  | 20891.25 | 14607.5162 |  | IPP Non-CHP | N | OP |  | Non Fossil fuel type
EXCLUDE | IL | Mallard Lake Electric | 55592 | 2 | LFG | CC | 5 | 3.8 | 0 | 20891.25 |  |  | 20891.25 | 14607.5162 |  | IPP Non-CHP | N | OP |  | Non Fossil fuel type
EXCLUDE | IL | Mallard Lake Electric | 55592 | 3 | LFG | CC | 5 | 3.8 | 0 | 0 |  |  | 0 | 0 |  | IPP Non-CHP | N | RE | 2009 | Non Fossil fuel type
EXCLUDE | IL | Mallard Lake Electric | 55592 | 4 | LFG | CC | 10 | 7.6 | 0 | 41782.5 |  |  | 41782.5 | 29215.0325 |  | IPP Non-CHP | N | OP |  | Non Fossil fuel type
COALST | IL | Marion | 976 | 1 | BIT | ST | 33 | 40 | 806.2802 | 241359 |  |  | 241359 | 322808.9496 |  | Electric Utility | N | OP
COALST | IL | Marion | 976 | 2 | BIT | ST | 33 | 40 | 821.2961 | 245854 |  |  | 245854 | 328820.8499 |  | Electric Utility | N | OP
COALST | IL | Marion | 976 | 3 | BIT | ST | 33 | 40 | 826.6511 | 247457 |  |  | 247457 | 330964.8045 |  | Electric Utility | N | OP
COALST | IL | Marion | 976 | 4 | BIT | ST | 173 | 170 | 3715.6857 | 1112286 |  |  | 1112286 | 1487642.3723 |  | Electric Utility | N | OP
SSTLOGN | IL | Marion | 976 | 5 | NG | GT | 75 | 70 | 22.2934 | 6673.5 |  |  | 6673.5 | 8925.5653 |  | Electric Utility | N | SB
SSTLOGN | IL | Marion | 976 | 6 | NG | GT | 75 | 70 | 22.2934 | 6673.5 |  |  | 6673.5 | 8925.5653 |  | Electric Utility | N | SB
EXCLUDE | IL | Mars Snackfood US | 54855 | 1 | NG | GT | 3.5 | 3 | 0 | 19242.3 | 0.37791 | 144100.0178 | 50917.2746 | 21795.5008 |  | Industrial CHP | Y | OP |  | Simple Cycle Turbine (PRMVR=GT or OT) unit under 25MW
EXCLUDE | IL | Marshall | 949 | 1 | DFO | IC | 0.9 | 0.8 | 0 | 0 |  |  | 0 | 0 |  | Electric Utility | N | RE | 2006 | Internal Combustion (PRMVR=IC)
EXCLUDE | IL | Marshall | 949 | 2 | DFO | IC | 0.9 | 0.8 | 0 | 0 |  |  | 0 | 0 |  | Electric Utility | N | RE | 2006 | Internal Combustion (PRMVR=IC)
EXCLUDE | IL | Marshall | 949 | 3 | DFO | IC | 1.2 | 1.1 | 0 | 0 |  |  | 0 | 0 |  | Electric Utility | N | RE | 2006 | Internal Combustion (PRMVR=IC)
EXCLUDE | IL | Marshall | 949 | 5 | DFO | IC | 2.5 | 2.5 | 0 | 0 |  |  | 0 | 0 |  | Electric Utility | N | OP |  | Internal Combustion (PRMVR=IC)
EXCLUDE | IL | Marshall | 949 | 6 | DFO | IC | 1.8 | 1.8 | 0 | 0 |  |  | 0 | 0 |  | Electric Utility | N | OP |  | Internal Combustion (PRMVR=IC)
EXCLUDE | IL | Marshall | 949 | 7 | DFO | IC | 1.8 | 1.8 | 0 | 0 |  |  | 0 | 0 |  | Electric Utility | N | OP |  | Internal Combustion (PRMVR=IC)
EXCLUDE | IL | Marshall | 949 | 8 | DFO | IC | 1.8 | 1.8 | 0 | 0 |  |  | 0 | 0 |  | Electric Utility | N | OP |  | Internal Combustion (PRMVR=IC)
EXCLUDE | IL | Marshall | 949 | 9 | DFO | IC | 1.8 | 1.8 | 0 | 0 |  |  | 0 | 0 |  | Electric Utility | N | OP |  | Internal Combustion (PRMVR=IC)
EXCLUDE | IL | Marshall | 949 | 10 | DFO | IC | 1.8 | 1.8 | 0 | 0 |  |  | 0 | 0 |  | Electric Utility | N | OP |  | Internal Combustion (PRMVR=IC)
EXCLUDE | IL | Marshall | 949 | 11 | DFO | IC | 1.8 | 1.8 | 0 | 0 |  |  | 0 | 0 |  | Electric Utility | N | OP |  | Internal Combustion (PRMVR=IC)
EXCLUDE | IL | Marshall | 949 | 12 | DFO | IC | 1.8 | 1.8 | 0 | 0 |  |  | 0 | 0 |  | Electric Utility | N | OP |  | Internal Combustion (PRMVR=IC)
EXCLUDE | IL | Marshall | 949 | 13 | DFO | IC | 1.8 | 1.8 | 0 | 0 |  |  | 0 | 0 |  | Electric Utility | N | OP |  | Internal Combustion (PRMVR=IC)
EXCLUDE | IL | Mascoutah | 950 | IC1 | DFO | IC | 0.6 | 0.5 | 0 | 0 |  |  | 0 | 0 |  | Electric Utility | N | RE | 2011 | Internal Combustion (PRMVR=IC)
EXCLUDE | IL | Mascoutah | 950 | IC2 | DFO | IC | 0.6 | 0.5 | 0 | 0 |  |  | 0 | 0 |  | Electric Utility | N | RE | 2011 | Internal Combustion (PRMVR=IC)
EXCLUDE | IL | Mascoutah | 950 | IC3 | DFO | IC | 1.1 | 1 | 0 | 0 |  |  | 0 | 0 |  | Electric Utility | N | RE | 2011 | Internal Combustion (PRMVR=IC)
EXCLUDE | IL | Mascoutah | 950 | IC4 | DFO | IC | 2.1 | 2 | 0 | 0 |  |  | 0 | 0 |  | Electric Utility | N | RE | 2011 | Internal Combustion (PRMVR=IC)
EXCLUDE | IL | Mascoutah | 950 | IC5 | DFO | IC | 2.3 | 2.3 | 0 | 0 |  |  | 0 | 0 |  | Electric Utility | N | RE | 2011 | Internal Combustion (PRMVR=IC)
EXCLUDE | IL | McLeansboro | 948 | 2 | DFO | IC | 0.6 | 0.4 | 0 | 0 |  |  | 0 | 0 |  | Electric Utility | N | SB |  | Internal Combustion (PRMVR=IC)
EXCLUDE | IL | McLeansboro | 948 | 5 | DFO | IC | 2 | 1.8 | 0 | 0 |  |  | 0 | 0 |  | Electric Utility | N | SB |  | Internal Combustion (PRMVR=IC)
EXCLUDE | IL | McLeansboro | 948 | 6 | DFO | IC | 2.4 | 2.2 | 0 | 0 |  |  | 0 | 0 |  | Electric Utility | N | SB |  | Internal Combustion (PRMVR=IC)
EXCLUDE | IL | McLeansboro | 948 | 7 | DFO | IC | 1.1 | 1 | 0 | 0 |  |  | 0 | 0 |  | Electric Utility | N | SB |  | Internal Combustion (PRMVR=IC)
EXCLUDE | IL | McLeansboro | 948 | 8 | DFO | IC | 1.1 | 1 | 0 | 0 |  |  | 0 | 0 |  | Electric Utility | N | SB |  | Internal Combustion (PRMVR=IC)
EXCLUDE | IL | McLeansboro | 948 | 9 | DFO | IC | 2 | 2 | 0 | 0 |  |  | 0 | 0 |  | Electric Utility | N | SB |  | Internal Combustion (PRMVR=IC)
EXCLUDE | IL | Mendota Hills, LLC | 56160 | GEN1 | WND | WT | 50.4 | 50.4 | 0 | 95346 |  |  | 95346 | 0 |  | IPP Non-CHP | N | OP |  | Non Combustion (NUC, WAT, WND, GEO, or SUN)
SSTLOGN | IL | MEPI GT Facility | 7858 | 1 | NG | GT | 64.5 | 55 | 564.3483 | 3718.5373 |  |  | 3718.5373 | 3189.9156 |  | Electric Utility/IPP Non-CHP | N | OP
SSTLOGN | IL | MEPI GT Facility | 7858 | 2 | NG | GT | 64.5 | 55 | 564.3483 | 3718.5373 |  |  | 3718.5373 | 3189.9156 |  | Electric Utility/IPP Non-CHP | N | OP
SSTLOGN | IL | MEPI GT Facility | 7858 | 3 | NG | GT | 64.5 | 55 | 564.3483 | 3718.5373 |  |  | 3718.5373 | 3189.9156 |  | Electric Utility/IPP Non-CHP | N | OP
SSTLOGN | IL | MEPI GT Facility | 7858 | 4 | NG | GT | 54 | 37 | 472.4776 | 3113.194 |  |  | 3113.194 | 2670.627 |  | Electric Utility/IPP Non-CHP | N | OP
SSTLOGN | IL | MEPI GT Facility | 7858 | 5 | NG | GT | 54 | 37 | 472.4776 | 3113.194 |  |  | 3113.194 | 2670.627 |  | Electric Utility/IPP Non-CHP | N | OP
COALST | IL | Meredosia | 864 | 1 | BIT | ST | 57.5 | 52 | 0 | 88531.6492 |  |  | 88531.6492 | 101237.4448 |  | IPP Non-CHP | N | RE | 2011
COALST | IL | Meredosia | 864 | 2 | BIT | ST | 57.5 | 53 | 0 | 88531.6492 |  |  | 88531.6492 | 101237.4448 |  | IPP Non-CHP | N | RE | 2011
COALST | IL | Meredosia | 864 | 3 | SUB | ST | 239.3 | 203 | 0 | 368445.6289 |  |  | 368445.6289 | 438889.8541 |  | IPP Non-CHP | N | RE | 2011
OGST | IL | Meredosia | 864 | 4 | RFO | ST | 209.7 | 166 | 0 | 322871.0756 |  |  | 322871.0756 | 297231.8547 |  | IPP Non-CHP | N | RE | 2011
EXCLUDE | IL | Milam Gas Recovery | 50566 | GEN1 | LFG | IC | 0.8 | 0.8 | 0 | 0 |  |  | 0 | 0 |  | IPP Non-CHP | N | OP |  | Internal Combustion (PRMVR=IC)
EXCLUDE | IL | Milam Gas Recovery | 50566 | GEN2 | LFG | IC | 0.8 | 0.8 | 0 | 0 |  |  | 0 | 0 |  | IPP Non-CHP | N | OP |  | Internal Combustion (PRMVR=IC)
EXCLUDE | IL | Milam Gas Recovery | 50566 | GEN3 | LFG | IC | 0.8 | 0.8 | 0 | 0 |  |  | 0 | 0 |  | IPP Non-CHP | N | OP |  | Internal Combustion (PRMVR=IC)
EXCLUDE | IL | Minonk Wind Farm | 57284 | 1 | WND | WT | 200 | 192.3 | 0 | 0 |  |  | 0 | 0 |  | IPP Non-CHP | N | U |  | Non Combustion (NUC, WAT, WND, GEO, or SUN)
EXCLUDE | IL | Moline | 899 | GT1 | NG | GT | 18 | 15.7 | 0 | 45.75 |  |  | 45.75 | 201.6462 |  | Electric Utility | N | OP |  | Simple Cycle Turbine (PRMVR=GT or OT) unit under 25MW
EXCLUDE | IL | Moline | 899 | GT2 | NG | GT | 18 | 13.3 | 0 | 45.75 |  |  | 45.75 | 201.6462 |  | Electric Utility | N | OP |  | Simple Cycle Turbine (PRMVR=GT or OT) unit under 25MW
EXCLUDE | IL | Moline | 899 | GT3 | NG | GT | 18 | 14.3 | 0 | 45.75 |  |  | 45.75 | 201.6462 |  | Electric Utility | N | OP |  | Simple Cycle Turbine (PRMVR=GT or OT) unit under 25MW
EXCLUDE | IL | Moline | 899 | GT4 | NG | GT | 18 | 14.3 | 0 | 45.75 |  |  | 45.75 | 201.6462 |  | Electric Utility | N | OP |  | Simple Cycle Turbine (PRMVR=GT or OT) unit under 25MW
EXCLUDE | IL | Moline | 899 | HY1 | WAT | HY | 0.9 | 0.8 | 0 | 1321.5 |  |  | 1321.5 | 0 |  | Electric Utility | N | OP |  | Non Combustion (NUC, WAT, WND, GEO, or SUN)
EXCLUDE | IL | Moline | 899 | HY2 | WAT | HY | 0.9 | 0.8 | 0 | 1321.5 |  |  | 1321.5 | 0 |  | Electric Utility | N | OP |  | Non Combustion (NUC, WAT, WND, GEO, or SUN)
EXCLUDE | IL | Moline | 899 | HY3 | WAT | HY | 0.9 | 0.8 | 0 | 1321.5 |  |  | 1321.5 | 0 |  | Electric Utility | N | OP |  | Non Combustion (NUC, WAT, WND, GEO, or SUN)
EXCLUDE | IL | Moline | 899 | HY4 | WAT | HY | 0.9 | 0.8 | 0 | 1321.5 |  |  | 1321.5 | 0 |  | Electric Utility | N | OP |  | Non Combustion (NUC, WAT, WND, GEO, or SUN)
EXCLUDE | IL | Mooseheart Power House | 50337 | GEN1 | NG | IC | 0.5 | 0.5 | 0 | 0 | 0 |  |  | 0 |  | Commercial CHP | Y | SB |  | Internal Combustion (PRMVR=IC)
EXCLUDE | IL | Mooseheart Power House | 50337 | GEN2 | NG | IC | 0.5 | 0.5 | 0 | 0 | 0 |  |  | 0 |  | Commercial CHP | Y | SB |  | Internal Combustion (PRMVR=IC)
EXCLUDE | IL | Mooseheart Power House | 50337 | GEN3 | NG | IC | 0.3 | 0.3 | 0 | 0 | 0 |  |  | 0 |  | Commercial CHP | Y | SB |  | Internal Combustion (PRMVR=IC)
EXCLUDE | IL | Mooseheart Power House | 50337 | GEN4 | NG | IC | 0.5 | 0.5 | 0 | 0 | 0 |  |  | 0 |  | Commercial CHP | Y | SB |  | Internal Combustion (PRMVR=IC)
NGCC | IL | Morris Cogeneration LLC | 55216 | STG1 | NG | CC | 62 | 62 | 0 | 173772.1453 | 0.46318 | 916249.5991 | 375175.1931 | 135229.2315 |  | IPP CHP | Y | OP
NGCC | IL | Morris Cogeneration LLC | 55216 | UNT1 | NG | CC | 39 | 38 | 0 | 109308.2849 | 0.46318 | 576350.5543 | 235997.2989 | 85063.5488 |  | IPP CHP | Y | OP
NGCC | IL | Morris Cogeneration LLC | 55216 | UNT2 | NG | CC | 39 | 38 | 0 | 109308.2849 | 0.46318 | 576350.5543 | 235997.2989 | 85063.5488 |  | IPP CHP | Y | OP
NGCC | IL | Morris Cogeneration LLC | 55216 | UNT3 | NG | CC | 39 | 38 | 0 | 109308.2849 | 0.46318 | 576350.5543 | 235997.2989 | 85063.5488 |  | IPP CHP | Y | OP
EXCLUDE | IL | Morris Genco LLC | 55774 | MO1 | LFG | IC | 1.4 | 1.3 | 0 | 0 |  |  | 0 | 0 |  | IPP Non-CHP | N | RE | 2011 | Internal Combustion (PRMVR=IC)
EXCLUDE | IL | Morris Genco LLC | 55774 | MO2 | LFG | IC | 1.4 | 1.3 | 0 | 0 |  |  | 0 | 0 |  | IPP Non-CHP | N | RE | 2011 | Internal Combustion (PRMVR=IC)
EXCLUDE | IL | Morris Genco LLC | 55774 | MO3 | LFG | IC | 1.4 | 1.3 | 0 | 0 |  |  | 0 | 0 |  | IPP Non-CHP | N | RE | 2011 | Internal Combustion (PRMVR=IC)
EXCLUDE | IL | Morris Genco LLC | 55774 | MO4 | LFG | IC | 1.1 | 1 | 0 | 0 |  |  | 0 | 0 |  | IPP Non-CHP | N | P |  | Internal Combustion (PRMVR=IC)
EXCLUDE | IL | Morris Genco LLC | 55774 | MO5 | LFG | IC | 1.1 | 1 | 0 | 0 |  |  | 0 | 0 |  | IPP Non-CHP | N | P |  | Internal Combustion (PRMVR=IC)
EXCLUDE | IL | MPEA Energy Center | 55067 | GEN1 | NG | GT | 1.1 | 1.1 | 0 | 0 | 0 |  |  | 0.058444 |  | IPP CHP | Y | SB |  | Simple Cycle Turbine (PRMVR=GT or OT) unit under 25MW
EXCLUDE | IL | MPEA Energy Center | 55067 | GEN2 | NG | GT | 1.1 | 1.1 | 0 | 0 | 0 |  |  | 0.058444 |  | IPP CHP | Y | SB |  | Simple Cycle Turbine (PRMVR=GT or OT) unit under 25MW
EXCLUDE | IL | MPEA Energy Center | 55067 | GEN3 | NG | GT | 1.1 | 1.1 | 0 | 0 | 0 |  |  | 0.058444 |  | IPP CHP | Y | SB |  | Simple Cycle Turbine (PRMVR=GT or OT) unit under 25MW
EXCLUDE | IL | MPEA Energy Center | 55067 | GEN4 | DFO | IC | 2 | 2 | 0 | 0 | 0 |  |  | 0 |  | IPP CHP | Y | SB |  | Internal Combustion (PRMVR=IC)
EXCLUDE | IL | MPEA Energy Center | 55067 | GEN5 | DFO | IC | 2 | 2 | 0 | 0 | 0 |  |  | 0 |  | IPP CHP | Y | SB |  | Internal Combustion (PRMVR=IC)
EXCLUDE | IL | MPEA Energy Center | 55067 | GEN6 | DFO | IC | 2 | 2 | 0 | 0 | 0 |  |  | 0 |  | IPP CHP | Y | SB |  | Internal Combustion (PRMVR=IC)
EXCLUDE | IL | Nalco | 50326 | AT1 | NG | CC | 4 | 3 | 0 | 13499.9234 | 0.29229 | 148703.9614 | 46186.902 | 15935.7988 |  | Commercial CHP | Y | OP |  | Combined Cycle (PRMVR=CC) unit under 25MW
EXCLUDE | IL | Nalco | 50326 | DPOX | NG | CC | 0.7 | 0.7 | 0 | 2362.4866 | 0.29229 | 26023.1932 | 8082.7079 | 2788.7648 |  | Commercial CHP | Y | OP |  | Combined Cycle (PRMVR=CC) unit under 25MW
COALST | IL | Newton | 6017 | 1 | SUB | ST | 617.4 | 598 | 7449 | 3742975 |  |  | 3742975 | 4141522.501 |  | Electric Utility/IPP Non-CHP | N | OP
COALST | IL | Newton | 6017 | 2 | SUB | ST | 617.4 | 599 | 7088 | 3650160 |  |  | 3650160 | 3827279.591 |  | Electric Utility/IPP Non-CHP | N | OP
EXCLUDE | IL | North Ninth Street | 960 | 1 | DFO | IC | 0.9 | 0.6 | 0 | 0 |  |  | 0 | 0 |  | Electric Utility | N | OP |  | Internal Combustion (PRMVR=IC)
EXCLUDE | IL | North Ninth Street | 960 | 3 | NG | IC | 2.5 | 2 | 0 | 0 |  |  | 0 | 0 |  | Electric Utility | N | OP |  | Internal Combustion (PRMVR=IC)
EXCLUDE | IL | North Ninth Street | 960 | 4 | DFO | IC | 1 | 0.7 | 0 | 0 |  |  | 0 | 0 |  | Electric Utility | N | OP |  | Internal Combustion (PRMVR=IC)
EXCLUDE | IL | North Ninth Street | 960 | 5 | NG | IC | 1 | 0.8 | 0 | 0 |  |  | 0 | 0 |  | Electric Utility | N | RE | 2002 | Internal Combustion (PRMVR=IC)
EXCLUDE | IL | North Ninth Street | 960 | 6 | NG | IC | 2.5 | 2 | 0 | 0 |  |  | 0 | 0 |  | Electric Utility | N | OP |  | Internal Combustion (PRMVR=IC)
EXCLUDE | IL | North Ninth Street | 960 | 7 | NG | IC | 3.8 | 3.5 | 0 | 0 |  |  | 0 | 0 |  | Electric Utility | N | OP |  | Internal Combustion (PRMVR=IC)
EXCLUDE | IL | North Ninth Street | 960 | 8 | DFO | IC | 1 | 0.5 | 0 | 0 |  |  | 0 | 0 |  | Electric Utility | N | OP |  | Internal Combustion (PRMVR=IC)
EXCLUDE | IL | North Ninth Street | 960 | 9 | NG | IC | 3.5 | 3 | 0 | 0 |  |  | 0 | 0 |  | Electric Utility | N | OP |  | Internal Combustion (PRMVR=IC)
EXCLUDE | IL | North Ninth Street | 960 | 10 | NG | IC | 2.5 | 2 | 0 | 0 |  |  | 0 | 0 |  | Electric Utility | N | OP |  | Internal Combustion (PRMVR=IC)
SSTLOGN | IL | NRG Rockford I | 55238 | 1 | NG | GT | 158 | 149.4 | 0 | 16945 |  |  | 16945 | 11390.053 |  | IPP Non-CHP | N | OP
SSTLOGN | IL | NRG Rockford I | 55238 | 2 | NG | GT | 158 | 148.5 | 0 | 16945 |  |  | 16945 | 11390.053 |  | IPP Non-CHP | N | OP
SSTLOGN | IL | NRG Rockford II Energy Center | 55936 | GT3 | NG | GT | 168 | 153 | 1721.9 | 27850 |  |  | 27850 | 17124.606 |  | Electric Utility/IPP Non-CHP | N | OP
EXCLUDE | IL | Oglesby | 894 | 1 | NG | GT | 17.5 | 13.5 | 0 | 103.5 |  |  | 103.5 | 87.4614 |  | IPP Non-CHP | N | SB |  | Simple Cycle Turbine (PRMVR=GT or OT) unit under 25MW
EXCLUDE | IL | Oglesby | 894 | 2 | NG | GT | 17.5 | 13.5 | 0 | 103.5 |  |  | 103.5 | 87.4614 |  | IPP Non-CHP | N | SB |  | Simple Cycle Turbine (PRMVR=GT or OT) unit under 25MW
EXCLUDE | IL | Oglesby | 894 | 3 | NG | GT | 17.5 | 13.5 | 0 | 103.5 |  |  | 103.5 | 87.4614 |  | IPP Non-CHP | N | SB |  | Simple Cycle Turbine (PRMVR=GT or OT) unit under 25MW
EXCLUDE | IL | Oglesby | 894 | 4 | NG | GT | 17.5 | 13.5 | 0 | 103.5 |  |  | 103.5 | 87.4614 |  | IPP Non-CHP | N | SB |  | Simple Cycle Turbine (PRMVR=GT or OT) unit under 25MW
EXCLUDE | IL | Old Trail Wind Farm | 56614 | 2 | WND | WT | 198 | 198 | 0 | 598433 |  |  | 598433 | 0 |  | IPP Non-CHP | N | OP |  | Non Combustion (NUC, WAT, WND, GEO, or SUN)
EXCLUDE | IL | Panduit Tinley Park | 54932 | GEN1 | NG | IC | 0.7 | 0.7 | 0 | 0 |  |  | 0 | 0 |  | Industrial Non-CHP | N | SB |  | Internal Combustion (PRMVR=IC)
EXCLUDE | IL | Panduit Tinley Park | 54932 | GEN2 | NG | IC | 0.7 | 0.7 | 0 | 0 |  |  | 0 | 0 |  | Industrial Non-CHP | N | SB |  | Internal Combustion (PRMVR=IC)
EXCLUDE | IL | Parkside | 7888 | 2 | DFO | IC | 2 | 1.8 | 0 | 0 |  |  | 0 | 0 |  | Electric Utility | N | SB |  | Internal Combustion (PRMVR=IC)
EXCLUDE | IL | Parkside | 7888 | 3 | DFO | IC | 2 | 1.8 | 0 | 0 |  |  | 0 | 0 |  | Electric Utility | N | SB |  | Internal Combustion (PRMVR=IC)
EXCLUDE | IL | Parkside | 7888 | 4 | DFO | IC | 2 | 1.8 | 0 | 0 |  |  | 0 | 0 |  | Electric Utility | N | SB |  | Internal Combustion (PRMVR=IC)
EXCLUDE | IL | Pearl Station | 6238 | 1 | BIT | ST | 22 | 22.2 | 0 | 48051 |  |  | 48051 | 67589.3439 |  | Electric Utility | N | OP | 2012 | Steam unit (PRMVR=ST) under 25MW/250 MMBtu/hr
EXCLUDE | IL | Pearl Station | 6238 | GT1 | DFO | GT | 24 | 20.1 | 0 | 294 |  |  | 294 | 393.2642 |  | Electric Utility | N | SB |  | Simple Cycle Turbine (PRMVR=GT or OT) unit under 25MW
EXCLUDE | IL | Peru | 955 | 3 | DFO | IC | 1.8 | 1.8 | 0 | 0 |  |  | 0 | 0 |  | Electric Utility | N | RE | 2010 | Internal Combustion (PRMVR=IC)
EXCLUDE | IL | Peru | 955 | 4 | NG | ST | 7.5 | 8.6 | 0 | 0 |  |  | 0 | 0 |  | Electric Utility | N | RE | 2002 | Steam unit (PRMVR=ST) under 25MW/250 MMBtu/hr
EXCLUDE | IL | Peru | 955 | 7 | DFO | IC | 1.8 | 1.8 | 0 | 0 |  |  | 0 | 0 |  | Electric Utility | N | RE | 2010 | Internal Combustion (PRMVR=IC)
EXCLUDE | IL | Peru | 955 | 8 | DFO | IC | 2 | 2 | 0 | 0 |  |  | 0 | 0 |  | Electric Utility | N | RE | 2010 | Internal Combustion (PRMVR=IC)
EXCLUDE | IL | Peru | 955 | 9 | DFO | IC | 2 | 2 | 0 | 0 |  |  | 0 | 0 |  | Electric Utility | N | RE | 2010 | Internal Combustion (PRMVR=IC)
EXCLUDE | IL | Peru | 955 | 10 | DFO | IC | 2 | 2 | 0 | 0 |  |  | 0 | 0 |  | Electric Utility | N | RE | 2011 | Internal Combustion (PRMVR=IC)
EXCLUDE | IL | Peru | 955 | 11 | DFO | IC | 2.7 | 2.7 | 0 | 0 |  |  | 0 | 0 |  | Electric Utility | N | OP |  | Internal Combustion (PRMVR=IC)
EXCLUDE | IL | Peru | 955 | 12 | DFO | IC | 2.7 | 2.7 | 0 | 0 |  |  | 0 | 0 |  | Electric Utility | N | OP |  | Internal Combustion (PRMVR=IC)
EXCLUDE | IL | Peru | 955 | 13 | DFO | IC | 2.7 | 2.7 | 0 | 0 |  |  | 0 | 0 |  | Electric Utility | N | OP |  | Internal Combustion (PRMVR=IC)
EXCLUDE | IL | Peru | 955 | 14 | DFO | IC | 2.7 | 2.7 | 0 | 0 |  |  | 0 | 0 |  | Electric Utility | N | OP |  | Internal Combustion (PRMVR=IC)
EXCLUDE | IL | Peru | 955 | 15 | DFO | IC | 2.7 | 2.7 | 0 | 0 |  |  | 0 | 0 |  | Electric Utility | N | OP |  | Internal Combustion (PRMVR=IC)
EXCLUDE | IL | Peru | 955 | 16 | DFO | IC | 2.7 | 2.7 | 0 | 0 |  |  | 0 | 0 |  | Electric Utility | N | OP |  | Internal Combustion (PRMVR=IC)
EXCLUDE | IL | Peru | 955 | 17 | DFO | IC | 2.7 | 2.7 | 0 | 0 |  |  | 0 | 0 |  | Electric Utility | N | OP |  | Internal Combustion (PRMVR=IC)
EXCLUDE | IL | Peru | 955 | GT1 | JF | GT | 10 | 8.6 | 0 | -11 |  |  | -11 | 41.802 |  | Electric Utility | N | OP |  | Simple Cycle Turbine (PRMVR=GT or OT) unit under 25MW
EXCLUDE | IL | Peru | 955 | HC1 | WAT | HY | 1.9 | 1.7 | 0 | 8387 |  |  | 8387 | 0 |  | Electric Utility | N | OP |  | Non Combustion (NUC, WAT, WND, GEO, or SUN)
EXCLUDE | IL | Peru | 955 | HC2 | WAT | HY | 1.9 | 1.7 | 0 | 8387 |  |  | 8387 | 0 |  | Electric Utility | N | OP |  | Non Combustion (NUC, WAT, WND, GEO, or SUN)
EXCLUDE | IL | Peru | 955 | HC3 | WAT | HY | 1.9 | 1.7 | 0 | 8387 |  |  | 8387 | 0 |  | Electric Utility | N | OP |  | Non Combustion (NUC, WAT, WND, GEO, or SUN)
EXCLUDE | IL | Peru | 955 | HC4 | WAT | HY | 1.9 | 1.7 | 0 | 8387 |  |  | 8387 | 0 |  | Electric Utility | N | OP |  | Non Combustion (NUC, WAT, WND, GEO, or SUN)
EXCLUDE | IL | Peru | 955 | IC1 | DFO | IC | 6.3 | 6 | 0 | 0 |  |  | 0 | 0 |  | Electric Utility | N | RE | 2011 | Internal Combustion (PRMVR=IC)
EXCLUDE | IL | Peru | 955 | IC2 | DFO | IC | 1.8 | 1.8 | 0 | 0 |  |  | 0 | 0 |  | Electric Utility | N | RE | 2010 | Internal Combustion (PRMVR=IC)
EXCLUDE | IL | Peru | 955 | IC3 | DFO | IC | 1.8 | 1.8 | 0 | 0 |  |  | 0 | 0 |  | Electric Utility | N | RE | 2011 | Internal Combustion (PRMVR=IC)
EXCLUDE | IL | Pike County Wind Power | 56376 | WTG1 | WND | WT | 1.7 | 1.7 | 0 | 3798 |  |  | 3798 | 0 |  | Electric Utility | N | OP |  | Non Combustion (NUC, WAT, WND, GEO, or SUN)
SSTLOGN | IL | Pinckneyville | 55202 | 1 | NG | GT | 45 | 44 | 444 | 16211.7237 |  |  | 16211.7237 | 20992.934 |  | Electric Utility | N | OP
SSTLOGN | IL | Pinckneyville | 55202 | 2 | NG | GT | 45 | 44 | 444 | 16211.7237 |  |  | 16211.7237 | 20031.154 |  | Electric Utility | N | OP
SSTLOGN | IL | Pinckneyville | 55202 | 3 | NG | GT | 45 | 44 | 444 | 16211.7237 |  |  | 16211.7237 | 19789.18 |  | Electric Utility | N | OP
SSTLOGN | IL | Pinckneyville | 55202 | 4 | NG | GT | 45 | 44 | 444 | 16211.7237 |  |  | 16211.7237 | 19231.323 |  | Electric Utility | N | OP
SSTLOGN | IL | Pinckneyville | 55202 | 5 | NG | GT | 50 | 35 | 553 | 4532.4133 |  |  | 4532.4133 | 3276.443 |  | Electric Utility | N | OP
SSTLOGN | IL | Pinckneyville | 55202 | 6 | NG | GT | 50 | 35 | 553 | 4413.8728 |  |  | 4413.8728 | 3206.512 |  | Electric Utility | N | OP
SSTLOGN | IL | Pinckneyville | 55202 | 7 | NG | GT | 50 | 35 | 553 | 154.4781 |  |  | 154.4781 | 101.448 |  | Electric Utility | N | OP
SSTLOGN | IL | Pinckneyville | 55202 | 8 | NG | GT | 50 | 35 | 553 | 102.9497 |  |  | 102.9497 | 69.035 |  | Electric Utility | N | OP
EXCLUDE | IL | Pioneer Trail Wind Farm, LLC | 57675 | PTWF | WND | WT | 150.4 | 150.4 | 0 | 69807 |  |  | 69807 | 0 |  | IPP Non-CHP | N | OP |  | Non Combustion (NUC, WAT, WND, GEO, or SUN)
EXCLUDE | IL | Pittsfield | 6237 | 1 | DFO | IC | 1 | 1 | 0 | 0 |  |  | 0 | 0 |  | Electric Utility | N | RE | 2011 | Internal Combustion (PRMVR=IC)
EXCLUDE | IL | Pittsfield | 6237 | 2 | DFO | IC | 1 | 1 | 0 | 0 |  |  | 0 | 0 |  | Electric Utility | N | RE | 2011 | Internal Combustion (PRMVR=IC)
EXCLUDE | IL | Pittsfield | 6237 | 3 | DFO | IC | 1 | 1 | 0 | 0 |  |  | 0 | 0 |  | Electric Utility | N | RE | 2011 | Internal Combustion (PRMVR=IC)
EXCLUDE | IL | Pittsfield | 6237 | 4 | DFO | IC | 3 | 2.7 | 0 | 0 |  |  | 0 | 0 |  | Electric Utility | N | RE | 2011 | Internal Combustion (PRMVR=IC)
EXCLUDE | IL | Pittsfield | 6237 | 5 | DFO | IC | 3 | 2.7 | 0 | 0 |  |  | 0 | 0 |  | Electric Utility | N | RE | 2011 | Internal Combustion (PRMVR=IC)
COALST | IL | Powerton | 879 | 5 | SUB | ST | 892.8 | 769 | 10598 | 4295316 |  |  | 4295316 | 5569446.103 |  | Electric Utility/IPP Non-CHP | N | OP
COALST | IL | Powerton | 879 | 6 | SUB | ST | 892.8 | 769 | 10598 | 4888665 |  |  | 4888665 | 6323866.054 |  | Electric Utility/IPP Non-CHP | N | OP
EXCLUDE | IL | PPG Industries Works 14 | 54360 | 1200 | DFO | IC | 1.2 | 1.2 | 0 | 0 |  |  | 0 | 0 |  | Industrial Non-CHP | N | RE | 2005 | Internal Combustion (PRMVR=IC)
EXCLUDE | IL | PPG Industries Works 14 | 54360 | PORT | DFO | IC | 0.7 | 0.7 | 0 | 0 |  |  | 0 | 0 |  | Industrial Non-CHP | N | SB |  | Internal Combustion (PRMVR=IC)
EXCLUDE | IL | PPG Industries Works 14 | 54360 | TK1 | DFO | IC | 2 | 2 | 0 | 0 |  |  | 0 | 0 |  | Industrial Non-CHP | N | SB |  | Internal Combustion (PRMVR=IC)
EXCLUDE | IL | PPG Industries Works 14 | 54360 | TK2 | DFO | IC | 2 | 2 | 0 | 0 |  |  | 0 | 0 |  | Industrial Non-CHP | N | SB |  | Internal Combustion (PRMVR=IC)
EXCLUDE | IL | Prairie Energy | 8003 | 1 | BIT | ST | 91 | 82 | 0 | 0 |  |  | 0 | 0 |  | Electric Utility | N | IP |  | Status of operation (IP,L,P,T,or U)
COALST | IL | Prairie State Generatng Station | 55856 | PC1 | BIT | ST | 800 | 800 | 0 | 0 |  |  | 0 | 0 |  | Electric Utility/IPP Non-CHP | N | TS
COALST | IL | Prairie State Generatng Station | 55856 | PC2 | BIT | ST | 800 | 800 | 0 | 0 |  |  | 0 | 0 |  | Electric Utility/IPP Non-CHP | N | V
EXCLUDE | IL | Prairie View IL | 57406 | GEN1 | LFG | IC | 1.6 | 1.6 | 0 | 0 |  |  | 0 | 0 |  | IPP Non-CHP | N | OP |  | Internal Combustion (PRMVR=IC)
EXCLUDE | IL | Prairie View IL | 57406 | GEN2 | LFG | IC | 1.6 | 1.6 | 0 | 0 |  |  | 0 | 0 |  | IPP Non-CHP | N | OP |  | Internal Combustion (PRMVR=IC)
EXCLUDE | IL | Prairie View IL | 57406 | GEN3 | LFG | IC | 1.6 | 1.6 | 0 | 0 |  |  | 0 | 0 |  | IPP Non-CHP | N | OP |  | Internal Combustion (PRMVR=IC)
EXCLUDE | IL | Princeton | 957 | 1 | NG | IC | 2.3 | 2.3 | 0 | 0 |  |  | 0 | 0 |  | Electric Utility | N | SB |  | Internal Combustion (PRMVR=IC)
EXCLUDE | IL | Princeton | 957 | 2 | NG | IC | 3 | 3 | 0 | 0 |  |  | 0 | 0 |  | Electric Utility | N | SB |  | Internal Combustion (PRMVR=IC)
EXCLUDE | IL | Princeton | 957 | 3 | NG | IC | 3.4 | 3.4 | 0 | 0 |  |  | 0 | 0 |  | Electric Utility | N | SB |  | Internal Combustion (PRMVR=IC)
EXCLUDE | IL | Princeton | 957 | 4 | NG | IC | 3.4 | 3.4 | 0 | 0 |  |  | 0 | 0 |  | Electric Utility | N | SB |  | Internal Combustion (PRMVR=IC)
EXCLUDE | IL | Princeton | 957 | 5 | NG | IC | 4.4 | 4.4 | 0 | 0 |  |  | 0 | 0 |  | Electric Utility | N | SB |  | Internal Combustion (PRMVR=IC)
EXCLUDE | IL | Princeton | 957 | 6 | NG | IC | 5.6 | 5.5 | 0 | 0 |  |  | 0 | 0 |  | Electric Utility | N | SB |  | Internal Combustion (PRMVR=IC)
EXCLUDE | IL | Princeton | 957 | 7 | NG | IC | 7 | 7 | 0 | 0 |  |  | 0 | 0 |  | Electric Utility | N | SB |  | Internal Combustion (PRMVR=IC)
EXCLUDE | IL | Princeton | 957 | 8 | NG | IC | 8.8 | 8.7 | 0 | 0 |  |  | 0 | 0 |  | Electric Utility | N | SB |  | Internal Combustion (PRMVR=IC)
EXCLUDE | IL | Providence Heights Wind LLC | 56622 | 1 | WND | WT | 72 | 72 | 0 | 169353 |  |  | 169353 | 0 |  | IPP Non-CHP | N | OP |  | Non Combustion (NUC, WAT, WND, GEO, or SUN)
EXCLUDE | IL | Quad Cities | 55593 | 1 | LFG | IC | 1 | 0.9 | 0 | 0 |  |  | 0 | 0 |  | IPP Non-CHP | N | RE | 2008 | Internal Combustion (PRMVR=IC)
EXCLUDE | IL | Quad Cities | 55593 | 2 | LFG | IC | 1 | 1 | 0 | 0 |  |  | 0 | 0 |  | IPP Non-CHP | N | RE | 2008 | Internal Combustion (PRMVR=IC)
EXCLUDE | IL | Quad Cities Generating Station | 880 | 1 | NUC | ST | 1009.3 | 908 | 0 | 7600762.5 |  |  | 7600762.5 | 0 |  | IPP Non-CHP | N | OP |  | Non Combustion (NUC, WAT, WND, GEO, or SUN)
EXCLUDE | IL | Quad Cities Generating Station | 880 | 2 | NUC | ST | 1009.3 | 911 | 0 | 7600762.5 |  |  | 7600762.5 | 0 |  | IPP Non-CHP | N | OP |  | Non Combustion (NUC, WAT, WND, GEO, or SUN)
SSTLOGN | IL | Raccoon Creek Energy Center | 55417 | CT01 | NG | GT | 114 | 75 | 1060 | 7573.5 |  |  | 7573.5 | 7408.274 |  | Electric Utility | N | OP
SSTLOGN | IL | Raccoon Creek Energy Center | 55417 | CT02 | NG | GT | 114 | 75 | 1060 | 7573.5 |  |  | 7573.5 | 5744.118 |  | Electric Utility | N | OP
SSTLOGN | IL | Raccoon Creek Energy Center | 55417 | CT03 | NG | GT | 114 | 75 | 1060 | 7573.5 |  |  | 7573.5 | 5364.906 |  | Electric Utility | N | OP
SSTLOGN | IL | Raccoon Creek Energy Center | 55417 | CT04 | NG | GT | 114 | 75 | 1060 | 7573.5 |  |  | 7573.5 | 6737.428 |  | Electric Utility | N | OP
EXCLUDE | IL | Rail Splitter Wind Farm | 56856 | GEN1 | WND | WT | 100.5 | 100.5 | 0 | 292720 |  |  | 292720 | 0 |  | IPP Non-CHP | N | OP |  | Non Combustion (NUC, WAT, WND, GEO, or SUN)
EXCLUDE | IL | Rantoul | 958 | 1 | DFO | IC | 1.2 | 0.7 | 0 | 0 |  |  | 0 | 0 |  | Electric Utility | N | OP |  | Internal Combustion (PRMVR=IC)
EXCLUDE | IL | Rantoul | 958 | 2 | DFO | IC | 1.2 | 0.7 | 0 | 0 |  |  | 0 | 0 |  | Electric Utility | N | OP |  | Internal Combustion (PRMVR=IC)
EXCLUDE | IL | Rantoul | 958 | 3 | DFO | IC | 1.2 | 0.7 | 0 | 0 |  |  | 0 | 0 |  | Electric Utility | N | OP |  | Internal Combustion (PRMVR=IC)
EXCLUDE | IL | Rantoul | 958 | 4 | DFO | IC | 1.2 | 0.7 | 0 | 0 |  |  | 0 | 0 |  | Electric Utility | N | OP |  | Internal Combustion (PRMVR=IC)
EXCLUDE | IL | Rantoul | 958 | 5 | DFO | IC | 1.5 | 0.7 | 0 | 0 |  |  | 0 | 0 |  | Electric Utility | N | OP |  | Internal Combustion (PRMVR=IC)
EXCLUDE | IL | Rantoul | 958 | 7 | DFO | IC | 5.2 | 4.7 | 0 | 0 |  |  | 0 | 0 |  | Electric Utility | N | OP |  | Internal Combustion (PRMVR=IC)
EXCLUDE | IL | Rantoul | 958 | 8 | DFO | IC | 4 | 3 | 0 | 0 |  |  | 0 | 0 |  | Electric Utility | N | OP |  | Internal Combustion (PRMVR=IC)
EXCLUDE | IL | Rantoul | 958 | 9 | DFO | IC | 1.8 | 1.8 | 0 | 0 |  |  | 0 | 0 |  | Electric Utility | N | OP |  | Internal Combustion (PRMVR=IC)
EXCLUDE | IL | Rantoul | 958 | 10 | DFO | IC | 1.8 | 1.8 | 0 | 0 |  |  | 0 | 0 |  | Electric Utility | N | OP |  | Internal Combustion (PRMVR=IC)
EXCLUDE | IL | Rantoul | 958 | 11 | DFO | IC | 1.8 | 1.8 | 0 | 0 |  |  | 0 | 0 |  | Electric Utility | N | OP |  | Internal Combustion (PRMVR=IC)
EXCLUDE | IL | Rantoul | 958 | 12 | DFO | IC | 1.8 | 1.8 | 0 | 0 |  |  | 0 | 0 |  | Electric Utility | N | OP |  | Internal Combustion (PRMVR=IC)
EXCLUDE | IL | Rantoul | 958 | 13 | DFO | IC | 1.8 | 1.8 | 0 | 0 |  |  | 0 | 0 |  | Electric Utility | N | OP |  | Internal Combustion (PRMVR=IC)
EXCLUDE | IL | Rantoul | 958 | 14 | DFO | IC | 1.8 | 1.8 | 0 | 0 |  |  | 0 | 0 |  | Electric Utility | N | OP |  | Internal Combustion (PRMVR=IC)
EXCLUDE | IL | Rantoul | 958 | 15 | DFO | IC | 1.8 | 1.8 | 0 | 0 |  |  | 0 | 0 |  | Electric Utility | N | OP |  | Internal Combustion (PRMVR=IC)
EXCLUDE | IL | Rantoul | 958 | 16 | DFO | IC | 1.8 | 1.8 | 0 | 0 |  |  | 0 | 0 |  | Electric Utility | N | OP |  | Internal Combustion (PRMVR=IC)
EXCLUDE | IL | Red Bud | 959 | 1 | DFO | IC | 2.4 | 2.2 | 0 | 0 |  |  | 0 | 0 |  | Electric Utility | N | OP |  | Internal Combustion (PRMVR=IC)
EXCLUDE | IL | Red Bud | 959 | 2 | DFO | IC | 1.1 | 0.9 | 0 | 0 |  |  | 0 | 0 |  | Electric Utility | N | OP |  | Internal Combustion (PRMVR=IC)
EXCLUDE | IL | Red Bud | 959 | 3 | DFO | IC | 2.4 | 2.2 | 0 | 0 |  |  | 0 | 0 |  | Electric Utility | N | OP |  | Internal Combustion (PRMVR=IC)
EXCLUDE | IL | Red Bud | 959 | 4 | DFO | IC | 3.5 | 3 | 0 | 0 |  |  | 0 | 0 |  | Electric Utility | N | OP |  | Internal Combustion (PRMVR=IC)
EXCLUDE | IL | Red Bud | 959 | 5 | DFO | IC | 0.5 | 0.4 | 0 | 0 |  |  | 0 | 0 |  | Electric Utility | N | RE | 2001 | Internal Combustion (PRMVR=IC)
EXCLUDE | IL | Red Bud | 959 | 6 | DFO | IC | 1 | 0.9 | 0 | 0 |  |  | 0 | 0 |  | Electric Utility | N | RE | 2001 | Internal Combustion (PRMVR=IC)
EXCLUDE | IL | Red Bud | 959 | 7 | DFO | IC | 2.8 | 3 | 0 | 0 |  |  | 0 | 0 |  | Electric Utility | N | OP |  | Internal Combustion (PRMVR=IC)
EXCLUDE | IL | Red Bud | 959 | 8 | DFO | IC | 2.8 | 3 | 0 | 0 |  |  | 0 | 0 |  | Electric Utility | N | OP |  | Internal Combustion (PRMVR=IC)
EXCLUDE | IL | Reynolds | 965 | 1 | DFO | GT | 17.5 | 14 | 0 | 31 |  |  | 31 | 105.49 |  | Electric Utility | N | OP |  | Simple Cycle Turbine (PRMVR=GT or OT) unit under 25MW
EXCLUDE | IL | Riveside Resource Recovery LLC | 55767 | RO1 | LFG | IC | 1.1 | 0.9 | 0 | 0 |  |  | 0 | 0 |  | IPP Non-CHP | N | OP |  | Internal Combustion (PRMVR=IC)
EXCLUDE | IL | Robbins Community Power LLC | 56576 | 1 | WDS | ST | 27.5 | 27.5 | 0 | 0 |  |  | 0 | 0 |  | IPP Non-CHP | N | U |  | Non Fossil fuel type
EXCLUDE | IL | Robbins Community Power LLC | 56576 | 2 | WDS | ST | 27.5 | 27.5 | 0 | 0 |  |  | 0 | 0 |  | IPP Non-CHP | N | U |  | Non Fossil fuel type
EXCLUDE | IL | Rockford Electric | 55591 | 1 | LFG | IC | 1 | 0.9 | 0 | 0 |  |  | 0 | 0 |  | IPP Non-CHP | N | RE | 2009 | Internal Combustion (PRMVR=IC)
EXCLUDE | IL | Rockford Electric | 55591 | 2 | LFG | IC | 1 | 0.9 | 0 | 0 |  |  | 0 | 0 |  | IPP Non-CHP | N | RE | 2009 | Internal Combustion (PRMVR=IC)
EXCLUDE | IL | Rock-Tenn | 54513 | E-1 | NG | IC | 0.7 | 0.7 | 0 | 0 |  |  | 0 | 0 |  | Industrial Non-CHP | N | SB |  | Internal Combustion (PRMVR=IC)
EXCLUDE | IL | Rock-Tenn | 54513 | E2-A | NG | IC | 0.7 | 0.7 | 0 | 0 |  |  | 0 | 0 |  | Industrial Non-CHP | N | SB |  | Internal Combustion (PRMVR=IC)
EXCLUDE | IL | Rock-Tenn | 54513 | E2-B | NG | IC | 0.7 | 0.7 | 0 | 0 |  |  | 0 | 0 |  | Industrial Non-CHP | N | SB |  | Internal Combustion (PRMVR=IC)
EXCLUDE | IL | Rock-Tenn | 54513 | E3 | NG | IC | 0.8 | 0.8 | 0 | 0 |  |  | 0 | 0 |  | Industrial Non-CHP | N | SB |  | Internal Combustion (PRMVR=IC)
EXCLUDE | IL | Rockton | 903 | 1 | WAT | HY | 0.6 | 0.6 | 0 | 3855.2727 |  |  | 3855.2727 | 0 |  | IPP Non-CHP | N | OP |  | Non Combustion (NUC, WAT, WND, GEO, or SUN)
EXCLUDE | IL | Rockton | 903 | 2 | WAT | HY | 0.5 | 0.5 | 0 | 3212.7273 |  |  | 3212.7273 | 0 |  | IPP Non-CHP | N | OP |  | Non Combustion (NUC, WAT, WND, GEO, or SUN)
SSTLOGN | IL | Rocky Road Power LLC | 55109 | T4 | NG | GT | 122.4 | 104.9 | 1439 | 17035.8412 |  |  | 17035.8412 | 15743.84 |  | Electric Utility/IPP Non-CHP | N | OP
SSTLOGN | IL | Rocky Road Power LLC | 55109 | TG1 | NG | GT | 125.8 | 95.2 | 1439 | 17509.059 |  |  | 17509.059 | 14259.948 |  | Electric Utility/IPP Non-CHP | N | OP
SSTLOGN | IL | Rocky Road Power LLC | 55109 | TG2 | NG | GT | 125.8 | 102.2 | 1439 | 17509.059 |  |  | 17509.059 | 9362.361 |  | Electric Utility/IPP Non-CHP | N | OP
SSTLOGN | IL | Rocky Road Power LLC | 55109 | TG3 | NG | GT | 41.5 | 25 | 367 | 5776.0409 |  |  | 5776.0409 | 2084.237 |  | Electric Utility/IPP Non-CHP | N | OP
EXCLUDE | IL | Roxana Resource Recovery | 55759 | RX1 | LFG | IC | 1.1 | 0.9 | 0 | 0 |  |  | 0 | 0 |  | IPP Non-CHP | N | OP |  | Internal Combustion (PRMVR=IC)
EXCLUDE | IL | Roxana Resource Recovery | 55759 | RX2 | LFG | IC | 1.1 | 0.9 | 0 | 0 |  |  | 0 | 0 |  | IPP Non-CHP | N | OP |  | Internal Combustion (PRMVR=IC)
EXCLUDE | IL | Roxana Resource Recovery | 55759 | RX3 | LFG | IC | 1.1 | 0.9 | 0 | 0 |  |  | 0 | 0 |  | IPP Non-CHP | N | OP |  | Internal Combustion (PRMVR=IC)
EXCLUDE | IL | Roxana Resource Recovery | 55759 | RX4 | LFG | IC | 1.1 | 0.9 | 0 | 0 |  |  | 0 | 0 |  | IPP Non-CHP | N | OP |  | Internal Combustion (PRMVR=IC)
EXCLUDE | IL | Sabrooke | 882 | 311 | DFO | GT | 18.4 | 12.8 | 0 | 0 |  |  | 0 | 0 |  | IPP Non-CHP | N | RE | 2004 | Simple Cycle Turbine (PRMVR=GT or OT) unit under 25MW
EXCLUDE | IL | Sabrooke | 882 | 312 | DFO | GT | 18.4 | 12.4 | 0 | 0 |  |  | 0 | 0 |  | IPP Non-CHP | N | RE | 2004 | Simple Cycle Turbine (PRMVR=GT or OT) unit under 25MW
EXCLUDE | IL | Sabrooke | 882 | 321 | DFO | GT | 18.4 | 11.4 | 0 | 0 |  |  | 0 | 0 |  | IPP Non-CHP | N | RE | 2004 | Simple Cycle Turbine (PRMVR=GT or OT) unit under 25MW
EXCLUDE | IL | Sabrooke | 882 | 322 | DFO | GT | 18.4 | 13.5 | 0 | 0 |  |  | 0 | 0 |  | IPP Non-CHP | N | RE | 2004 | Simple Cycle Turbine (PRMVR=GT or OT) unit under 25MW
EXCLUDE | IL | Sabrooke | 882 | 331 | DFO | GT | 19 | 11 | 0 | 0 |  |  | 0 | 0 |  | IPP Non-CHP | N | RE | 2004 | Simple Cycle Turbine (PRMVR=GT or OT) unit under 25MW
EXCLUDE | IL | Sabrooke | 882 | 332 | DFO | GT | 19 | 12.8 | 0 | 0 |  |  | 0 | 0 |  | IPP Non-CHP | N | RE | 2004 | Simple Cycle Turbine (PRMVR=GT or OT) unit under 25MW
EXCLUDE | IL | Sabrooke | 882 | 341 | DFO | GT | 19 | 12.5 | 0 | 0 |  |  | 0 | 0 |  | IPP Non-CHP | N | RE | 2004 | Simple Cycle Turbine (PRMVR=GT or OT) unit under 25MW
EXCLUDE | IL | Sabrooke | 882 | 342 | DFO | GT | 19 | 13.1 | 0 | 0 |  |  | 0 | 0 |  | IPP Non-CHP | N | RE | 2004 | Simple Cycle Turbine (PRMVR=GT or OT) unit under 25MW
EXCLUDE | IL | Saint Francis Hospital | 50952 | GEN1 | NG | IC | 0.8 | 0.8 | 0 | 0 | 0 |  |  | 0 |  | Commercial CHP | Y | OS |  | Internal Combustion (PRMVR=IC)
EXCLUDE | IL | Saint Francis Hospital | 50952 | GEN2 | NG | IC | 0.8 | 0.8 | 0 | 0 | 0 |  |  | 0 |  | Commercial CHP | Y | OS |  | Internal Combustion (PRMVR=IC)
EXCLUDE | IL | Saint Mary of Nazareth Hospital | 54886 | GEN1 | NG | IC | 0.8 | 0.8 | 0 | 0 | 0 |  |  | 0 |  | Commercial CHP | Y | SB |  | Internal Combustion (PRMVR=IC)
EXCLUDE | IL | Saint Mary of Nazareth Hospital | 54886 | GEN2 | NG | IC | 0.8 | 0.8 | 0 | 0 | 0 |  |  | 0 |  | Commercial CHP | Y | SB |  | Internal Combustion (PRMVR=IC)
EXCLUDE | IL | Saint Mary of Nazareth Hospital | 54886 | GEN3 | NG | IC | 0.8 | 0.8 | 0 | 0 | 0 |  |  | 0 |  | Commercial CHP | Y | SB |  | Internal Combustion (PRMVR=IC)
EXCLUDE | IL | Sears Hydroelectric Plant | 56978 | 1 | WAT | HY | 0.4 | 0.3 | 0 | 1038.2857 |  |  | 1038.2857 | 0 |  | IPP Non-CHP | N | OP |  | Non Combustion (NUC, WAT, WND, GEO, or SUN)
EXCLUDE | IL | Sears Hydroelectric Plant | 56978 | 2 | WAT | HY | 0.4 | 0.3 | 0 | 1038.2857 |  |  | 1038.2857 | 0 |  | IPP Non-CHP | N | OP |  | Non Combustion (NUC, WAT, WND, GEO, or SUN)
EXCLUDE | IL | Sears Hydroelectric Plant | 56978 | 3 | WAT | HY | 0.3 | 0.3 | 0 | 778.7143 |  |  | 778.7143 | 0 |  | IPP Non-CHP | N | OP |  | Non Combustion (NUC, WAT, WND, GEO, or SUN)
EXCLUDE | IL | Sears Hydroelectric Plant | 56978 | 4 | WAT | HY | 0.3 | 0.3 | 0 | 778.7143 |  |  | 778.7143 | 0 |  | IPP Non-CHP | N | OP |  | Non Combustion (NUC, WAT, WND, GEO, or SUN)
EXCLUDE | IL | Settlers Hill Gas Recovery | 50563 | GEN1 | LFG | GT | 3 | 2.9 | 0 | 21015 |  |  | 21015 | 21523.0675 |  | IPP Non-CHP | N | OP |  | Non Fossil fuel type
EXCLUDE | IL | Settlers Hill Gas Recovery | 50563 | GEN2 | LFG | GT | 3 | 2.9 | 0 | 21015 |  |  | 21015 | 21523.0675 |  | IPP Non-CHP | N | OP |  | Non Fossil fuel type
EXCLUDE | IL | Settlers Trail Wind Farm LLC | 57493 | STWF | WND | WT | 150.4 | 150.4 | 0 | 147634 |  |  | 147634 | 0 |  | IPP Non-CHP | N | OP |  | Non Combustion (NUC, WAT, WND, GEO, or SUN)
EXCLUDE | IL | Shady Oaks Wind Farm | 57964 | 1 | WND | WT | 109.5 | 109.5 | 0 | 0 |  |  | 0 | 0 |  | IPP Non-CHP | N | TS |  | Non Combustion (NUC, WAT, WND, GEO, or SUN)
EXCLUDE | IL | Sherman Hospital | 50909 | 1 | NG | IC | 0.8 | 0.8 | 0 | 0 |  |  | 0 | 0 |  | Commercial Non-CHP | N | SB | 2012 | Internal Combustion (PRMVR=IC)
EXCLUDE | IL | Sherman Hospital | 50909 | 2 | NG | IC | 0.8 | 0.8 | 0 | 0 |  |  | 0 | 0 |  | Commercial Non-CHP | N | SB | 2012 | Internal Combustion (PRMVR=IC)
EXCLUDE | IL | SIUC | 57928 | EMER | DFO | IC | 1.6 | 1.6 | 0 | 0 |  |  | 0 | 0 |  | Commercial CHP | N | SB |  | Internal Combustion (PRMVR=IC)
EXCLUDE | IL | SIUC | 57928 | GEN5 | WC | ST | 3.5 | 2.8 | 0 | 11715.66 | 0.1879 | 230354.7909 | 62350.5056 | 110482.3009 |  | Commercial CHP | Y | OP |  | Steam unit (PRMVR=ST) under 25MW/250 MMBtu/hr
EXCLUDE | IL | South Barrington Electric | 55594 | 1 | LFG | IC | 0.8 | 0.8 | 0 | 0 |  |  | 0 | 0 |  | IPP Non-CHP | N | OP |  | Internal Combustion (PRMVR=IC)
EXCLUDE | IL | South Barrington Electric | 55594 | 2 | LFG | IC | 0.8 | 0.8 | 0 | 0 |  |  | 0 | 0 |  | IPP Non-CHP | N | OP |  | Internal Combustion (PRMVR=IC)
EXCLUDE | IL | South Main Street | 961 | 1 | NG | IC | 2.5 | 1.6 | 0 | 0 |  |  | 0 | 0 |  | Electric Utility | N | OP |  | Internal Combustion (PRMVR=IC)
EXCLUDE | IL | South Main Street | 961 | 2 | NG | IC | 2.5 | 2 | 0 | 0 |  |  | 0 | 0 |  | Electric Utility | N | OP |  | Internal Combustion (PRMVR=IC)
EXCLUDE | IL | South Main Street | 961 | S1 | NG | ST | 11.5 | 11.5 | 0 | 0 | 0 |  |  | 0 |  | Electric Utility | Y | RE | 2003 | Steam unit (PRMVR=ST) under 25MW/250 MMBtu/hr
SSTLOGN | IL | Southeast Chicago Energy Project | 55281 | GT05 | NG | GT | 50.9 | 37 | 467 | 1397.375 |  |  | 1397.375 | 1121.7 |  | Electric Utility/IPP Non-CHP | N | OP
SSTLOGN | IL | Southeast Chicago Energy Project | 55281 | GT06 | NG | GT | 50.9 | 37 | 467 | 1397.375 |  |  | 1397.375 | 1088.5 |  | Electric Utility/IPP Non-CHP | N | OP
SSTLOGN | IL | Southeast Chicago Energy Project | 55281 | GT07 | NG | GT | 50.9 | 37 | 467 | 1397.375 |  |  | 1397.375 | 932.6 |  | Electric Utility/IPP Non-CHP | N | OP
SSTLOGN | IL | Southeast Chicago Energy Project | 55281 | GT08 | NG | GT | 50.9 | 37 | 467 | 1397.375 |  |  | 1397.375 | 727.2 |  | Electric Utility/IPP Non-CHP | N | OP
SSTLOGN | IL | Southeast Chicago Energy Project | 55281 | GT09 | NG | GT | 50.9 | 37 | 467 | 1397.375 |  |  | 1397.375 | 1241.4 |  | Electric Utility/IPP Non-CHP | N | OP
SSTLOGN | IL | Southeast Chicago Energy Project | 55281 | GT10 | NG | GT | 50.9 | 37 | 467 | 1397.375 |  |  | 1397.375 | 1009.1 |  | Electric Utility/IPP Non-CHP | N | OP
SSTLOGN | IL | Southeast Chicago Energy Project | 55281 | GT11 | NG | GT | 50.9 | 37 | 467 | 1397.375 |  |  | 1397.375 | 1116 |  | Electric Utility/IPP Non-CHP | N | OP
SSTLOGN | IL | Southeast Chicago Energy Project | 55281 | GT12 | NG | GT | 50.9 | 37 | 467 | 1397.375 |  |  | 1397.375 | 1038.5 |  | Electric Utility/IPP Non-CHP | N | OP
EXCLUDE | IL | Stallings | 895 | 1 | NG | GT | 23.8 | 20.5 | 0 | 29 |  |  | 29 | 64.5075 |  | IPP Non-CHP | N | SB |  | Simple Cycle Turbine (PRMVR=GT or OT) unit under 25MW
EXCLUDE | IL | Stallings | 895 | 2 | NG | GT | 23.8 | 20.5 | 0 | 29 |  |  | 29 | 64.5075 |  | IPP Non-CHP | N | SB |  | Simple Cycle Turbine (PRMVR=GT or OT) unit under 25MW
EXCLUDE | IL | Stallings | 895 | 3 | NG | GT | 23.8 | 20.5 | 0 | 29 |  |  | 29 | 64.5075 |  | IPP Non-CHP | N | SB |  | Simple Cycle Turbine (PRMVR=GT or OT) unit under 25MW
EXCLUDE | IL | Stallings | 895 | 4 | NG | GT | 23.8 | 20.5 | 0 | 29 |  |  | 29 | 64.5075 |  | IPP Non-CHP | N | SB |  | Simple Cycle Turbine (PRMVR=GT or OT) unit under 25MW
EXCLUDE | IL | State Farm | 7556 | 1 | DFO | IC | 1.7 | 5.3 | 0 | 0 |  |  | 0 | 0 |  | IPP Non-CHP | N | SB |  | Internal Combustion (PRMVR=IC)
EXCLUDE | IL | State Farm | 7556 | 2 | DFO | IC | 1.7 |  | 0 | 0 |  |  | 0 | 0 |  | IPP Non-CHP | N | SB |  | Internal Combustion (PRMVR=IC)
EXCLUDE | IL | State Farm | 7556 | 3 | DFO | IC | 1.7 |  | 0 | 0 |  |  | 0 | 0 |  | IPP Non-CHP | N | SB |  | Internal Combustion (PRMVR=IC)
EXCLUDE | IL | Sterling Avenue | 860 | 1 | NG | GT | 18 | 15 | 0 | 0 |  |  | 0 | 0 |  | Electric Utility | N | RE | 2009 | Simple Cycle Turbine (PRMVR=GT or OT) unit under 25MW
EXCLUDE | IL | Sterling Avenue | 860 | 2 | NG | GT | 18 | 15 | 0 | 0 |  |  | 0 | 0 |  | Electric Utility | N | RE | 2009 | Simple Cycle Turbine (PRMVR=GT or OT) unit under 25MW
EXCLUDE | IL | Streator Cayuga Ridge South | 57094 | 1 | WND | WT | 300 | 300 | 0 | 817968 |  |  | 817968 | 0 |  | IPP Non-CHP | N | OP |  | Non Combustion (NUC, WAT, WND, GEO, or SUN)
EXCLUDE | IL | Streator Energy Partners LLC | 55760 | ST1 | LFG | IC | 1.1 | 0.9 | 0 | 0 |  |  | 0 | 0 |  | IPP Non-CHP | N | OP |  | Internal Combustion (PRMVR=IC)
EXCLUDE | IL | Sullivan | 969 | 1 | DFO | IC | 4.3 | 4.3 | 0 | 0 |  |  | 0 | 0 |  | Electric Utility | N | SB |  | Internal Combustion (PRMVR=IC)
EXCLUDE | IL | Sullivan | 969 | 2 | DFO | IC | 2 | 2 | 0 | 0 |  |  | 0 | 0 |  | Electric Utility | N | SB |  | Internal Combustion (PRMVR=IC)
EXCLUDE | IL | Sullivan | 969 | 3 | DFO | IC | 1.5 | 1.3 | 0 | 0 |  |  | 0 | 0 |  | Electric Utility | N | SB |  | Internal Combustion (PRMVR=IC)
EXCLUDE | IL | Sullivan | 969 | 4 | DFO | IC | 1.1 | 0.9 | 0 | 0 |  |  | 0 | 0 |  | Electric Utility | N | SB |  | Internal Combustion (PRMVR=IC)
EXCLUDE | IL | Sullivan | 969 | 5 | DFO | IC | 1.1 | 1.1 | 0 | 0 |  |  | 0 | 0 |  | Electric Utility | N | SB |  | Internal Combustion (PRMVR=IC)
EXCLUDE | IL | Sullivan | 969 | 6 | DFO | IC | 0.6 | 0.6 | 0 | 0 |  |  | 0 | 0 |  | Electric Utility | N | SB |  | Internal Combustion (PRMVR=IC)
EXCLUDE | IL | Sullivan | 969 | 9 | DFO | IC | 2.4 | 2.2 | 0 | 0 |  |  | 0 | 0 |  | Electric Utility | N | SB |  | Internal Combustion (PRMVR=IC)
EXCLUDE | IL | Sullivan | 969 | 10 | DFO | IC | 2.4 | 2.2 | 0 | 0 |  |  | 0 | 0 |  | Electric Utility | N | SB |  | Internal Combustion (PRMVR=IC)
EXCLUDE | IL | Sullivan | 969 | 11 | DFO | IC | 2 | 2 | 0 | 0 |  |  | 0 | 0 |  | Electric Utility | N | SB |  | Internal Combustion (PRMVR=IC)
EXCLUDE | IL | Sullivan | 969 | 12 | DFO | IC | 1.1 | 1 | 0 | 0 |  |  | 0 | 0 |  | Electric Utility | N | SB |  | Internal Combustion (PRMVR=IC)
EXCLUDE | IL | Sullivan | 969 | 13 | DFO | IC | 2.3 | 2.3 | 0 | 0 |  |  | 0 | 0 |  | Electric Utility | N | V |  | Internal Combustion (PRMVR=IC)
EXCLUDE | IL | Sullivan | 969 | 14 | DFO | IC | 2.3 | 2.3 | 0 | 0 |  |  | 0 | 0 |  | Electric Utility | N | V |  | Internal Combustion (PRMVR=IC)
EXCLUDE | IL | Sullivan | 969 | 15 | DFO | IC | 2.3 | 2.3 | 0 | 0 |  |  | 0 | 0 |  | Electric Utility | N | V |  | Internal Combustion (PRMVR=IC)
EXCLUDE | IL | Tate & Lyle Decatur Plant Cogen | 10867 | GEN1 | BIT | ST | 62 | 58.1 | 940 | 271128 | 0.23713 | 3968066.6898 | 1143358.3685 | 721332.8986 |  | Industrial CHP | Y | OP |  | Commercial/Industrial Unit
EXCLUDE | IL | Taylorville Energy Center | 56454 | 1 | SGC | CC | 760 | 533 | 0 | 0 |  |  | 0 | 0 |  | IPP Non-CHP | N | L |  | Status of operation (IP,L,P,T,or U)
EXCLUDE | IL | Tazewell Gas Recovery | 50721 | GEN1 | LFG | IC | 0.8 | 0.8 | 0 | 0 |  |  | 0 | 0 |  | IPP Non-CHP | N | OP |  | Internal Combustion (PRMVR=IC)
EXCLUDE | IL | Tazewell Gas Recovery | 50721 | GEN2 | LFG | IC | 0.8 | 0.8 | 0 | 0 |  |  | 0 | 0 |  | IPP Non-CHP | N | OP |  | Internal Combustion (PRMVR=IC)
EXCLUDE | IL | Tazewell Gas Recovery | 50721 | GEN3 | LFG | IC | 0.8 | 0.8 | 0 | 0 |  |  | 0 | 0 |  | IPP Non-CHP | N | OP |  | Internal Combustion (PRMVR=IC)
EXCLUDE | IL | Thornridge High School | 55005 | 1 | NG | IC | 0.5 | 0.5 | 0 | 0 |  |  | 0 | 0 |  | Commercial Non-CHP | N | OP |  | Internal Combustion (PRMVR=IC)
EXCLUDE | IL | Thornridge High School | 55005 | 2 | NG | IC | 0.5 | 0.5 | 0 | 0 |  |  | 0 | 0 |  | Commercial Non-CHP | N | OP |  | Internal Combustion (PRMVR=IC)
EXCLUDE | IL | Thornwood High School | 55004 | 1 | NG | IC | 0.7 | 0.7 | 0 | 0 |  |  | 0 | 0 |  | Commercial Non-CHP | N | OP |  | Internal Combustion (PRMVR=IC)
EXCLUDE | IL | Thornwood High School | 55004 | 2 | NG | IC | 0.7 | 0.7 | 0 | 0 |  |  | 0 | 0 |  | Commercial Non-CHP | N | OP |  | Internal Combustion (PRMVR=IC)
SSTLOGN | IL | Tilton | 7760 | 1 | NG | GT | 47 | 44 | 630 | 2229.9772 |  |  | 2229.9772 | 1494.799 |  | Electric Utility/IPP Non-CHP | N | OP
SSTLOGN | IL | Tilton | 7760 | 2 | NG | GT | 47 | 44 | 630 | 6527 |  |  | 6527 | 1679.18 |  | Electric Utility/IPP Non-CHP | N | OP
SSTLOGN | IL | Tilton | 7760 | 3 | NG | GT | 47 | 44 | 630 | 2137.9295 |  |  | 2137.9295 | 1409.964 |  | Electric Utility/IPP Non-CHP | N | OP
SSTLOGN | IL | Tilton | 7760 | 4 | NG | GT | 47 | 44 | 630 | 6527 |  |  | 6527 | 12781.319 |  | Electric Utility/IPP Non-CHP | N | OP
EXCLUDE | IL | Tuscola Station | 55245 | TG1 | BIT | ST | 6 | 3.8 | 252 | 14405.67 | 0.11618 | 498570.2525 | 123997.6071 | 117686.0882 |  | Industrial CHP | Y | SB |  | Steam unit (PRMVR=ST) under 25MW/250 MMBtu/hr
EXCLUDE | IL | Tuscola Station | 55245 | TG2 | BIT | ST | 6 | 4.9 | 252 | 17157.438 | 0.11618 | 593807.0354 | 147683.6035 | 140166.4596 |  | Industrial CHP | Y | OP |  | Steam unit (PRMVR=ST) under 25MW/250 MMBtu/hr
EXCLUDE | IL | Tuscola Station | 55245 | TG3 | BIT | ST | 6 | 4.8 | 252 | 18655.869 | 0.11618 | 645666.6936 | 160581.4318 | 152407.7842 |  | Industrial CHP | Y | OP |  | Steam unit (PRMVR=ST) under 25MW/250 MMBtu/hr
EXCLUDE | IL | University of Illinois Abbott Power Plt | 54780 | T1 | NG | ST | 3 | 3 | 0 | 6311.18 | 0.22048 | 101512.3577 | 28624.8577 | 16314.163 |  | Commercial CHP | Y | OP |  | Steam unit (PRMVR=ST) under 25MW/250 MMBtu/hr
EXCLUDE | IL | University of Illinois Abbott Power Plt | 54780 | T10 | BIT | ST | 12.5 | 12.5 | 0 | 0 | 0.22048 | 0 | 0 | 0 |  | Commercial CHP | Y | OP |  | Steam unit (PRMVR=ST) under 25MW/250 MMBtu/hr
EXCLUDE | IL | University of Illinois Abbott Power Plt | 54780 | T11 | BIT | ST | 12.5 | 12.5 | 0 | 14803.6458 | 0.22048 | 238109.6696 | 67143.1101 | 41949.2094 |  | Commercial CHP | Y | OP |  | Steam unit (PRMVR=ST) under 25MW/250 MMBtu/hr
EXCLUDE | IL | University of Illinois Abbott Power Plt | 54780 | T12 | BIT | ST | 7 | 7 | 0 | 27115.007 | 0.22048 | 436132.1164 | 122982.2659 | 70091.2734 |  | Commercial CHP | Y | OP |  | Steam unit (PRMVR=ST) under 25MW/250 MMBtu/hr
EXCLUDE | IL | University of Illinois Abbott Power Plt | 54780 | T2 | NG | ST | 3 | 3 | 0 | 15062.581 | 0.22048 | 242274.5209 | 68317.5314 | 38936.2055 |  | Commercial CHP | Y | OP |  | Steam unit (PRMVR=ST) under 25MW/250 MMBtu/hr
EXCLUDE | IL | University of Illinois Abbott Power Plt | 54780 | T3 | NG | ST | 3 | 3 | 0 | 3552.875 | 0.22048 | 57146.3207 | 16114.3464 | 5722.6469 |  | Commercial CHP | Y | OP |  | Steam unit (PRMVR=ST) under 25MW/250 MMBtu/hr
EXCLUDE | IL | University of Illinois Abbott Power Plt | 54780 | T4 | NG | ST | 3 | 3 | 0 | 3552.875 | 0.22048 | 57146.3207 | 16114.3464 | 5722.6469 |  | Commercial CHP | Y | OP |  | Steam unit (PRMVR=ST) under 25MW/250 MMBtu/hr
EXCLUDE | IL | University of Illinois Abbott Power Plt | 54780 | T5 | NG | ST | 3 | 3 | 0 | 0 | 0.22048 | 0 | 0 | 0 |  | Commercial CHP | Y | RE | 2003 | Steam unit (PRMVR=ST) under 25MW/250 MMBtu/hr
EXCLUDE | IL | University of Illinois Abbott Power Plt | 54780 | T6 | BIT | ST | 7.5 | 7.5 | 0 | 11817.529 | 0.22048 | 190079.3879 | 53599.3405 | 30547.8681 |  | Commercial CHP | Y | OP |  | Steam unit (PRMVR=ST) under 25MW/250 MMBtu/hr
EXCLUDE | IL | University of Illinois Abbott Power Plt | 54780 | T7 | BIT | ST | 7.5 | 7.5 | 0 | 9566.911 | 0.22048 | 153879.2574 | 43391.484 | 24730.1052 |  | Commercial CHP | Y | OP |  | Steam unit (PRMVR=ST) under 25MW/250 MMBtu/hr
EXCLUDE | IL | University of Illinois Abbott Power Plt | 54780 | T8 | NG | GT | 13 | 13 | 0 | 93007.07 | 0.88855 | 53074.2482 | 104673.4493 | 60183.9392 |  | Commercial CHP | Y | OP |  | Simple Cycle Turbine (PRMVR=GT or OT) unit under 25MW
EXCLUDE | IL | University of Illinois Abbott Power Plt | 54780 | T9 | NG | GT | 13 | 13 | 0 | 93007.07 | 0.88855 | 53074.2482 | 104673.4493 | 60183.9392 |  | Commercial CHP | Y | OP |  | Simple Cycle Turbine (PRMVR=GT or OT) unit under 25MW
EXCLUDE | IL | University of Illinois Cogen Facility | 54044 | CT1 | NG | GT | 7.8 | 6.4 | 0 | 43325.8 | 0.85178 | 34297.8455 | 50864.8927 | 28675.4052 |  | Commercial CHP | Y | OP |  | Simple Cycle Turbine (PRMVR=GT or OT) unit under 25MW
EXCLUDE | IL | University of Illinois Cogen Facility | 54044 | CT2 | NG | GT | 7.8 | 6.4 | 0 | 43325.8 | 0.85178 | 34297.8455 | 50864.8927 | 28675.4052 |  | Commercial CHP | Y | OP |  | Simple Cycle Turbine (PRMVR=GT or OT) unit under 25MW
EXCLUDE | IL | University of Illinois Cogen Facility | 54044 | CT3 | NG | GT | 7.8 | 6.4 | 0 | 43325.8 | 0.85178 | 34297.8455 | 50864.8927 | 28675.4052 |  | Commercial CHP | Y | OP |  | Simple Cycle Turbine (PRMVR=GT or OT) unit under 25MW
EXCLUDE | IL | University of Illinois Cogen Facility | 54044 | GEN1 | NG | IC | 6.3 | 6.3 | 0 | 0 | 0.96293 | 0 | 0 | 0 |  | Commercial CHP | Y | OP |  | Internal Combustion (PRMVR=IC)
EXCLUDE | IL | University of Illinois Cogen Facility | 54044 | GEN2 | NG | IC | 6.3 | 6.3 | 0 | 0 | 0.96293 | 0 | 0 | 0 |  | Commercial CHP | Y | OP |  | Internal Combustion (PRMVR=IC)
EXCLUDE | IL | University of Illinois Cogen Facility | 54044 | GEN3 | NG | IC | 3.7 | 3.7 | 0 | 0 | 0.96293 | 0 | 0 | 0 |  | Commercial CHP | Y | OP |  | Internal Combustion (PRMVR=IC)
EXCLUDE | IL | University of Illinois Cogen Facility | 54044 | GEN4 | NG | IC | 3.7 | 3.7 | 0 | 0 | 0.96293 | 0 | 0 | 0 |  | Commercial CHP | Y | OP |  | Internal Combustion (PRMVR=IC)
EXCLUDE | IL | University of Illinois Cogen Facility | 54044 | RE1 | NG | IC | 5.5 | 5.5 | 0 | 0 | 0.96293 | 0 | 0 | 0 |  | Commercial CHP | Y | OP |  | Internal Combustion (PRMVR=IC)
EXCLUDE | IL | University of Illinois Cogen Facility | 54044 | RE2 | NG | IC | 5.5 | 5.5 | 0 | 0 | 0.96293 | 0 | 0 | 0 |  | Commercial CHP | Y | OP |  | Internal Combustion (PRMVR=IC)
EXCLUDE | IL | University of Illinois Cogen Facility | 54044 | RE3 | NG | IC | 5.5 | 5.5 | 0 | 0 | 0.96293 | 0 | 0 | 0 |  | Commercial CHP | Y | OP |  | Internal Combustion (PRMVR=IC)
SSTLOGN | IL | University Park North | 55640 | 1 | NG | GT | 45 | 42 | 505 | 12253.6667 |  |  | 12253.6667 | 6907.78 |  | Electric Utility/IPP Non-CHP | N | OP
SSTLOGN | IL | University Park North | 55640 | 2 | NG | GT | 45 | 42 | 505 | 12253.6667 |  |  | 12253.6667 | 6871.406 |  | Electric Utility/IPP Non-CHP | N | OP
SSTLOGN | IL | University Park North | 55640 | 3 | NG | GT | 45 | 42 | 505 | 12253.6667 |  |  | 12253.6667 | 8115.785 |  | Electric Utility/IPP Non-CHP | N | OP
SSTLOGN | IL | University Park North | 55640 | 4 | NG | GT | 45 | 42 | 505 | 12253.6667 |  |  | 12253.6667 | 7713.977 |  | Electric Utility/IPP Non-CHP | N | OP
SSTLOGN | IL | University Park North | 55640 | 5 | NG | GT | 45 | 42 | 505 | 12253.6667 |  |  | 12253.6667 | 6232.473 |  | Electric Utility/IPP Non-CHP | N | OP
SSTLOGN | IL | University Park North | 55640 | 6 | NG | GT | 45 | 42 | 505 | 12253.6667 |  |  | 12253.6667 | 6150.155 |  | Electric Utility/IPP Non-CHP | N | OP
SSTLOGN | IL | University Park North | 55640 | 7 | NG | GT | 45 | 42 | 505 | 12253.6667 |  |  | 12253.6667 | 5977.832 |  | Electric Utility/IPP Non-CHP | N | OP
SSTLOGN | IL | University Park North | 55640 | 8 | NG | GT | 45 | 42 | 505 | 12253.6667 |  |  | 12253.6667 | 5673.95 |  | Electric Utility/IPP Non-CHP | N | OP
SSTLOGN | IL | University Park North | 55640 | 9 | NG | GT | 45 | 42 | 505 | 12253.6667 |  |  | 12253.6667 | 7304.076 |  | Electric Utility/IPP Non-CHP | N | OP
SSTLOGN | IL | University Park North | 55640 | 10 | NG | GT | 45 | 42 | 505 | 12253.6667 |  |  | 12253.6667 | 7420.496 |  | Electric Utility/IPP Non-CHP | N | OP
SSTLOGN | IL | University Park North | 55640 | 11 | NG | GT | 45 | 42 | 505 | 12253.6667 |  |  | 12253.6667 | 7179.811 |  | Electric Utility/IPP Non-CHP | N | OP
SSTLOGN | IL | University Park North | 55640 | 12 | NG | GT | 45 | 42 | 505 | 12253.6667 |  |  | 12253.6667 | 7023.111 |  | Electric Utility/IPP Non-CHP | N | OP
SSTLOGN | IL | University Park South | 55250 | UPG1 | NG | GT | 57 | 50 | 600 | 11435.5 |  |  | 11435.5 | 7762.2667 |  | Electric Utility/IPP Non-CHP | N | OP
SSTLOGN | IL | University Park South | 55250 | UPG2 | NG | GT | 57 | 50 | 600 | 11435.5 |  |  | 11435.5 | 7762.2667 |  | Electric Utility/IPP Non-CHP | N | OP
SSTLOGN | IL | University Park South | 55250 | UPG3 | NG | GT | 57 | 50 | 600 | 11435.5 |  |  | 11435.5 | 7762.2667 |  | Electric Utility/IPP Non-CHP | N | OP
SSTLOGN | IL | University Park South | 55250 | UPG4 | NG | GT | 57 | 50 | 600 | 11435.5 |  |  | 11435.5 | 7762.2667 |  | Electric Utility/IPP Non-CHP | N | OP
SSTLOGN | IL | University Park South | 55250 | UPG5 | NG | GT | 57 | 50 | 600 | 11435.5 |  |  | 11435.5 | 7762.2667 |  | Electric Utility/IPP Non-CHP | N | OP
SSTLOGN | IL | University Park South | 55250 | UPG6 | NG | GT | 57 | 50 | 600 | 11435.5 |  |  | 11435.5 | 7762.2667 |  | Electric Utility/IPP Non-CHP | N | OP
EXCLUDE | IL | Upper Rock Energy Partners LLC | 55764 | UR1 | LFG | IC | 1.1 | 0.9 | 0 | 0 |  |  | 0 | 0 |  | IPP Non-CHP | N | OP |  | Internal Combustion (PRMVR=IC)
EXCLUDE | IL | Upper Rock Energy Partners LLC | 55764 | UR2 | LFG | IC | 1.1 | 0.9 | 0 | 0 |  |  | 0 | 0 |  | IPP Non-CHP | N | OP |  | Internal Combustion (PRMVR=IC)
EXCLUDE | IL | Upper Rock Energy Partners LLC | 55764 | UR3 | LFG | IC | 1.1 | 0.9 | 0 | 0 |  |  | 0 | 0 |  | IPP Non-CHP | N | OP |  | Internal Combustion (PRMVR=IC)
EXCLUDE | IL | Upper Rock Energy Partners LLC | 55764 | UR4 | LFG | IC | 1.1 | 0.9 | 0 | 0 |  |  | 0 | 0 |  | IPP Non-CHP | N | OP |  | Internal Combustion (PRMVR=IC)
EXCLUDE | IL | Upper Sterling | 7474 | 1 | WAT | HY | 1.1 | 1 | 0 | 3385.5 |  |  | 3385.5 | 0 |  | Electric Utility | N | OP |  | Non Combustion (NUC, WAT, WND, GEO, or SUN)
EXCLUDE | IL | Upper Sterling | 7474 | 2 | WAT | HY | 1.1 | 1 | 0 | 3385.5 |  |  | 3385.5 | 0 |  | Electric Utility | N | OP |  | Non Combustion (NUC, WAT, WND, GEO, or SUN)
EXCLUDE | IL | Venice | 913 | 2 | DFO | ST | 40 | 38 | 0 | 0 |  |  | 0 | 0 |  | Electric Utility | N | RE | 2000 | Retired in 2000
EXCLUDE | IL | Venice | 913 | 3 | DFO | ST | 98 | 82 | 0 | 0 |  |  | 0 | 0 |  | Electric Utility | N | RE | 2002 | Retired in 2002
EXCLUDE | IL | Venice | 913 | 4 | DFO | ST | 98 | 82 | 0 | 0 |  |  | 0 | 0 |  | Electric Utility | N | RE | 2002 | Retired in 2002
EXCLUDE | IL | Venice | 913 | 5 | DFO | ST | 98 | 86 | 0 | 0 |  |  | 0 | 0 |  | Electric Utility | N | RE | 2002 | Retired in 2002
EXCLUDE | IL | Venice | 913 | 6 | DFO | ST | 100 | 86 | 0 | 0 |  |  | 0 | 0 |  | Electric Utility | N | RE | 2002 | Retired in 2002
SSTLOGN | IL | Venice | 913 | GT1 | DFO | GT | 37.5 | 26 | 383.4804 | 7700.1002 |  |  | 7700.1002 | 4656.8118 |  | Electric Utility | N | RE | 2011
SSTLOGN | IL | Venice | 913 | GT2 | NG | GT | 61 | 49 | 623.7947 | 12525.4964 |  |  | 12525.4964 | 7575.0806 |  | Electric Utility | N | OP
SSTLOGN | IL | Venice | 913 | GT3 | NG | GT | 200 | 169 | 2045.2285 | 41067.2013 |  |  | 41067.2013 | 24836.3298 |  | Electric Utility | N | OP
SSTLOGN | IL | Venice | 913 | GT4 | NG | GT | 200 | 169 | 2045.2285 | 41067.2013 |  |  | 41067.2013 | 24836.3298 |  | Electric Utility | N | OP
SSTLOGN | IL | Venice | 913 | GT5 | NG | GT | 125 | 104 | 1278.2678 | 25667.0008 |  |  | 25667.0008 | 15522.7061 |  | Electric Utility | N | OP
EXCLUDE | IL | Venice | 913 | ST1 | DFO | ST | 40 | 38 | 0 | 0 |  |  | 0 | 0 |  | Electric Utility | N | RE | 2000 | Retired in 2000
COALST | IL | Vermilion | 897 | 2 | SUB | ST | 108.8 | 99 | 0 | 108131 |  |  | 108131 | 120484.2759 |  | IPP Non-CHP | N | RE | 2011
EXCLUDE | IL | Vermilion | 897 | 3 | DFO | GT | 15 | 10 | 0 | 0 |  |  | 0 | 0 |  | IPP Non-CHP | N | RE | 2011 | Simple Cycle Turbine (PRMVR=GT or OT) unit under 25MW
COALST | IL | Vermilion | 897 | ST1 | SUB | ST | 73.5 | 62 | 0 | 47939 |  |  | 47939 | 81393.3298 |  | IPP Non-CHP | N | RE | 2011
EXCLUDE | IL | Waterloo | 971 | 1 | DFO | IC | 3.1 | 2.7 | 0 | 0 |  |  | 0 | 0 |  | Electric Utility | N | SB |  | Internal Combustion (PRMVR=IC)
EXCLUDE | IL | Waterloo | 971 | 2 | DFO | IC | 0.2 | 0.2 | 0 | 0 |  |  | 0 | 0 |  | Electric Utility | N | SB |  | Internal Combustion (PRMVR=IC)
EXCLUDE | IL | Waterloo | 971 | 3 | DFO | IC | 0.2 | 0.2 | 0 | 0 |  |  | 0 | 0 |  | Electric Utility | N | SB |  | Internal Combustion (PRMVR=IC)
EXCLUDE | IL | Waterloo | 971 | 4 | DFO | IC | 2 | 1.8 | 0 | 0 |  |  | 0 | 0 |  | Electric Utility | N | SB |  | Internal Combustion (PRMVR=IC)
EXCLUDE | IL | Waterloo | 971 | 5 | DFO | IC | 0.5 | 0.4 | 0 | 0 |  |  | 0 | 0 |  | Electric Utility | N | SB |  | Internal Combustion (PRMVR=IC)
EXCLUDE | IL | Waterloo | 971 | 6 | DFO | IC | 0.5 | 0.5 | 0 | 0 |  |  | 0 | 0 |  | Electric Utility | N | SB |  | Internal Combustion (PRMVR=IC)
EXCLUDE | IL | Waterloo | 971 | 7 | DFO | IC | 1.7 | 1.5 | 0 | 0 |  |  | 0 | 0 |  | Electric Utility | N | SB |  | Internal Combustion (PRMVR=IC)
EXCLUDE | IL | Waterloo | 971 | 8 | DFO | IC | 3 | 2.4 | 0 | 0 |  |  | 0 | 0 |  | Electric Utility | N | SB |  | Internal Combustion (PRMVR=IC)
EXCLUDE | IL | Waterloo | 971 | 12 | NG | GT | 6.6 | 6.6 | 0 | 96.5735 |  |  | 96.5735 | 79.8972 |  | Electric Utility | N | SB |  | Simple Cycle Turbine (PRMVR=GT or OT) unit under 25MW
EXCLUDE | IL | Waterloo | 971 | 13 | NG | GT | 7 | 6.6 | 0 | 102.4265 |  |  | 102.4265 | 0 |  | Electric Utility | N | V |  | Simple Cycle Turbine (PRMVR=GT or OT) unit under 25MW
EXCLUDE | IL | Waukegan | 883 | 6 | SUB | ST | 121 | 100 | 0 | 0 |  |  | 0 | 0 |  | IPP Non-CHP | N | RE | 2007 | Retired in 2007
COALST | IL | Waukegan | 883 | 7 | SUB | ST | 326.4 | 328 | 4239 | 1738118 |  |  | 1738118 | 1739838.225 |  | Electric Utility/IPP Non-CHP | N | OP
COALST | IL | Waukegan | 883 | 8 | SUB | ST | 355.3 | 361 | 4947 | 2160438 |  |  | 2160438 | 2671421.8 |  | Electric Utility/IPP Non-CHP | N | OP
SSTLOGN | IL | Waukegan | 883 | 311 | KER | GT | 28 | 24.6 | 553 | 54.25 |  |  | 54.25 | 87.6 |  | Electric Utility/IPP Non-CHP | N | SB
SSTLOGN | IL | Waukegan | 883 | 312 | KER | GT | 28 | 28.5 | 553 | 54.25 |  |  | 54.25 | 225.3 |  | Electric Utility/IPP Non-CHP | N | SB
SSTLOGN | IL | Waukegan | 883 | 321 | KER | GT | 28 | 28 | 553 | 54.25 |  |  | 54.25 | 137.9 |  | Electric Utility/IPP Non-CHP | N | SB
SSTLOGN | IL | Waukegan | 883 | 322 | KER | GT | 28 | 26.7 | 553 | 54.25 |  |  | 54.25 | 193.3 |  | Electric Utility/IPP Non-CHP | N | SB
EXCLUDE | IL | Wells Manufacturing Dura Bar Division | 54540 | 1A | NG | IC | 1 | 0.9 | 0 | 0 |  |  | 0 | 0 |  | Industrial Non-CHP | N | OP |  | Internal Combustion (PRMVR=IC)
EXCLUDE | IL | Wells Manufacturing Dura Bar Division | 54540 | 1B | NG | IC | 1 | 0.9 | 0 | 0 |  |  | 0 | 0 |  | Industrial Non-CHP | N | OP |  | Internal Combustion (PRMVR=IC)
EXCLUDE | IL | Wells Manufacturing Dura Bar Division | 54540 | 2A | NG | IC | 1 | 0.9 | 0 | 0 |  |  | 0 | 0 |  | Industrial Non-CHP | N | OP |  | Internal Combustion (PRMVR=IC)
EXCLUDE | IL | Wells Manufacturing Dura Bar Division | 54540 | 2B | NG | IC | 1 | 0.9 | 0 | 0 |  |  | 0 | 0 |  | Industrial Non-CHP | N | OP |  | Internal Combustion (PRMVR=IC)
EXCLUDE | IL | Wells Manufacturing Dura Bar Division | 54540 | 3A | NG | IC | 1 | 0.9 | 0 | 0 |  |  | 0 | 0 |  | Industrial Non-CHP | N | OP |  | Internal Combustion (PRMVR=IC)
EXCLUDE | IL | Wells Manufacturing Dura Bar Division | 54540 | 3B | NG | IC | 1 | 0.9 | 0 | 0 |  |  | 0 | 0 |  | Industrial Non-CHP | N | OP |  | Internal Combustion (PRMVR=IC)
EXCLUDE | IL | Westchester Gas Recovery | 56417 | W1 | LFG | IC | 1.8 | 1.8 | 0 | 0 |  |  | 0 | 0 |  | IPP Non-CHP | N | OP |  | Internal Combustion (PRMVR=IC)
EXCLUDE | IL | Westchester Gas Recovery | 56417 | W2 | LFG | IC | 1.8 | 1.8 | 0 | 0 |  |  | 0 | 0 |  | IPP Non-CHP | N | OP |  | Internal Combustion (PRMVR=IC)
EXCLUDE | IL | White Oak Energy LLC | 57342 | 1 | WND | WT | 150 | 150 | 0 | 217592 |  |  | 217592 | 0 |  | IPP Non-CHP | N | OP |  | Non Combustion (NUC, WAT, WND, GEO, or SUN)
EXCLUDE | IL | Will County | 884 | 1 | SUB | ST | 187.5 | 151 | 0 | 0 |  |  | 0 | 0 |  | IPP Non-CHP | N | RE | 2010 | Retired in 2010
EXCLUDE | IL | Will County | 884 | 2 | SUB | ST | 183.7 | 148 | 0 | 0 |  |  | 0 | 0 |  | IPP Non-CHP | N | RE | 2010 | Retired in 2010
COALST | IL | Will County | 884 | 3 | SUB | ST | 299.2 | 251 | 4905 | 1324918 |  |  | 1324918 | 1627116.75 |  | Electric Utility/IPP Non-CHP | N | OP
COALST | IL | Will County | 884 | 4 | SUB | ST | 598.4 | 510 | 6359 | 2139174 |  |  | 2139174 | 2427492.85 |  | Electric Utility/IPP Non-CHP | N | OP
EXCLUDE | IL | Winnebago Energy Center LLC | 56780 | 1 | LFG | IC | 1.6 | 1.6 | 0 | 0 |  |  | 0 | 0 |  | IPP Non-CHP | N | OP |  | Internal Combustion (PRMVR=IC)
EXCLUDE | IL | Winnebago Energy Center LLC | 56780 | 2 | LFG | IC | 1.6 | 1.6 | 0 | 0 |  |  | 0 | 0 |  | IPP Non-CHP | N | OP |  | Internal Combustion (PRMVR=IC)
EXCLUDE | IL | Winnebago Energy Center LLC | 56780 | 3 | LFG | IC | 1.6 | 1.6 | 0 | 0 |  |  | 0 | 0 |  | IPP Non-CHP | N | OP |  | Internal Combustion (PRMVR=IC)
EXCLUDE | IL | Winnebago Energy Center LLC | 56780 | 4 | LFG | IC | 1.6 | 1.6 | 0 | 0 |  |  | 0 | 0 |  | IPP Non-CHP | N | OP |  | Internal Combustion (PRMVR=IC)
EXCLUDE | IL | Winnetka | 972 | 4 | NG | ST | 9.4 | 9.4 | 0 | 1452 |  |  | 1452 | 1796.0207 |  | Electric Utility | N | OP |  | Steam unit (PRMVR=ST) under 25MW/250 MMBtu/hr
EXCLUDE | IL | Winnetka | 972 | 6 | NG | ST | 6.3 | 6.3 | 0 | 689 |  |  | 689 | 852.244 |  | Electric Utility | N | OP |  | Steam unit (PRMVR=ST) under 25MW/250 MMBtu/hr
EXCLUDE | IL | Winnetka | 972 | 7 | NG | ST | 12.5 | 12.5 | 0 | 1114 |  |  | 1114 | 1377.9388 |  | Electric Utility | N | OP |  | Steam unit (PRMVR=ST) under 25MW/250 MMBtu/hr
EXCLUDE | IL | Winnetka | 972 | 8 | DFO | IC | 2.6 | 2.6 | 0 | 0 |  |  | 0 | 0 |  | Electric Utility | N | OP |  | Internal Combustion (PRMVR=IC)
EXCLUDE | IL | Winnetka | 972 | 9 | DFO | IC | 2.6 | 2.6 | 0 | 0 |  |  | 0 | 0 |  | Electric Utility | N | OP |  | Internal Combustion (PRMVR=IC)
OGST | IL | Wood River | 898 | 1 | NG | ST | 50 | 38.7 | 0 | 264650.2879 |  |  | 264650.2879 | 162779.1329 |  | IPP Non-CHP | N | RE | 2011
OGST | IL | Wood River | 898 | 2 | NG | ST | 50 | 38.7 | 0 | 264650.2879 |  |  | 264650.2879 | 162779.1329 |  | IPP Non-CHP | N | RE | 2011
OGST | IL | Wood River | 898 | 3 | NG | ST | 50 | 38.7 | 0 | 264650.2879 |  |  | 264650.2879 | 162779.1329 |  | IPP Non-CHP | N | RE | 2011
COALST | IL | Wood River | 898 | 4 | SUB | ST | 112.5 | 88 | 1230 | 595463.1477 |  |  | 595463.1477 | 752748.444 |  | Electric Utility/IPP Non-CHP | N | OP
COALST | IL | Wood River | 898 | 5 | SUB | ST | 387.6 | 368 | 3880 | 2051569.0316 |  |  | 2051569.0316 | 2937025.733 |  | Electric Utility/IPP Non-CHP | N | OP
EXCLUDE | IL | Woodland Landfill Gas Recovery | 54662 | GEN1 | LFG | IC | 0.8 | 0.8 | 0 | 0 |  |  | 0 | 0 |  | IPP Non-CHP | N | OP |  | Internal Combustion (PRMVR=IC)
EXCLUDE | IL | Woodland Landfill Gas Recovery | 54662 | GEN2 | LFG | IC | 0.8 | 0.8 | 0 | 0 |  |  | 0 | 0 |  | IPP Non-CHP | N | OP |  | Internal Combustion (PRMVR=IC)
EXCLUDE | IL | Woodland Landfill Gas Recovery | 54662 | GEN3 | LFG | IC | 1.6 | 1.6 | 0 | 0 |  |  | 0 | 0 |  | IPP Non-CHP | N | OP |  | Internal Combustion (PRMVR=IC)
EXCLUDE | IL | Woodland Landfill Gas Recovery | 54662 | GEN4 | LFG | IC | 1.6 | 1.6 | 0 | 0 |  |  | 0 | 0 |  | IPP Non-CHP | N | OP |  | Internal Combustion (PRMVR=IC)
EXCLUDE | IL | Woodridge Greene Valley Treatment Plant | 54987 | FM01 | NG | IC | 1.5 | 1.5 | 0 | 0 | 0.56729 | 0 | 0 | 0 |  | Commercial CHP | Y | OP |  | Internal Combustion (PRMVR=IC)
SSTLOGN | IL | Zion Energy Center | 55392 | CTG1 | NG | GT | 198.9 | 152 | 2050 | 37064.3333 |  |  | 37064.3333 | 24523.7943 |  | Electric Utility/IPP Non-CHP | N | OP
SSTLOGN | IL | Zion Energy Center | 55392 | CTG2 | NG | GT | 198.9 | 152 | 2050 | 37064.3333 |  |  | 37064.3333 | 24523.7943 |  | Electric Utility/IPP Non-CHP | N | OP
SSTLOGN | IL | Zion Energy Center | 55392 | CTG3 | NG | GT | 198.9 | 152 | 2050 | 37064.3333 |  |  | 37064.3333 | 24523.7943 |  | Electric Utility/IPP Non-CHP | N | OP
EXCLUDE | IL | Zion Energy Center | 55392 | CTG4 | NG | GT | 198.9 | 152 | 0 | 0 |  |  | 0 | 0 |  | IPP Non-CHP | N | P |  | Status of operation (IP,L,P,T,or U)
EXCLUDE | IL | Zion Energy Center | 55392 | CTG5 | NG | GT | 198.9 | 152 | 0 | 0 |  |  | 0 | 0 |  | IPP Non-CHP | N | P |  | Status of operation (IP,L,P,T,or U)
EXCLUDE | IL | Zion Landfill Gas to Energy Facility | 56871 | 1 | LFG | IC | 1.4 | 1.4 | 0 | 0 |  |  | 0 | 0 |  | IPP Non-CHP | N | OP |  | Internal Combustion (PRMVR=IC)
EXCLUDE | IL | Zion Landfill Gas to Energy Facility | 56871 | 2 | LFG | IC | 1.4 | 1.4 | 0 | 0 |  |  | 0 | 0 |  | IPP Non-CHP | N | OP |  | Internal Combustion (PRMVR=IC)
EXCLUDE | IL | Zion Landfill Gas to Energy Facility | 56871 | 3 | LFG | IC | 1.4 | 1.4 | 0 | 0 |  |  | 0 | 0 |  | IPP Non-CHP | N | OP |  | Internal Combustion (PRMVR=IC)
EXCLUDE | IL | Zion Landfill Gas to Energy Facility | 56871 | 4 | LFG | IC | 1.4 | 1.4 | 0 | 0 |  |  | 0 | 0 |  | IPP Non-CHP | N | OP |  | Internal Combustion (PRMVR=IC)
EXCLUDE | IL | Zion Landfill Gas to Energy Facility | 56871 | 5 | LFG | IC | 1.4 | 1.4 | 0 | 0 |  |  | 0 | 0 |  | IPP Non-CHP | N | OP |  | Internal Combustion (PRMVR=IC)
EXCLUDE | IN | 2 AC Station | 10211 | 10TG | BFG | ST | 20 | 18 | 0 | 0 |  |  | 0 | 0 |  | Industrial CHP | N | RE | 2009 | Steam unit (PRMVR=ST) under 25MW/250 MMBtu/hr
EXCLUDE | IN | 2 AC Station | 10211 | 11TG | BFG | ST | 20 | 18 | 0 | 0 |  |  | 0 | 0 |  | Industrial CHP | N | RE | 2009 | Steam unit (PRMVR=ST) under 25MW/250 MMBtu/hr
EXCLUDE | IN | 2 AC Station | 10211 | 7TG | BFG | ST | 11.2 | 10 | 0 | 0 |  |  | 0 | 0 |  | Industrial CHP | N | RE | 2007 | Steam unit (PRMVR=ST) under 25MW/250 MMBtu/hr
EXCLUDE | IN | 2 AC Station | 10211 | 8TG | BFG | ST | 11.2 | 10 | 0 | 0 |  |  | 0 | 0 |  | Industrial CHP | N | RE | 2009 | Steam unit (PRMVR=ST) under 25MW/250 MMBtu/hr
EXCLUDE | IN | 2 AC Station | 10211 | 9TG | BFG | ST | 20 | 18.6 | 0 | 0 | 0 |  |  | 0 |  | Industrial CHP | Y | RE | 1996 | Steam unit (PRMVR=ST) under 25MW/250 MMBtu/hr
EXCLUDE | IN | 4 AC Station | 10474 | 14TG | BIT | ST | 67.5 | 63.3 | 0 | 0 | 0 |  |  | 0 |  | Industrial CHP | Y | RE | 1999 | Retired in 1999
EXCLUDE | IN | 4 AC Station | 10474 | 15TG | BIT | ST | 67.5 | 63.3 | 0 | 0 | 0 |  |  | 0 |  | Industrial CHP | Y | RE | 1999 | Retired in 1999
COALST | IN | A B Brown | 6137 | 1 | BIT | ST | 265.2 | 245 | 3632 | 937404 |  |  | 937404 | 1089809.706 |  | Electric Utility | N | OP
COALST | IN | A B Brown | 6137 | 2 | BIT | ST | 265.2 | 245 | 4469 | 1153977 |  |  | 1153977 | 1370716.522 |  | Electric Utility | N | OP
SSTLOGN | IN | A B Brown | 6137 | 4 | NG | GT | 88.2 | 80 | 1257 | 14721.5 |  |  | 14721.5 | 11222.089 |  | Electric Utility | N | OP
SSTLOGN | IN | A B Brown | 6137 | 5 | NG | GT | 88.2 | 80 | 1257 | 14721.5 |  |  | 14721.5 | 11222.089 |  | Electric Utility | N | OP
COALST | IN | AES Petersburg | 994 | 4 | BIT | ST | 670.9 | 529.6 | 5550 | 2749997 |  |  | 2749997 | 3164076.743 |  | Electric Utility | N | OP
EXCLUDE | IN | AES Petersburg | 994 | IC1 | DFO | IC | 2.7 | 3 | 0 | 0 |  |  | 0 | 0 |  | Electric Utility | N | OP |  | Internal Combustion (PRMVR=IC)
EXCLUDE | IN | AES Petersburg | 994 | IC2 | DFO | IC | 2.7 | 3 | 0 | 0 |  |  | 0 | 0 |  | Electric Utility | N | OP |  | Internal Combustion (PRMVR=IC)
EXCLUDE | IN | AES Petersburg | 994 | IC3 | DFO | IC | 2.7 | 2 | 0 | 0 |  |  | 0 | 0 |  | Electric Utility | N | OP |  | Internal Combustion (PRMVR=IC)
COALST | IN | AES Petersburg | 994 | ST1 | BIT | ST | 281.6 | 222.5 | 2200 | 1188980 |  |  | 1188980 | 1227703.085 |  | Electric Utility | N | OP
COALST | IN | AES Petersburg | 994 | ST2 | BIT | ST | 523.3 | 421.8 | 4144 | 2626096 |  |  | 2626096 | 2793347.715 |  | Electric Utility | N | OP
COALST | IN | AES Petersburg | 994 | ST3 | BIT | ST | 670.9 | 527.6 | 5540 | 3487561 |  |  | 3487561 | 3488090.455 |  | Electric Utility | N | OP
SSTLOGN | IN | Anderson | 7336 | ACT1 | NG | GT | 41.4 | 34 | 560 | 3462.4339 |  |  | 3462.4339 | 2520.35 |  | Electric Utility | N | OP
SSTLOGN | IN | Anderson | 7336 | ACT2 | NG | GT | 41.4 | 34 | 560 | 3462.4339 |  |  | 3462.4339 | 2481.825 |  | Electric Utility | N | OP
SSTLOGN | IN | Anderson | 7336 | ACT3 | NG | GT | 85.9 | 72 | 1103.8 | 7184.1322 |  |  | 7184.1322 | 5862.2 |  | Electric Utility | N | OP
EXCLUDE | IN | ArcelorMittal Burns Harbor | 10245 | GEN5 | BFG | ST | 62 | 60.5 | 0 | 203342 | 0.34223 | 1777972.5304 | 594162.4566 | 355325.0259 |  | Industrial CHP | Y | OP |  | Commercial/Industrial Unit
EXCLUDE | IN | ArcelorMittal Burns Harbor | 10245 | GEN6 | BFG | ST | 51 | 51 | 0 | 211992 | 0.34223 | 1853606.007 | 619437.6346 | 370440.2578 |  | Industrial CHP | Y | OP |  | Commercial/Industrial Unit
EXCLUDE | IN | ArcelorMittal Burns Harbor | 10245 | GEN7 | BFG | ST | 63.2 | 63.2 | 0 | 244449 | 0.34223 | 2137402.0472 | 714276.5309 | 427156.452 |  | Industrial CHP | Y | OP |  | Commercial/Industrial Unit
EXCLUDE | IN | ArcelorMittal Indiana Harbor West | 10397 | GEN5 | BFG | ST | 12.5 | 3.1 | 0 | 17031.8208 | 0.11489 | 596954.1003 | 148249.7502 | 28880.0646 |  | Industrial CHP | Y | OP |  | Steam unit (PRMVR=ST) under 25MW/250 MMBtu/hr
EXCLUDE | IN | ArcelorMittal Indiana Harbor West | 10397 | GEN6 | BFG | ST | 12.5 | 3.1 | 0 | 17031.8208 | 0.11489 | 596954.1003 | 148249.7502 | 49685.7602 |  | Industrial CHP | Y | OP |  | Steam unit (PRMVR=ST) under 25MW/250 MMBtu/hr
EXCLUDE | IN | ArcelorMittal Indiana Harbor West | 10397 | GEN7 | BFG | ST | 32 | 3.9 | 0 | 43601.4613 | 0.11489 | 1528202.4968 | 379519.3606 | 127195.5462 |  | Industrial CHP | Y | OP |  | Commercial/Industrial Unit
EXCLUDE | IN | ArcelorMittal Indiana Harbor West | 10397 | GEN8 | BFG | ST | 40 | 3.9 | 0 | 54501.8266 | 0.11489 | 1910253.121 | 474399.2008 | 158994.4327 |  | Industrial CHP | Y | OP |  | Commercial/Industrial Unit
EXCLUDE | IN | ArcelorMittal Indiana Harbor West | 10397 | GEN9 | BFG | ST | 55 | 11.9 | 0 | 74940.0115 | 0.11489 | 2626598.0413 | 652298.9011 | 517369.2761 |  | Industrial CHP | Y | SB |  | Commercial/Industrial Unit
COALST | IN | Bailly | 995 | 7 | BIT | ST | 190.4 | 160 | 5012 | 798171 |  |  | 798171 | 1038502.636 |  | Electric Utility | N | OP
COALST | IN | Bailly | 995 | 8 | BIT | ST | 413.1 | 320 | 5012 | 1692438 |  |  | 1692438 | 2068144.344 |  | Electric Utility | N | OP
SSTLOGN | IN | Bailly | 995 | 10 | NG | GT | 37.5 | 31 | 435 | 1399 |  |  | 1399 | 1717.9986 |  | Electric Utility | N | OP
EXCLUDE | IN | Benton County Wind Farm | 56679 | 1 | WND | WT | 130.5 | 130.5 | 0 | 347721 |  |  | 347721 | 0 |  | IPP Non-CHP | N | OP |  | Non Combustion (NUC, WAT, WND, GEO, or SUN)
EXCLUDE | IN | Bioenergy Power LLC | 57104 | UNIT1 | WDS | ST | 30 | 26 | 0 | 0 |  |  | 0 | 0 |  | IPP Non-CHP | N | L |  | Non Fossil fuel type
EXCLUDE | IN | Bos Dairy, LLC | 57625 | BOS1 | OBG | IC | 0.4 | 0.3 | 0 | 0 |  |  | 0 | 0 |  | Industrial Non-CHP | N | OP |  | Internal Combustion (PRMVR=IC)
EXCLUDE | IN | Bos Dairy, LLC | 57625 | BOS2 | OBG | IC | 0.7 | 0.6 | 0 | 0 |  |  | 0 | 0 |  | Industrial Non-CHP | N | OP |  | Internal Combustion (PRMVR=IC)
SSTLOGN | IN | Broadway | 1011 | 1 | NG | GT | 53.1 | 50 | 770 | 4764.7801 |  |  | 4764.7801 | 2932.6318 |  | Electric Utility | N | OP
SSTLOGN | IN | Broadway | 1011 | 2 | NG | GT | 88.8 | 65 | 1500 | 7968.2199 |  |  | 7968.2199 | 7747.3291 |  | Electric Utility | N | OP
EXCLUDE | IN | Bunge North America East LLC | 50316 | 3516 | BIT | ST | 2 | 2.2 | 0 | 11597 | 0.1051 | 449221.5591 | 110341.4811 | 107012.2799 |  | Industrial CHP | Y | OP |  | Steam unit (PRMVR=ST) under 25MW/250 MMBtu/hr
EXCLUDE | IN | Caterpillar | 50935 | 101 | DFO | IC | 2 | 1.8 | 0 | 0 |  |  | 0 | 0 |  | Industrial Non-CHP | N | RE | 2001 | Internal Combustion (PRMVR=IC)
EXCLUDE | IN | Caterpillar | 50935 | 102 | DFO | IC | 2 | 1.8 | 0 | 0 |  |  | 0 | 0 |  | Industrial Non-CHP | N | RE | 2001 | Internal Combustion (PRMVR=IC)
EXCLUDE | IN | Caterpillar | 50935 | 103 | DFO | IC | 2 | 1.8 | 0 | 0 |  |  | 0 | 0 |  | Industrial Non-CHP | N | RE | 2001 | Internal Combustion (PRMVR=IC)
EXCLUDE | IN | Caterpillar | 50935 | 104 | DFO | IC | 2 | 1.8 | 0 | 0 |  |  | 0 | 0 |  | Industrial Non-CHP | N | RE | 2001 | Internal Combustion (PRMVR=IC)
EXCLUDE | IN | Caterpillar | 50935 | 105 | DFO | IC | 2 | 1.8 | 0 | 0 |  |  | 0 | 0 |  | Industrial Non-CHP | N | RE | 2001 | Internal Combustion (PRMVR=IC)
EXCLUDE | IN | Caterpillar | 50935 | 106 | DFO | IC | 2 | 1.8 | 0 | 0 |  |  | 0 | 0 |  | Industrial Non-CHP | N | RE | 2001 | Internal Combustion (PRMVR=IC)
EXCLUDE | IN | Caterpillar | 50935 | 107 | DFO | IC | 2 | 1.8 | 0 | 0 |  |  | 0 | 0 |  | Industrial Non-CHP | N | RE | 2001 | Internal Combustion (PRMVR=IC)
EXCLUDE | IN | Caterpillar | 50935 | 108 | DFO | IC | 2 | 1.8 | 0 | 0 |  |  | 0 | 0 |  | Industrial Non-CHP | N | RE | 2001 | Internal Combustion (PRMVR=IC)
EXCLUDE | IN | Caterpillar | 50935 | 3512 | DFO | IC | 0.9 | 0.8 | 0 | 0 |  |  | 0 | 0 |  | Industrial Non-CHP | N | SB |  | Internal Combustion (PRMVR=IC)
EXCLUDE | IN | Caterpillar | 50935 | 3516 | DFO | IC | 1.2 | 0.8 | 0 | 0 |  |  | 0 | 0 |  | Industrial Non-CHP | N | SB |  | Internal Combustion (PRMVR=IC)
EXCLUDE | IN | Caterpillar | 50935 | 516A | DFO | IC | 1.8 | 1.8 | 0 | 0 |  |  | 0 | 0 |  | Industrial Non-CHP | N | SB |  | Internal Combustion (PRMVR=IC)
EXCLUDE | IN | Caterpillar | 50935 | ET1 | NG | IC | 2 | 2 | 0 | 0 |  |  | 0 | 0 |  | Industrial Non-CHP | N | OP |  | Internal Combustion (PRMVR=IC)
EXCLUDE | IN | Caterpillar | 50935 | ET2 | NG | IC | 2 | 2 | 0 | 0 |  |  | 0 | 0 |  | Industrial Non-CHP | N | OP |  | Internal Combustion (PRMVR=IC)
EXCLUDE | IN | Caterpillar | 50935 | ET3 | DFO | IC | 2.5 | 2.5 | 0 | 0 |  |  | 0 | 0 |  | Industrial Non-CHP | N | OP |  | Internal Combustion (PRMVR=IC)
EXCLUDE | IN | Caterpillar | 50935 | R12 | DFO | IC | 0.4 | 0.3 | 0 | 0 |  |  | 0 | 0 |  | Industrial Non-CHP | N | SB |  | Internal Combustion (PRMVR=IC)
COALST | IN | Cayuga | 1001 | 1 | BIT | ST | 531 | 500 | 5300 | 2708716 |  |  | 2708716 | 2902707.89 |  | Electric Utility | N | OP
COALST | IN | Cayuga | 1001 | 2 | BIT | ST | 531 | 495 | 5300 | 2980872 |  |  | 2980872 | 3076931.422 |  | Electric Utility | N | OP
SSTLOGN | IN | Cayuga | 1001 | 4 | NG | GT | 121 | 99 | 1300 | 8090 |  |  | 8090 | 7531.304 |  | Electric Utility | N | OP
EXCLUDE | IN | Cayuga | 1001 | 31 | DFO | IC | 2.6 | 3 | 0 | 0 |  |  | 0 | 0 |  | Electric Utility | N | OP |  | Internal Combustion (PRMVR=IC)
EXCLUDE | IN | Cayuga | 1001 | 32 | DFO | IC | 2.6 | 3 | 0 | 0 |  |  | 0 | 0 |  | Electric Utility | N | OP |  | Internal Combustion (PRMVR=IC)
EXCLUDE | IN | Cayuga | 1001 | 33 | DFO | IC | 2.6 | 2 | 0 | 0 |  |  | 0 | 0 |  | Electric Utility | N | OP |  | Internal Combustion (PRMVR=IC)
EXCLUDE | IN | Cayuga | 1001 | 34 | DFO | IC | 2.6 | 2 | 0 | 0 |  |  | 0 | 0 |  | Electric Utility | N | OP |  | Internal Combustion (PRMVR=IC)
EXCLUDE | IN | CC Perry K | 992 | 4 | BIT | ST | 15 | 10 | 0 | 36 | 0.008117 | 20013.1367 | 4435.1361 | 1143.911 |  | Industrial/IPP CHP | Y | OP |  | Steam unit (PRMVR=ST) under 25MW/250 MMBtu/hr
EXCLUDE | IN | CC Perry K | 992 | 6 | BIT | ST | 5 | 3 | 0 | 9125 | 0.008117 | 5072774.2209 | 1124183.8118 | 289949.662 |  | Industrial/IPP CHP | Y | OP |  | Steam unit (PRMVR=ST) under 25MW/250 MMBtu/hr
EXCLUDE | IN | CC Perry K | 992 | 7 | BIT | ST | 1.7 | 1.7 | 0 | 0 | 0.008117 | 0 | 0 | 0 |  | Industrial/IPP CHP | Y | OP |  | Steam unit (PRMVR=ST) under 25MW/250 MMBtu/hr
EXCLUDE | IN | CC Perry K | 992 | 8 | BIT | ST | 1.7 | 1.7 | 0 | 4931 | 0.008117 | 2741243.8009 | 607490.4521 | 156684.0311 |  | Industrial/IPP CHP | Y | OP |  | Steam unit (PRMVR=ST) under 25MW/250 MMBtu/hr
EXCLUDE | IN | Clark-Floyd Landfill Gas Generating | 56539 | ICG1 | LFG | IC | 1.1 | 1.1 | 0 | 0 |  |  | 0 | 0 |  | Electric Utility | N | OP |  | Internal Combustion (PRMVR=IC)
EXCLUDE | IN | Clark-Floyd Landfill Gas Generating | 56539 | ICG2 | LFG | IC | 1.1 | 1.1 | 0 | 0 |  |  | 0 | 0 |  | Electric Utility | N | OP |  | Internal Combustion (PRMVR=IC)
EXCLUDE | IN | Clark-Floyd Landfill Gas Generating | 56539 | ICG3 | LFG | IC | 1.4 | 1.4 | 0 | 0 |  |  | 0 | 0 |  | Electric Utility | N | OP |  | Internal Combustion (PRMVR=IC)
COALST | IN | Clifty Creek | 983 | 1 | SUB | ST | 217.3 | 200.5 | 2800 | 1457308 |  |  | 1457308 | 1432096.414 |  | Electric Utility | N | OP
COALST | IN | Clifty Creek | 983 | 2 | SUB | ST | 217.3 | 200.5 | 2800 | 1416168 |  |  | 1416168 | 1382418.719 |  | Electric Utility | N | OP
COALST | IN | Clifty Creek | 983 | 3 | SUB | ST | 217.3 | 200.5 | 2800 | 1357286 |  |  | 1357286 | 1362688.97 |  | Electric Utility | N | OP
COALST | IN | Clifty Creek | 983 | 4 | SUB | ST | 217.3 | 200.5 | 2800 | 1374731 |  |  | 1374731 | 1392165.965 |  | Electric Utility | N | OP
COALST | IN | Clifty Creek | 983 | 5 | SUB | ST | 217.3 | 200.5 | 2800 | 1072084 |  |  | 1072084 | 1082969.521 |  | Electric Utility | N | OP
COALST | IN | Clifty Creek | 983 | 6 | SUB | ST | 217.3 | 200.5 | 2800 | 1270690 |  |  | 1270690 | 1308711.428 |  | Electric Utility | N | OP
SSTLOGN | IN | Connersville | 1002 | 1 | DFO | GT | 41.8 | 43 | 1164 | -81.5 |  |  | -81.5 | 52.6284 |  | Electric Utility | N | OP
SSTLOGN | IN | Connersville | 1002 | 2 | DFO | GT | 41.8 | 43 | 1164 | -81.5 |  |  | -81.5 | 84.8343 |  | Electric Utility | N | OP
EXCLUDE | IN | Covanta Indianapolis Energy | 50647 | GEN1 | MSB | ST | 6.5 | 5 | 0 | 39507.13 | 0.024043 | 7295671.4426 | 1643186.3744 | 804264.913 |  | Commercial CHP | Y | OP |  | Non Fossil fuel type
EXCLUDE | IN | Crawfordsville | 1024 | 4 | BIT | ST | 11.5 | 10.6 | 0 | 459 |  |  | 459 | 504.4708 |  | Electric Utility | N | OP |  | Steam unit (PRMVR=ST) under 25MW/250 MMBtu/hr
EXCLUDE | IN | Crawfordsville | 1024 | 5 | BIT | ST | 12.6 | 12.6 | 0 | 0.96 |  |  | 0.96 | 552.7245 |  | Electric Utility | N | OP |  | Steam unit (PRMVR=ST) under 25MW/250 MMBtu/hr
EXCLUDE | IN | Crawfordsville | 1024 | D1 | DFO | IC | 0.8 | 0.9 | 0 | 0 |  |  | 0 | 0 |  | Electric Utility | N | OP |  | Internal Combustion (PRMVR=IC)
EXCLUDE | IN | Dean H Mitchell | 996 | 4 | NG | ST | 138.1 | 125 | 0 | 0 |  |  | 0 | 0 |  | Electric Utility | N | RE | 2010 | Retired in 2010
EXCLUDE | IN | Dean H Mitchell | 996 | 5 | SUB | ST | 128 | 125 | 0 | 0 |  |  | 0 | 0 |  | Electric Utility | N | RE | 2010 | Retired in 2010
EXCLUDE | IN | Dean H Mitchell | 996 | 6 | SUB | ST | 128 | 125 | 0 | 0 |  |  | 0 | 0 |  | Electric Utility | N | RE | 2010 | Retired in 2010
EXCLUDE | IN | Dean H Mitchell | 996 | 11 | SUB | ST | 127.5 | 110 | 0 | 0 |  |  | 0 | 0 |  | Electric Utility | N | RE | 2010 | Retired in 2010
EXCLUDE | IN | Dean H Mitchell | 996 | 9A | NG | GT | 16 | 17 | 0 | 174 |  |  | 174 | 171.6499 |  | Electric Utility | N | OP | 2013 | Simple Cycle Turbine (PRMVR=GT or OT) unit under 25MW
EXCLUDE | IN | Deercroft I & II LFGTE | 54956 | I-1 | LFG | IC | 0.8 | 0.8 | 0 | 0 |  |  | 0 | 0 |  | Electric Utility | N | OP |  | Internal Combustion (PRMVR=IC)
EXCLUDE | IN | Deercroft I & II LFGTE | 54956 | I-2 | LFG | IC | 0.8 | 0.8 | 0 | 0 |  |  | 0 | 0 |  | Electric Utility | N | OP |  | Internal Combustion (PRMVR=IC)
EXCLUDE | IN | Deercroft I & II LFGTE | 54956 | I-3 | LFG | IC | 0.8 | 0.8 | 0 | 0 |  |  | 0 | 0 |  | Electric Utility | N | OP |  | Internal Combustion (PRMVR=IC)
EXCLUDE | IN | Deercroft I & II LFGTE | 54956 | I-4 | LFG | IC | 0.8 | 0.8 | 0 | 0 |  |  | 0 | 0 |  | Electric Utility | N | OP |  | Internal Combustion (PRMVR=IC)
EXCLUDE | IN | Deercroft I & II LFGTE | 54956 | II-1 | LFG | IC | 0.8 | 0.8 | 0 | 0 |  |  | 0 | 0 |  | Electric Utility | N | OP |  | Internal Combustion (PRMVR=IC)
EXCLUDE | IN | Deercroft I & II LFGTE | 54956 | II-2 | LFG | IC | 0.8 | 0.8 | 0 | 0 |  |  | 0 | 0 |  | Electric Utility | N | OP |  | Internal Combustion (PRMVR=IC)
EXCLUDE | IN | Deercroft I & II LFGTE | 54956 | II-3 | LFG | IC | 0.8 | 0.8 | 0 | 0 |  |  | 0 | 0 |  | Electric Utility | N | OP |  | Internal Combustion (PRMVR=IC)
EXCLUDE | IN | Deercroft I & II LFGTE | 54956 | II-4 | LFG | IC | 0.8 | 0.8 | 0 | 0 |  |  | 0 | 0 |  | Electric Utility | N | OP |  | Internal Combustion (PRMVR=IC)
OGST | IN | Eagle Valley | 991 | 2 | DFO | ST | 46 | 39 | 524 | 1290.1692 |  |  | 1290.1692 | 1665.533 |  | Electric Utility | N | OP
COALST | IN | Eagle Valley | 991 | 3 | BIT | ST | 50 | 40 | 524 | 120699 |  |  | 120699 | 133055.085 |  | Electric Utility | N | OP
COALST | IN | Eagle Valley | 991 | 4 | BIT | ST | 69 | 56 | 741 | 256779 |  |  | 256779 | 289793.218 |  | Electric Utility | N | OP
COALST | IN | Eagle Valley | 991 | 5 | BIT | ST | 69 | 62 | 741 | 184150 |  |  | 184150 | 203029.96 |  | Electric Utility | N | OP
COALST | IN | Eagle Valley | 991 | 6 | BIT | ST | 113.6 | 99 | 1017 | 452849 |  |  | 452849 | 488337.646 |  | Electric Utility | N | OP
EXCLUDE | IN | Eagle Valley | 991 | IC1 | DFO | IC | 2.7 | 3 | 0 | 0 |  |  | 0 | 0 |  | Electric Utility | N | OP |  | Internal Combustion (PRMVR=IC)
OGST | IN | Eagle Valley | 991 | ST1 | DFO | ST | 46 | 39 | 524 | 1201.5479 |  |  | 1201.5479 | 1593.096 |  | Electric Utility | N | OP
EXCLUDE | IN | Earthmovers LFGTE | 57250 | 1 | LFG | IC | 0.8 | 0.8 | 0 | 0 |  |  | 0 | 0 |  | Electric Utility | N | OP |  | Internal Combustion (PRMVR=IC)
EXCLUDE | IN | Earthmovers LFGTE | 57250 | 2 | LFG | IC | 0.8 | 0.8 | 0 | 0 |  |  | 0 | 0 |  | Electric Utility | N | OP |  | Internal Combustion (PRMVR=IC)
EXCLUDE | IN | Earthmovers LFGTE | 57250 | 3 | LFG | IC | 0.8 | 0.8 | 0 | 0 |  |  | 0 | 0 |  | Electric Utility | N | OP |  | Internal Combustion (PRMVR=IC)
EXCLUDE | IN | Earthmovers LFGTE | 57250 | 4 | LFG | IC | 0.8 | 0.8 | 0 | 0 |  |  | 0 | 0 |  | Electric Utility | N | OP |  | Internal Combustion (PRMVR=IC)
EXCLUDE | IN | Earthmovers LFGTE | 57250 | 5 | LFG | IC | 0.8 | 0.8 | 0 | 0 |  |  | 0 | 0 |  | Electric Utility | N | OP |  | Internal Combustion (PRMVR=IC)
EXCLUDE | IN | Earthmovers LFGTE | 57250 | 6 | LFG | IC | 0.8 | 0.8 | 0 | 0 |  |  | 0 | 0 |  | Electric Utility | N | OP |  | Internal Combustion (PRMVR=IC)
OGST | IN | Edwardsport | 1004 | 6 | DFO | ST | 35 | 40 | 0 | 0 |  |  | 0 | 0 |  | Electric Utility | N | RE | 2011
COALST | IN | Edwardsport | 1004 | 7 | BIT | ST | 40.2 | 45 | 0 | 0 |  |  | 0 | 0 |  | Electric Utility | N | RE | 2011
COALST | IN | Edwardsport | 1004 | 8 | BIT | ST | 69 | 75 | 0 | 0 |  |  | 0 | 0 |  | Electric Utility | N | RE | 2011
IGCC | IN | Edwardsport | 1004 | CT1 | BIT | IG | 236.5 | 586 | 0 |  |  |  |  | 0 |  | Electric Utility | N | V
IGCC | IN | Edwardsport | 1004 | CT2 | BIT | IG | 236.5 |  | 0 |  |  |  |  | 0 |  | Electric Utility | N | V
IGCC | IN | Edwardsport | 1004 | ST | BIT | IG | 331.5 |  | 0 |  |  |  |  | 0 |  | Electric Utility | N | V
EXCLUDE | IN | Elkhart | 986 | 1 | WAT | HY | 1.4 | 1.6 | 0 | 5858.5882 |  |  | 5858.5882 | 0 |  | Electric Utility | N | OP |  | Non Combustion (NUC, WAT, WND, GEO, or SUN)
EXCLUDE | IN | Elkhart | 986 | 2 | WAT | HY | 1 |  | 0 | 4184.7059 |  |  | 4184.7059 | 0 |  | Electric Utility | N | OP |  | Non Combustion (NUC, WAT, WND, GEO, or SUN)
EXCLUDE | IN | Elkhart | 986 | 3 | WAT | HY | 1 |  | 0 | 4184.7059 |  |  | 4184.7059 | 0 |  | Electric Utility | N | OP |  | Non Combustion (NUC, WAT, WND, GEO, or SUN)
EXCLUDE | IN | Evonik Degussa Tippecanoe Laboratories | 54835 | T121 | DFO | IC | 1.2 | 1.2 | 0 | 0 |  |  | 0 | 0 |  | Industrial Non-CHP | N | SB |  | Internal Combustion (PRMVR=IC)
EXCLUDE | IN | Expander Turbine | 10475 | 16TG | BFG | OT | 20 | 18.8 | 0 | 109086 |  |  | 109086 |  |  | Industrial Non-CHP | N | OP |  | Simple Cycle Turbine (PRMVR=GT or OT) unit under 25MW
EXCLUDE | IN | F B Culley | 1012 | 1 | BIT | ST | 46 | 42 | 0 | 0 |  |  | 0 | 0 |  | Electric Utility | N | RE | 2006 | Retired in 2006
COALST | IN | F B Culley | 1012 | 2 | BIT | ST | 103.7 | 90 | 2735.2 | 118731 |  |  | 118731 | 167362.419 |  | Electric Utility | N | OP
COALST | IN | F B Culley | 1012 | 3 | BIT | ST | 265.2 | 270 | 3781 | 1419877 |  |  | 1419877 | 1807706.922 |  | Electric Utility | N | OP
EXCLUDE | IN | Fairmount Electric Generating | 55385 | GT1 | NG | GT | 58.9 | 58.9 | 0 | 0 |  |  | 0 | 0 |  | IPP Non-CHP | N | IP |  | Status of operation (IP,L,P,T,or U)
EXCLUDE | IN | Fairmount Electric Generating | 55385 | GT2 | NG | GT | 58.9 | 58.9 | 0 | 0 |  |  | 0 | 0 |  | IPP Non-CHP | N | IP |  | Status of operation (IP,L,P,T,or U)
EXCLUDE | IN | Fairmount Electric Generating | 55385 | GT3 | NG | GT | 58.9 | 58.9 | 0 | 0 |  |  | 0 | 0 |  | IPP Non-CHP | N | IP |  | Status of operation (IP,L,P,T,or U)
EXCLUDE | IN | Fairmount Electric Generating | 55385 | GT4 | NG | GT | 58.9 | 58.9 | 0 | 0 |  |  | 0 | 0 |  | IPP Non-CHP | N | IP |  | Status of operation (IP,L,P,T,or U)
EXCLUDE | IN | Fairmount Electric Generating | 55385 | GT5 | NG | GT | 58.9 | 58.9 | 0 | 0 |  |  | 0 | 0 |  | IPP Non-CHP | N | IP |  | Status of operation (IP,L,P,T,or U)
EXCLUDE | IN | Fairmount Electric Generating | 55385 | GT6 | NG | GT | 58.9 | 58.9 | 0 | 0 |  |  | 0 | 0 |  | IPP Non-CHP | N | IP |  | Status of operation (IP,L,P,T,or U)
EXCLUDE | IN | Fairmount Electric Generating | 55385 | GT7 | NG | GT | 58.9 | 58.9 | 0 | 0 |  |  | 0 | 0 |  | IPP Non-CHP | N | IP |  | Status of operation (IP,L,P,T,or U)
EXCLUDE | IN | Fairmount Electric Generating | 55385 | GT8 | NG | GT | 58.9 | 58.9 | 0 | 0 |  |  | 0 | 0 |  | IPP Non-CHP | N | IP |  | Status of operation (IP,L,P,T,or U)
EXCLUDE | IN | Fowler Ridge Wind Farm LLC | 56777 | FIA | WND | WT | 201.3 | 201.3 | 0 | 485532.0455 |  |  | 485532.0455 | 0 |  | IPP Non-CHP | N | OP |  | Non Combustion (NUC, WAT, WND, GEO, or SUN)
EXCLUDE | IN | Fowler Ridge Wind Farm LLC | 56777 | FIB | WND | WT | 100 | 100 | 0 | 241198.2342 |  |  | 241198.2342 | 0 |  | IPP Non-CHP | N | OP |  | Non Combustion (NUC, WAT, WND, GEO, or SUN)
EXCLUDE | IN | Fowler Ridge Wind Farm LLC | 56777 | FII | WND | WT | 200 | 200 | 0 | 482396.4684 |  |  | 482396.4684 | 0 |  | IPP Non-CHP | N | OP |  | Non Combustion (NUC, WAT, WND, GEO, or SUN)
EXCLUDE | IN | Fowler Ridge Wind Farm LLC | 56777 | FIII | WND | WT | 99 | 99 | 0 | 238786.2519 |  |  | 238786.2519 | 0 |  | IPP Non-CHP | N | OP |  | Non Combustion (NUC, WAT, WND, GEO, or SUN)
COALST | IN | Frank E Ratts | 1043 | 1 | BIT | ST | 116.6 | 118 | 1500 | 337864 |  |  | 337864 | 375531.975 |  | Electric Utility | N | OP
COALST | IN | Frank E Ratts | 1043 | 2 | BIT | ST | 116.6 | 122 | 1500 | 458283 |  |  | 458283 | 505568.907 |  | Electric Utility | N | OP
EXCLUDE | IN | Gary Works | 50733 | STG1 | BFG | ST | 161 | 161 | 0 | 856227 | 0.2838 | 9830260.1969 | 3017040.3493 | 1396589.6251 |  | Industrial CHP | Y | OP |  | Commercial/Industrial Unit
EXCLUDE | IN | Gary Works | 50733 | SWK6 | NG | ST | 70 | 60 | 0 | 0 | 0.2838 | 0 | 0 | 0 |  | Industrial CHP | Y | RE | 2001 | Retired in 2001
SSTLOGN | IN | Georgetown | 7759 | GT1 | NG | GT | 85.3 | 79 | 1100 | 24238.2544 |  |  | 24238.2544 | 14452.174 |  | Electric Utility | N | OP
SSTLOGN | IN | Georgetown | 7759 | GT2 | NG | GT | 73.5 | 72 | 1100 | 20885.2485 |  |  | 20885.2485 | 18980.914 |  | Electric Utility | N | OP
SSTLOGN | IN | Georgetown | 7759 | GT3 | NG | GT | 73.5 | 72 | 1100 | 20885.2485 |  |  | 20885.2485 | 18913.402 |  | Electric Utility | N | OP
SSTLOGN | IN | Georgetown | 7759 | GT4 | NG | GT | 73.5 | 72 | 1150 | 20885.2485 |  |  | 20885.2485 | 15088.93 |  | Electric Utility | N | OP
COALST | IN | Gibson | 6113 | 1 | BIT | ST | 667.9 | 630 | 6500 | 3640274 |  |  | 3640274 | 3475550.293 |  | Electric Utility | N | OP
COALST | IN | Gibson | 6113 | 2 | BIT | ST | 667.9 | 630 | 6800 | 3343689 |  |  | 3343689 | 3412794.739 |  | Electric Utility | N | OP
COALST | IN | Gibson | 6113 | 3 | BIT | ST | 667.9 | 630 | 7300 | 3020374 |  |  | 3020374 | 3252115.374 |  | Electric Utility | N | OP
COALST | IN | Gibson | 6113 | 4 | BIT | ST | 667.9 | 622 | 7100 | 3966891 |  |  | 3966891 | 3765880.596 |  | Electric Utility | N | OP
COALST | IN | Gibson | 6113 | 5 | BIT | ST | 667.9 | 620 | 6700 | 3640192 |  |  | 3640192 | 3399849.225 |  | Electric Utility | N | OP
OGST | IN | Harding Street | 990 | 3 | DFO | ST | 43.8 | 35 | 0 | 0 |  |  | 0 | 0 |  | Electric Utility | N | OP
OGST | IN | Harding Street | 990 | 4 | DFO | ST | 43.8 | 35 | 0 | 0 |  |  | 0 | 0 |  | Electric Utility | N | OP
COALST | IN | Harding Street | 990 | 5 | BIT | ST | 113.5 | 106 | 1017 | 508646 |  |  | 508646 | 589321.202 |  | Electric Utility | N | OP
COALST | IN | Harding Street | 990 | 6 | BIT | ST | 113.6 | 106 | 1017 | 499607 |  |  | 499607 | 554297.035 |  | Electric Utility | N | OP
COALST | IN | Harding Street | 990 | 7 | BIT | ST | 470.9 | 435 | 4123 | 2635920 |  |  | 2635920 | 2909456.932 |  | Electric Utility | N | OP
EXCLUDE | IN | Harding Street | 990 | GT1 | DFO | GT | 21.4 | 20 | 221.5308 | 4538.7141 |  |  | 4538.7141 | 3523.8816 |  | Electric Utility | N | OP |  | Simple Cycle Turbine (PRMVR=GT or OT) unit under 25MW
EXCLUDE | IN | Harding Street | 990 | GT2 | DFO | GT | 21.4 | 20 | 221.5308 | 4538.7141 |  |  | 4538.7141 | 3523.8816 |  | Electric Utility | N | OP |  | Simple Cycle Turbine (PRMVR=GT or OT) unit under 25MW
EXCLUDE | IN | Harding Street | 990 | GT3 | DFO | GT | 21.4 | 20 | 221.5308 | 4538.7141 |  |  | 4538.7141 | 3523.8816 |  | Electric Utility | N | OP |  | Simple Cycle Turbine (PRMVR=GT or OT) unit under 25MW
SSTLOGN | IN | Harding Street | 990 | GT4 | NG | GT | 80 | 82 | 828.1525 | 16967.1554 |  |  | 16967.1554 | 13173.3892 |  | Electric Utility | N | OP
SSTLOGN | IN | Harding Street | 990 | GT5 | NG | GT | 80 | 82 | 828.1525 | 16967.1554 |  |  | 16967.1554 | 13173.3892 |  | Electric Utility | N | OP
SSTLOGN | IN | Harding Street | 990 | GT6 | NG | GT | 185 | 158 | 1915.1026 | 39236.5469 |  |  | 39236.5469 | 30463.4626 |  | Electric Utility | N | OP
EXCLUDE | IN | Harding Street | 990 | IC1 | DFO | IC | 2.7 | 3 | 0 | 0 |  |  | 0 | 0 |  | Electric Utility | N | OP |  | Internal Combustion (PRMVR=IC)
EXCLUDE | IN | Heat Recovery Coke Facility | 55066 | TG18 | WH | ST | 94.6 | 88 | 0 | 273605 |  |  | 273605 | 0 |  | Industrial Non-CHP | N | OP |  | Non Fossil fuel type
EXCLUDE | IN | Hendricks Regional Health | 54731 | GE06 | DFO | IC | 1 | 1 | 0 | 0 |  |  | 0 | 0 |  | Commercial Non-CHP | N | SB |  | Internal Combustion (PRMVR=IC)
EXCLUDE | IN | Hendricks Regional Health | 54731 | GEO1 | DFO | IC | 0.5 | 0.5 | 0 | 0 |  |  | 0 | 0 |  | Commercial Non-CHP | N | SB |  | Internal Combustion (PRMVR=IC)
EXCLUDE | IN | Hendricks Regional Health | 54731 | GEO2 | DFO | IC | 0.5 | 0.5 | 0 | 0 |  |  | 0 | 0 |  | Commercial Non-CHP | N | SB |  | Internal Combustion (PRMVR=IC)
EXCLUDE | IN | Hendricks Regional Health | 54731 | GEO3 | DFO | IC | 0.3 | 0.3 | 0 | 0 |  |  | 0 | 0 |  | Commercial Non-CHP | N | SB |  | Internal Combustion (PRMVR=IC)
EXCLUDE | IN | Hendricks Regional Health | 54731 | GEO4 | DFO | IC | 1 | 1 | 0 | 0 |  |  | 0 | 0 |  | Commercial Non-CHP | N | SB |  | Internal Combustion (PRMVR=IC)
EXCLUDE | IN | Hendricks Regional Health | 54731 | GEO5 | DFO | IC | 1 | 1 | 0 | 0 |  |  | 0 | 0 |  | Commercial Non-CHP | N | SB |  | Internal Combustion (PRMVR=IC)
SSTLOGN | IN | Henry County | 7763 | 1 | NG | GT | 45 | 43 | 450 | 10760 |  |  | 10760 | 7409.898 |  | Electric Utility | N | OP
SSTLOGN | IN | Henry County | 7763 | 2 | NG | GT | 45 | 43 | 450 | 10760 |  |  | 10760 | 10454.254 |  | Electric Utility | N | OP
SSTLOGN | IN | Henry County | 7763 | 3 | NG | GT | 45 | 43 | 450 | 10760 |  |  | 10760 | 9355.028 |  | Electric Utility | N | OP
EXCLUDE | IN | Hoosier Wind Project LLC | 56878 | TBD | WND | WT | 106 | 106 | 0 | 273563 |  |  | 273563 | 0 |  | IPP Non-CHP | N | OP |  | Non Combustion (NUC, WAT, WND, GEO, or SUN)
EXCLUDE | IN | Indiana Harbor E 5 AC Station | 54995 | 17TG | BFG | ST | 81.9 | 75 | 0 | 397324 | 0.54057 | 1536218.4399 | 735003.9033 | 583640.8819 |  | Industrial CHP | Y | OP |  | Commercial/Industrial Unit
EXCLUDE | IN | IPL FIT Monrovia I LLC | 57627 | GEN1 | WND | WT | 20 | 20 | 0 | 0 |  |  | 0 | 0 |  | IPP Non-CHP | N | L |  | Non Combustion (NUC, WAT, WND, GEO, or SUN)
EXCLUDE | IN | Jasper 2 | 6225 | 1 | BIT | ST | 14.5 | 13.6 | 0 | 349 |  |  | 349 | 520.2692 |  | Electric Utility | N | OP |  | Steam unit (PRMVR=ST) under 25MW/250 MMBtu/hr
EXCLUDE | IN | Jay County LFGTE | 56464 | 1 | LFG | IC | 0.8 | 0.8 | 0 | 0 |  |  | 0 | 0 |  | Electric Utility | N | OP |  | Internal Combustion (PRMVR=IC)
EXCLUDE | IN | Jay County LFGTE | 56464 | 2 | LFG | IC | 0.8 | 0.8 | 0 | 0 |  |  | 0 | 0 |  | Electric Utility | N | OP |  | Internal Combustion (PRMVR=IC)
EXCLUDE | IN | Jay County LFGTE | 56464 | 3 | LFG | IC | 0.8 | 0.8 | 0 | 0 |  |  | 0 | 0 |  | Electric Utility | N | OP |  | Internal Combustion (PRMVR=IC)
EXCLUDE | IN | Jay County LFGTE | 56464 | 4 | LFG | IC | 0.8 | 0.8 | 0 | 0 |  |  | 0 | 0 |  | Electric Utility | N | OP |  | Internal Combustion (PRMVR=IC)
SSTLOGN | IN | Lawrence County Station | 7948 | 1 | NG | GT | 67 | 41.7 | 460 | 6457 |  |  | 6457 | 3990.74 |  | Electric Utility | N | OP
SSTLOGN | IN | Lawrence County Station | 7948 | 2 | NG | GT | 67 | 42.1 | 460 | 6457 |  |  | 6457 | 4273.34 |  | Electric Utility | N | OP
SSTLOGN | IN | Lawrence County Station | 7948 | 3 | NG | GT | 67 | 41.7 | 460 | 6457 |  |  | 6457 | 3951.473 |  | Electric Utility | N | OP
SSTLOGN | IN | Lawrence County Station | 7948 | 4 | NG | GT | 67 | 40 | 460 | 6457 |  |  | 6457 | 5082.475 |  | Electric Utility | N | OP
SSTLOGN | IN | Lawrence County Station | 7948 | 5 | NG | GT | 67 | 42.9 | 460 | 6457 |  |  | 6457 | 4732.254 |  | Electric Utility | N | OP
SSTLOGN | IN | Lawrence County Station | 7948 | 6 | NG | GT | 67 | 43.1 | 460 | 6457 |  |  | 6457 | 2980.246 |  | Electric Utility | N | OP
NGCC | IN | Lawrenceburg Energy Facility | 55502 | 100 | NG | CC | 268 | 238 | 0 | 876252.974 |  |  | 876252.974 | 541410.0332 |  | Electric Utility | N | OP
NGCC | IN | Lawrenceburg Energy Facility | 55502 | 200 | NG | CC | 268 | 238 | 0 | 876252.974 |  |  | 876252.974 | 541410.0332 |  | Electric Utility | N | OP
NGCC | IN | Lawrenceburg Energy Facility | 55502 | 1100 | NG | CC | 174 | 151 | 2250 | 568910.513 |  |  | 568910.513 | 351512.4842 |  | Electric Utility | N | OP
NGCC | IN | Lawrenceburg Energy Facility | 55502 | 1200 | NG | CC | 174 | 151 | 2250 | 568910.513 |  |  | 568910.513 | 351512.4842 |  | Electric Utility | N | OP
NGCC | IN | Lawrenceburg Energy Facility | 55502 | 2100 | NG | CC | 174 | 151 | 2250 | 568910.513 |  |  | 568910.513 | 351512.4842 |  | Electric Utility | N | OP
NGCC | IN | Lawrenceburg Energy Facility | 55502 | 2200 | NG | CC | 174 | 151 | 2250 | 568910.513 |  |  | 568910.513 | 351512.4842 |  | Electric Utility | N | OP
EXCLUDE | IN | Liberty I & II LFGTE | 56465 | 1 | LFG | IC | 0.8 | 0.8 | 0 | 0 |  |  | 0 | 0 |  | Electric Utility | N | OP |  | Internal Combustion (PRMVR=IC)
EXCLUDE | IN | Liberty I & II LFGTE | 56465 | 2 | LFG | IC | 0.8 | 0.8 | 0 | 0 |  |  | 0 | 0 |  | Electric Utility | N | OP |  | Internal Combustion (PRMVR=IC)
EXCLUDE | IN | Liberty I & II LFGTE | 56465 | 3 | LFG | IC | 0.8 | 0.8 | 0 | 0 |  |  | 0 | 0 |  | Electric Utility | N | OP |  | Internal Combustion (PRMVR=IC)
EXCLUDE | IN | Liberty I & II LFGTE | 56465 | 4 | LFG | IC | 0.8 | 0.8 | 0 | 0 |  |  | 0 | 0 |  | Electric Utility | N | OP |  | Internal Combustion (PRMVR=IC)
EXCLUDE | IN | Liberty I & II LFGTE | 56465 | 1-II | LFG | IC | 0.8 | 0.8 | 0 | 0 |  |  | 0 | 0 |  | Electric Utility | N | OP |  | Internal Combustion (PRMVR=IC)
EXCLUDE | IN | Liberty I & II LFGTE | 56465 | 2-II | LFG | IC | 0.8 | 0.8 | 0 | 0 |  |  | 0 | 0 |  | Electric Utility | N | OP |  | Internal Combustion (PRMVR=IC)
EXCLUDE | IN | Liberty I & II LFGTE | 56465 | 3-II | LFG | IC | 0.8 | 0.8 | 0 | 0 |  |  | 0 | 0 |  | Electric Utility | N | OP |  | Internal Combustion (PRMVR=IC)
EXCLUDE | IN | Liberty I & II LFGTE | 56465 | 4-II | LFG | IC | 0.8 | 0.8 | 0 | 0 |  |  | 0 | 0 |  | Electric Utility | N | OP |  | Internal Combustion (PRMVR=IC)
EXCLUDE | IN | Logansport | 1032 | 4 | BIT | ST | 18 | 16.5 | 0 | 48374 |  |  | 48374 | 74629.129 |  | Electric Utility | N | OP |  | Steam unit (PRMVR=ST) under 25MW/250 MMBtu/hr
COALST | IN | Logansport | 1032 | 5 | BIT | ST | 25 | 22 | 0 | 76035 |  |  | 76035 | 117303.2171 |  | Electric Utility | N | OP
EXCLUDE | IN | Logansport | 1032 | 6 | NG | GT | 18 | 15 | 0 | 0 |  |  | 0 | 0 |  | Electric Utility | N | OP |  | Simple Cycle Turbine (PRMVR=GT or OT) unit under 25MW
EXCLUDE | IN | Markland | 1005 | 1 | WAT | HY | 21.6 | 15 | 0 | 102147.6667 |  |  | 102147.6667 | 0 |  | Electric Utility | N | OP |  | Non Combustion (NUC, WAT, WND, GEO, or SUN)
EXCLUDE | IN | Markland | 1005 | 2 | WAT | HY | 21.6 | 15 | 0 | 102147.6667 |  |  | 102147.6667 | 0 |  | Electric Utility | N | OP |  | Non Combustion (NUC, WAT, WND, GEO, or SUN)
EXCLUDE | IN | Markland | 1005 | 3 | WAT | HY | 21.6 | 15 | 0 | 102147.6667 |  |  | 102147.6667 | 0 |  | Electric Utility | N | OP |  | Non Combustion (NUC, WAT, WND, GEO, or SUN)
EXCLUDE | IN | Meadow Lake Wind Farm II LLC | 57112 | GEN1 | WND | WT | 99 | 99 | 0 | 257837 |  |  | 257837 | 0 |  | IPP Non-CHP | N | OP |  | Non Combustion (NUC, WAT, WND, GEO, or SUN)
EXCLUDE | IN | Meadow Lake Wind Farm III LLC | 57115 | GEN1 | WND | WT | 103.5 | 103.5 | 0 | 262413 |  |  | 262413 | 0 |  | IPP Non-CHP | N | OP |  | Non Combustion (NUC, WAT, WND, GEO, or SUN)
EXCLUDE | IN | Meadow Lake Wind Farm IV | 57177 | GEN1 | WND | WT | 98.7 | 98.7 | 0 | 221902 |  |  | 221902 | 0 |  | IPP Non-CHP | N | OP |  | Non Combustion (NUC, WAT, WND, GEO, or SUN)
EXCLUDE | IN | Meadow Lake Wind Farm LLC | 57109 | GEN1 | WND | WT | 199.7 | 199.7 | 0 | 471979 |  |  | 471979 | 0 |  | IPP Non-CHP | N | OP |  | Non Combustion (NUC, WAT, WND, GEO, or SUN)
EXCLUDE | IN | Meadow Lake Wind Farm V LLC | 57628 | GEN1 | WND | WT | 100 | 100 | 0 | 0 |  |  | 0 | 0 |  | IPP Non-CHP | N | L |  | Non Combustion (NUC, WAT, WND, GEO, or SUN)
COALST | IN | Merom | 6213 | 1 | BIT | ST | 540 | 498 | 5800 | 3445262 |  |  | 3445262 | 3859007.707 |  | Electric Utility | N | OP
COALST | IN | Merom | 6213 | 2 | BIT | ST | 540 | 497 | 7000 | 3560871 |  |  | 3560871 | 3718735.215 |  | Electric Utility | N | OP
EXCLUDE | IN | Miami Wabash | 1006 | 1 | DFO | GT | 18 | 16 | 0 | 4.4742 |  |  | 4.4742 | 34.2862 |  | Electric Utility | N | OP |  | Simple Cycle Turbine (PRMVR=GT or OT) unit under 25MW
EXCLUDE | IN | Miami Wabash | 1006 | 2 | DFO | GT | 18 | 16 | 0 | 4.4742 |  |  | 4.4742 | 34.2862 |  | Electric Utility | N | OP |  | Simple Cycle Turbine (PRMVR=GT or OT) unit under 25MW
EXCLUDE | IN | Miami Wabash | 1006 | 3 | DFO | GT | 18 | 16 | 0 | 4.4742 |  |  | 4.4742 | 34.2862 |  | Electric Utility | N | OP |  | Simple Cycle Turbine (PRMVR=GT or OT) unit under 25MW
EXCLUDE | IN | Miami Wabash | 1006 | 4 | DFO | GT | 18 | 16 | 0 | 4.4742 |  |  | 4.4742 | 34.2862 |  | Electric Utility | N | RE | 2011 | Simple Cycle Turbine (PRMVR=GT or OT) unit under 25MW
EXCLUDE | IN | Miami Wabash | 1006 | 5 | DFO | GT | 16.3 | 16 | 0 | 4.0516 |  |  | 4.0516 | 31.048 |  | Electric Utility | N | OP |  | Simple Cycle Turbine (PRMVR=GT or OT) unit under 25MW
EXCLUDE | IN | Miami Wabash | 1006 | 6 | DFO | GT | 16.3 | 16 | 0 | 4.0516 |  |  | 4.0516 | 31.048 |  | Electric Utility | N | OP |  | Simple Cycle Turbine (PRMVR=GT or OT) unit under 25MW
EXCLUDE | IN | Michigan City | 997 | 2 | NG | ST | 70 | 60 | 0 | 0 |  |  | 0 | 0 |  | Electric Utility | N | RE | 2010 | Retired in 2010
EXCLUDE | IN | Michigan City | 997 | 3 | NG | ST | 70 | 60 | 0 | 0 |  |  | 0 | 0 |  | Electric Utility | N | RE | 2010 | Retired in 2010
COALST | IN | Michigan City | 997 | 12 | SUB | ST | 540 | 469 | 5200 | 2962367 |  |  | 2962367 | 3034601.786 |  | Electric Utility | N | OP
SSTLOGN | IN | Montpelier Electric Generating Station | 55229 | GT1 | NG | GT | 59 | 45 | 609.425 | 22309.75 |  |  | 22309.75 | 14355.8432 |  | Electric Utility/IPP Non-CHP | N | OP
SSTLOGN | IN | Montpelier Electric Generating Station | 55229 | GT2 | NG | GT | 59 | 45 | 609.425 | 22309.75 |  |  | 22309.75 | 14355.8432 |  | Electric Utility/IPP Non-CHP | N | OP
SSTLOGN | IN | Montpelier Electric Generating Station | 55229 | GT3 | NG | GT | 59 | 45 | 609.425 | 22309.75 |  |  | 22309.75 | 14355.8432 |  | Electric Utility/IPP Non-CHP | N | OP
SSTLOGN | IN | Montpelier Electric Generating Station | 55229 | GT4 | NG | GT | 59 | 45 | 609.425 | 22309.75 |  |  | 22309.75 | 14355.8432 |  | Electric Utility/IPP Non-CHP | N | OP
EXCLUDE | IN | Montpelier Electric Generating Station | 55229 | GT5 | NG | GT | 59 | 45 | 0 | 0 |  |  | 0 | 0 |  | IPP Non-CHP | N | IP |  | Status of operation (IP,L,P,T,or U)
EXCLUDE | IN | Montpelier Electric Generating Station | 55229 | GT6 | NG | GT | 59 | 45 | 0 | 0 |  |  | 0 | 0 |  | IPP Non-CHP | N | IP |  | Status of operation (IP,L,P,T,or U)
EXCLUDE | IN | Montpelier Electric Generating Station | 55229 | GT7 | NG | GT | 59 | 45 | 0 | 0 |  |  | 0 | 0 |  | IPP Non-CHP | N | IP |  | Status of operation (IP,L,P,T,or U)
EXCLUDE | IN | Montpelier Electric Generating Station | 55229 | GT8 | NG | GT | 59 | 45 | 0 | 0 |  |  | 0 | 0 |  | IPP Non-CHP | N | IP |  | Status of operation (IP,L,P,T,or U)
EXCLUDE | IN | NA 1 | 7228 | 1 | NG | GT | 318 | 286 | 0 | 0 |  |  | 0 | 0 |  | Electric Utility | N | IP |  | Status of operation (IP,L,P,T,or U)
EXCLUDE | IN | NA 1 | 7228 | 2 | NG | GT | 96 | 72.5 | 0 | 0 |  |  | 0 | 0 |  | Electric Utility | N | IP |  | Status of operation (IP,L,P,T,or U)
EXCLUDE | IN | NA 1 | 7228 | 3 | NG | GT | 96 | 72.5 | 0 | 0 |  |  | 0 | 0 |  | Electric Utility | N | IP |  | Status of operation (IP,L,P,T,or U)
EXCLUDE | IN | NA 1 | 7228 | 4 | NG | GT | 96 | 96 | 0 | 0 |  |  | 0 | 0 |  | Electric Utility | N | IP |  | Status of operation (IP,L,P,T,or U)
EXCLUDE | IN | NA 1 | 7228 | 5 | NG | GT | 185 | 156 | 0 | 0 |  |  | 0 | 0 |  | Electric Utility | N | IP |  | Status of operation (IP,L,P,T,or U)
EXCLUDE | IN | NA 1 | 7228 | 6 | NG | GT | 185 | 156 | 0 | 0 |  |  | 0 | 0 |  | Electric Utility | N | IP |  | Status of operation (IP,L,P,T,or U)
EXCLUDE | IN | NA 1 | 7228 | 7 | NG | GT | 185 | 156 | 0 | 0 |  |  | 0 | 0 |  | Electric Utility | N | IP |  | Status of operation (IP,L,P,T,or U)
EXCLUDE | IN | NA 1 | 7228 | 8 | NG | GT | 552 | 552 | 0 | 0 |  |  | 0 | 0 |  | Electric Utility | N | IP |  | Status of operation (IP,L,P,T,or U)
EXCLUDE | IN | NA 1 | 7228 | 9 | NG | GT | 259 | 191 | 0 | 0 |  |  | 0 | 0 |  | Electric Utility | N | IP |  | Status of operation (IP,L,P,T,or U)
EXCLUDE | IN | NA 1 | 7228 | 10 | NG | GT | 259 | 191 | 0 | 0 |  |  | 0 | 0 |  | Electric Utility | N | IP |  | Status of operation (IP,L,P,T,or U)
EXCLUDE | IN | NA 1 | 7228 | 11 | NG | GT | 259 | 252.2 | 0 | 0 |  |  | 0 | 0 |  | Electric Utility | N | IP |  | Status of operation (IP,L,P,T,or U)
EXCLUDE | IN | NA 1 | 7228 | 12 | NG | GT | 239 | 214 | 0 | 0 |  |  | 0 | 0 |  | Electric Utility | N | IP |  | Status of operation (IP,L,P,T,or U)
EXCLUDE | IN | NA 1 | 7228 | 13 | NG | GT | 239 | 214 | 0 | 0 |  |  | 0 | 0 |  | Electric Utility | N | IP |  | Status of operation (IP,L,P,T,or U)
EXCLUDE | IN | NA 1 | 7228 | 14 | NG | GT | 239 | 214 | 0 | 0 |  |  | 0 | 0 |  | Electric Utility | N | IP |  | Status of operation (IP,L,P,T,or U)
EXCLUDE | IN | NA 1 | 7228 | 15 | NG | GT | 239 | 214 | 0 | 0 |  |  | 0 | 0 |  | Electric Utility | N | IP |  | Status of operation (IP,L,P,T,or U)
EXCLUDE | IN | NA 1 | 7228 | 16 | NG | GT | 239 | 214 | 0 | 0 |  |  | 0 | 0 |  | Electric Utility | N | IP |  | Status of operation (IP,L,P,T,or U)
NGCC | IN | Noblesville | 1007 | 1 | NG | CC | 50 | 46 | 833.9 | 53348.9329 |  |  | 53348.9329 | 25874.6425 |  | Electric Utility | N | OP
NGCC | IN | Noblesville | 1007 | 2 | NG | CC | 50 | 46 | 833.9 | 53348.9329 |  |  | 53348.9329 | 25874.6425 |  | Electric Utility | N | OP
NGCC | IN | Noblesville | 1007 | 3 | NG | CC | 76 | 64.4 | 833.9 | 81090.378 |  |  | 81090.378 | 39329.4566 |  | Electric Utility | N | OP
NGCC | IN | Noblesville | 1007 | 4 | NG | CC | 76 | 64.4 | 833.9 | 81090.378 |  |  | 81090.378 | 39329.4566 |  | Electric Utility | N | OP
NGCC | IN | Noblesville | 1007 | 5 | NG | CC | 76 | 64.4 | 833.9 | 81090.378 |  |  | 81090.378 | 39329.4566 |  | Electric Utility | N | OP
EXCLUDE | IN | Northeast | 1013 | 1 | NG | GT | 10.7 | 10 | 0 | 41.9324 |  |  | 41.9324 | 35.0703 |  | Electric Utility | N | OP |  | Simple Cycle Turbine (PRMVR=GT or OT) unit under 25MW
EXCLUDE | IN | Northeast | 1013 | 2 | NG | GT | 11.5 | 10 | 0 | 45.0676 |  |  | 45.0676 | 37.6924 |  | Electric Utility | N | OP |  | Simple Cycle Turbine (PRMVR=GT or OT) unit under 25MW
EXCLUDE | IN | Norway | 998 | 1 | WAT | HY | 2 | 1.1 | 0 | 5756.1644 |  |  | 5756.1644 | 0 |  | Electric Utility | N | OP |  | Non Combustion (NUC, WAT, WND, GEO, or SUN)
EXCLUDE | IN | Norway | 998 | 2 | WAT | HY | 2 | 1.1 | 0 | 5756.1644 |  |  | 5756.1644 | 0 |  | Electric Utility | N | OP |  | Non Combustion (NUC, WAT, WND, GEO, or SUN)
EXCLUDE | IN | Norway | 998 | 3 | WAT | HY | 2 | 1.1 | 0 | 5756.1644 |  |  | 5756.1644 | 0 |  | Electric Utility | N | OP |  | Non Combustion (NUC, WAT, WND, GEO, or SUN)
EXCLUDE | IN | Norway | 998 | 4 | WAT | HY | 1.3 | 0.7 | 0 | 3741.5068 |  |  | 3741.5068 | 0 |  | Electric Utility | N | OP |  | Non Combustion (NUC, WAT, WND, GEO, or SUN)
EXCLUDE | IN | Oak Ridge LFGTE | 56463 | 1 | LFG | IC | 0.8 | 0.8 | 0 | 0 |  |  | 0 | 0 |  | Electric Utility | N | OP |  | Internal Combustion (PRMVR=IC)
EXCLUDE | IN | Oak Ridge LFGTE | 56463 | 2 | LFG | IC | 0.8 | 0.8 | 0 | 0 |  |  | 0 | 0 |  | Electric Utility | N | OP |  | Internal Combustion (PRMVR=IC)
EXCLUDE | IN | Oak Ridge LFGTE | 56463 | 3 | LFG | IC | 0.8 | 0.8 | 0 | 0 |  |  | 0 | 0 |  | Electric Utility | N | OP |  | Internal Combustion (PRMVR=IC)
EXCLUDE | IN | Oak Ridge LFGTE | 56463 | 4 | LFG | IC | 0.8 | 0.8 | 0 | 0 |  |  | 0 | 0 |  | Electric Utility | N | OP |  | Internal Combustion (PRMVR=IC)
EXCLUDE | IN | Oakdale | 999 | 1 | WAT | HY | 4.3 | 2.9 | 0 | 14401.3559 |  |  | 14401.3559 | 0 |  | Electric Utility | N | OP |  | Non Combustion (NUC, WAT, WND, GEO, or SUN)
EXCLUDE | IN | Oakdale | 999 | 2 | WAT | HY | 3.2 | 2.2 | 0 | 10717.2881 |  |  | 10717.2881 | 0 |  | Electric Utility | N | OP |  | Non Combustion (NUC, WAT, WND, GEO, or SUN)
EXCLUDE | IN | Oakdale | 999 | 3 | WAT | HY | 4.3 | 0.9 | 0 | 14401.3559 |  |  | 14401.3559 | 0 |  | Electric Utility | N | OP |  | Non Combustion (NUC, WAT, WND, GEO, or SUN)
EXCLUDE | IN | Peru | 1037 | 2 | BIT | ST | 22 | 20 | 0 | 639 |  |  | 639 | 1591.8414 |  | Electric Utility | N | OP |  | Steam unit (PRMVR=ST) under 25MW/250 MMBtu/hr
EXCLUDE | IN | Peru | 1037 | 3 | BIT | ST | 12.5 | 12 | 0 | 233 |  |  | 233 | 580.4367 |  | Electric Utility | N | OP |  | Steam unit (PRMVR=ST) under 25MW/250 MMBtu/hr
EXCLUDE | IN | Peru | 1037 | D1 | DFO | IC | 1.8 | 1.8 | 0 | 0 |  |  | 0 | 0 |  | Electric Utility | N | OP |  | Internal Combustion (PRMVR=IC)
NGCC | IN | Portside Energy | 55096 | GT | NG | CC | 50 | 34 | 0 | 197411.3757 | 0.99493 | 4574.8775 | 198416.9906 | 123014.3791 |  | IPP CHP | Y | OP
NGCC | IN | Portside Energy | 55096 | ST | NG | CC | 25.6 | 10 | 0 | 101074.6243 | 0.99493 | 2342.3373 | 101589.4992 | 62983.3621 |  | IPP CHP | Y | OP
EXCLUDE | IN | Prairie View I & II LFGTE | 54926 | I-1 | LFG | IC | 0.8 | 0.8 | 0 | 0 |  |  | 0 | 0 |  | Electric Utility | N | OP |  | Internal Combustion (PRMVR=IC)
EXCLUDE | IN | Prairie View I & II LFGTE | 54926 | I-2 | LFG | IC | 0.8 | 0.8 | 0 | 0 |  |  | 0 | 0 |  | Electric Utility | N | OP |  | Internal Combustion (PRMVR=IC)
EXCLUDE | IN | Prairie View I & II LFGTE | 54926 | I-3 | LFG | IC | 0.8 | 0.8 | 0 | 0 |  |  | 0 | 0 |  | Electric Utility | N | OP |  | Internal Combustion (PRMVR=IC)
EXCLUDE | IN | Prairie View I & II LFGTE | 54926 | I-4 | LFG | IC | 0.8 | 0.8 | 0 | 0 |  |  | 0 | 0 |  | Electric Utility | N | OP |  | Internal Combustion (PRMVR=IC)
EXCLUDE | IN | Prairie View I & II LFGTE | 54926 | II-1 | LFG | IC | 0.8 | 0.8 | 0 | 0 |  |  | 0 | 0 |  | Electric Utility | N | OP |  | Internal Combustion (PRMVR=IC)
EXCLUDE | IN | Prairie View I & II LFGTE | 54926 | II-2 | LFG | IC | 0.8 | 0.8 | 0 | 0 |  |  | 0 | 0 |  | Electric Utility | N | OP |  | Internal Combustion (PRMVR=IC)
EXCLUDE | IN | Prairie View I & II LFGTE | 54926 | II-3 | LFG | IC | 0.8 | 0.8 | 0 | 0 |  |  | 0 | 0 |  | Electric Utility | N | OP |  | Internal Combustion (PRMVR=IC)
EXCLUDE | IN | Prairie View I & II LFGTE | 54926 | II-4 | LFG | IC | 0.8 | 0.8 | 0 | 0 |  |  | 0 | 0 |  | Electric Utility | N | OP |  | Internal Combustion (PRMVR=IC)
EXCLUDE | IN | Purdue Energy Park | 57518 | 1 | WND | WT | 88 | 88 | 0 | 0 |  |  | 0 | 0 |  | IPP Non-CHP | N | P |  | Non Combustion (NUC, WAT, WND, GEO, or SUN)
EXCLUDE | IN | Purdue Energy Park | 57518 | 2 | WND | WT | 5.5 | 5.5 | 0 | 0 |  |  | 0 | 0 |  | IPP Non-CHP | N | P |  | Non Combustion (NUC, WAT, WND, GEO, or SUN)
EXCLUDE | IN | Purdue University | 50240 | GEN1 | BIT | ST | 30.8 | 30.8 | 833.2367 | 69887.908 | 0.21081 | 1190226.7959 | 331514.5484 | 280948.9168 |  | Commercial CHP | Y | OP |  | Commercial/Industrial Unit
EXCLUDE | IN | Purdue University | 50240 | GEN2 | BIT | ST | 10.6 | 7 | 286.7633 | 42408.924 | 0.21081 | 722245.6527 | 201167.4936 | 170483.5872 |  | Commercial CHP | Y | OP |  | Steam unit (PRMVR=ST) under 25MW/250 MMBtu/hr
EXCLUDE | IN | Purdue University | 50240 | GEN3 | DFO | IC | 1.8 | 1.8 | 0 | 0 | 0.63746 | 0 | 0 | 0 |  | Commercial CHP | Y | SB |  | Internal Combustion (PRMVR=IC)
COALST | IN | R Gallagher | 1008 | 1 | BIT | ST | 150 | 140 | 1460 | 172921 |  |  | 172921 | 186969.767 |  | Electric Utility | N | OP | 2012
COALST | IN | R Gallagher | 1008 | 2 | BIT | ST | 150 | 140 | 1460 | 197247 |  |  | 197247 | 213724.607 |  | Electric Utility | N | OP
COALST | IN | R Gallagher | 1008 | 3 | BIT | ST | 150 | 140 | 1460 | 215236 |  |  | 215236 | 212983.942 |  | Electric Utility | N | OP | 2012
COALST | IN | R Gallagher | 1008 | 4 | BIT | ST | 150 | 140 | 1460 | 160943 |  |  | 160943 | 166570.503 |  | Electric Utility | N | OP
COALST | IN | R M Schahfer | 6085 | 14 | SUB | ST | 540 | 431 | 5200 | 1985324 |  |  | 1985324 | 2432371.34 |  | Electric Utility | N | OP
COALST | IN | R M Schahfer | 6085 | 15 | SUB | ST | 556.4 | 472 | 5700 | 2456325 |  |  | 2456325 | 3107808.773 |  | Electric Utility | N | OP
COALST | IN | R M Schahfer | 6085 | 17 | BIT | ST | 423.5 | 361 | 4950 | 1492026 |  |  | 1492026 | 1985360.617 |  | Electric Utility | N | OP
COALST | IN | R M Schahfer | 6085 | 18 | BIT | ST | 423.5 | 361 | 4950 | 1646464 |  |  | 1646464 | 2106394.111 |  | Electric Utility | N | OP
SSTLOGN | IN | R M Schahfer | 6085 | 16A | NG | GT | 129 | 78 | 1450 | 9126.5 |  |  | 9126.5 | 9901.1375 |  | Electric Utility | N | OP
SSTLOGN | IN | R M Schahfer | 6085 | 16B | NG | GT | 129 | 77 | 1450 | 9126.5 |  |  | 9126.5 | 7215.6546 |  | Electric Utility | N | OP
EXCLUDE | IN | Randolph Eastern School Wind Turbine | 57638 | 1 | WND | WT | 1 | 1 | 0 | 1258 |  |  | 1258 | 0 |  | Commercial Non-CHP | N | OP |  | Non Combustion (NUC, WAT, WND, GEO, or SUN)
EXCLUDE | IN | Rensselaer City Light Plant | 1038 | 5 | DFO | IC | 1.9 | 1.8 | 0 | 0 |  |  | 0 | 0 |  | Electric Utility | N | SB |  | Internal Combustion (PRMVR=IC)
EXCLUDE | IN | Rensselaer City Light Plant | 1038 | 6 | DFO | IC | 2.5 | 2.4 | 0 | 0 |  |  | 0 | 0 |  | Electric Utility | N | SB |  | Internal Combustion (PRMVR=IC)
EXCLUDE | IN | Rensselaer City Light Plant | 1038 | 7 | DFO | IC | 3 | 2.5 | 0 | 0 |  |  | 0 | 0 |  | Electric Utility | N | RE | 2003 | Internal Combustion (PRMVR=IC)
EXCLUDE | IN | Rensselaer City Light Plant | 1038 | 10 | DFO | IC | 2 | 1.9 | 0 | 0 |  |  | 0 | 0 |  | Electric Utility | N | SB |  | Internal Combustion (PRMVR=IC)
EXCLUDE | IN | Rensselaer City Light Plant | 1038 | 11 | DFO | IC | 2 | 1.9 | 0 | 0 |  |  | 0 | 0 |  | Electric Utility | N | SB |  | Internal Combustion (PRMVR=IC)
EXCLUDE | IN | Rensselaer City Light Plant | 1038 | 14 | DFO | IC | 5 | 4.8 | 0 | 0 |  |  | 0 | 0 |  | Electric Utility | N | SB |  | Internal Combustion (PRMVR=IC)
EXCLUDE | IN | Rensselaer City Light Plant | 1038 | 15 | DFO | IC | 8.4 | 8.3 | 0 | 0 |  |  | 0 | 0 |  | Electric Utility | N | SB |  | Internal Combustion (PRMVR=IC)
SSTLOGN | IN | Richmond | 7335 | RCT1 | NG | GT | 41.4 | 34 | 560 | 2880.5 |  |  | 2880.5 | 2079.35 |  | Electric Utility | N | OP
SSTLOGN | IN | Richmond | 7335 | RCT2 | NG | GT | 41.4 | 34 | 560 | 2880.5 |  |  | 2880.5 | 2412.4 |  | Electric Utility | N | OP
COALST | IN | Rockport | 6166 | 1 | SUB | ST | 1300 | 1300 | 12374 | 6366692 |  |  | 6366692 | 6555734.535 |  | Electric Utility | N | OP
COALST | IN | Rockport | 6166 | 2 | SUB | ST | 1300 | 1300 | 12374 | 10024637 |  |  | 10024637 | 10423192.139 |  | Electric Utility | N | OP
EXCLUDE | IN | Rolls Royce | 54286 | 63F5 | NG | GT | 2.5 | 2.1 | 0 | 7277.48 |  |  | 7277.48 | 7062.7366 |  | Industrial CHP | N | RE | 2011 | Simple Cycle Turbine (PRMVR=GT or OT) unit under 25MW
EXCLUDE | IN | Rolls Royce | 54286 | N8OT | LFG | GT | 5 | 4 | 0 | 14554.96 | 0.83259 | 13313.5355 | 17481.4406 | 13871.4882 |  | Industrial CHP | Y | OP |  | Non Fossil fuel type
EXCLUDE | IN | Rolls Royce | 54286 | RIOT | NG | GT | 4 | 3.3 | 0 | 0 |  |  | 0 | 0 |  | Industrial CHP | N | RE | 2008 | Simple Cycle Turbine (PRMVR=GT or OT) unit under 25MW
EXCLUDE | IN | Rolls Royce | 54286 | RO9T | NG | GT | 4 | 3.3 | 0 | 0 |  |  | 0 | 0 |  | Industrial CHP | N | RE | 2008 | Simple Cycle Turbine (PRMVR=GT or OT) unit under 25MW
EXCLUDE | IN | Sagamore Plant Cogeneration | 50903 | GEN1 | BIT | ST | 7.4 | 7.4 | 0 | 34863.74 | 0.17569 | 744168.4549 | 198441.214 | 163907.624 |  | Industrial CHP | Y | OP |  | Steam unit (PRMVR=ST) under 25MW/250 MMBtu/hr
EXCLUDE | IN | Scottsburg Renewable Energy Center | 57158 | GEN01 | WDS | ST | 32 | 28.9 | 0 | 0 |  |  | 0 | 0 |  | IPP Non-CHP | N | L |  | Non Fossil fuel type
EXCLUDE | IN | St Joseph Energy Center LLC | 57794 | 1 | NG | CC | 670 | 642 | 0 | 0 |  |  | 0 | 0 |  | IPP Non-CHP | N | L |  | Status of operation (IP,L,P,T,or U)
EXCLUDE | IN | St Joseph Energy Center LLC | 57794 | 2 | NG | CC | 670 | 642 | 0 | 0 |  |  | 0 | 0 |  | IPP Non-CHP | N | L |  | Status of operation (IP,L,P,T,or U)
COALST | IN | State Line Energy | 981 | 3 | SUB | ST | 124.9 | 197 | 1129.35 | 624193.3426 |  |  | 624193.3426 | 1354491.9586 |  | IPP Non-CHP | N | OP | 2012
COALST | IN | State Line Energy | 981 | 4 | SUB | ST | 209.4 | 318 | 1893.4018 | 1046485.8763 |  |  | 1046485.8763 | 1935038.9144 |  | IPP Non-CHP | N | OP | 2012
COALST | IN | State Line Energy | 981 | 3A | SUB | ST | 100 |  | 904.2033 | 499754.4777 |  |  | 499754.4777 | 535928.7835 |  | IPP Non-CHP | N | OA
COALST | IN | State Line Energy | 981 | 4A | SUB | ST | 179.5 |  | 1623.045 | 897059.2874 |  |  | 897059.2874 | 961992.1663 |  | IPP Non-CHP | N | OA
NGCC | IN | Sugar Creek Power | 55364 | CT01 | NG | CC | 159 | 150 | 2450 | 648963.382 |  |  | 648963.382 | 284190.6414 |  | Electric Utility | N | OP
NGCC | IN | Sugar Creek Power | 55364 | CT02 | NG | CC | 159 | 159 | 2450 | 648963.382 |  |  | 648963.382 | 284190.6414 |  | Electric Utility | N | OP
EXCLUDE | IN | Sugar Creek Power | 55364 | CT21 | NG | CC | 159 | 159 | 0 | 0 |  |  | 0 | 0 |  | Electric Utility | N | IP |  | Status of operation (IP,L,P,T,or U)
EXCLUDE | IN | Sugar Creek Power | 55364 | CT22 | NG | CC | 154.3 | 154.3 | 0 | 0 |  |  | 0 | 0 |  | Electric Utility | N | IP |  | Status of operation (IP,L,P,T,or U)
NGCC | IN | Sugar Creek Power | 55364 | ST1 | NG | CC | 237.3 | 220.7 | 2450 | 968547.2361 |  |  | 968547.2361 | 424141.1271 |  | Electric Utility | N | OP
EXCLUDE | IN | Sugar Creek Power | 55364 | ST2 | NG | CC | 195.4 | 195.4 | 0 | 0 |  |  | 0 | 0 |  | Electric Utility | N | IP |  | Status of operation (IP,L,P,T,or U)
COALST | IN | Tanners Creek | 988 | 1 | BIT | ST | 152.5 | 145 | 1391 | 249310 |  |  | 249310 | 250041.34 |  | Electric Utility | N | OP | 2015
COALST | IN | Tanners Creek | 988 | 2 | BIT | ST | 152.5 | 145 | 1391 | 596828 |  |  | 596828 | 651931.126 |  | Electric Utility | N | OP | 2015
COALST | IN | Tanners Creek | 988 | 3 | BIT | ST | 215.4 | 200 | 1844 | 433716 |  |  | 433716 | 440685.103 |  | Electric Utility | N | OP | 2015
COALST | IN | Tanners Creek | 988 | 4 | SUB | ST | 579.7 | 500 | 4990 | 2639142 |  |  | 2639142 | 2750136.711 |  | Electric Utility | N | OP
EXCLUDE | IN | Twin Branch | 989 | H1E | WAT | HY | 0.6 | 2.9 | 0 | 3447.25 |  |  | 3447.25 | 0 |  | Electric Utility | N | OP |  | Non Combustion (NUC, WAT, WND, GEO, or SUN)
EXCLUDE | IN | Twin Branch | 989 | H1W | WAT | HY | 0.6 |  | 0 | 3447.25 |  |  | 3447.25 | 0 |  | Electric Utility | N | OP |  | Non Combustion (NUC, WAT, WND, GEO, or SUN)
EXCLUDE | IN | Twin Branch | 989 | H2W | WAT | HY | 0.6 |  | 0 | 3447.25 |  |  | 3447.25 | 0 |  | Electric Utility | N | OP |  | Non Combustion (NUC, WAT, WND, GEO, or SUN)
EXCLUDE | IN | Twin Branch | 989 | H3W | WAT | HY | 0.6 |  | 0 | 3447.25 |  |  | 3447.25 | 0 |  | Electric Utility | N | OP |  | Non Combustion (NUC, WAT, WND, GEO, or SUN)
EXCLUDE | IN | Twin Branch | 989 | H4W | WAT | HY | 0.6 |  | 0 | 3447.25 |  |  | 3447.25 | 0 |  | Electric Utility | N | OP |  | Non Combustion (NUC, WAT, WND, GEO, or SUN)
EXCLUDE | IN | Twin Branch | 989 | H5W | WAT | HY | 0.6 |  | 0 | 3447.25 |  |  | 3447.25 | 0 |  | Electric Utility | N | OP |  | Non Combustion (NUC, WAT, WND, GEO, or SUN)
EXCLUDE | IN | Twin Branch | 989 | H6E | WAT | HY | 0.6 |  | 0 | 3447.25 |  |  | 3447.25 | 0 |  | Electric Utility | N | OP |  | Non Combustion (NUC, WAT, WND, GEO, or SUN)
EXCLUDE | IN | Twin Branch | 989 | H6W | WAT | HY | 0.6 |  | 0 | 3447.25 |  |  | 3447.25 | 0 |  | Electric Utility | N | OP |  | Non Combustion (NUC, WAT, WND, GEO, or SUN)
EXCLUDE | IN | Twin Bridges I II & III LFGTE | 54925 | I-1 | LFG | IC | 0.8 | 0.8 | 0 | 0 |  |  | 0 | 0 |  | Electric Utility | N | OP |  | Internal Combustion (PRMVR=IC)
EXCLUDE | IN | Twin Bridges I II & III LFGTE | 54925 | I-2 | LFG | IC | 0.8 | 0.8 | 0 | 0 |  |  | 0 | 0 |  | Electric Utility | N | OP |  | Internal Combustion (PRMVR=IC)
EXCLUDE | IN | Twin Bridges I II & III LFGTE | 54925 | I-3 | LFG | IC | 0.8 | 0.8 | 0 | 0 |  |  | 0 | 0 |  | Electric Utility | N | OP |  | Internal Combustion (PRMVR=IC)
EXCLUDE | IN | Twin Bridges I II & III LFGTE | 54925 | I-4 | LFG | IC | 0.8 | 0.8 | 0 | 0 |  |  | 0 | 0 |  | Electric Utility | N | OP |  | Internal Combustion (PRMVR=IC)
EXCLUDE | IN | Twin Bridges I II & III LFGTE | 54925 | II-1 | LFG | IC | 0.8 | 0.8 | 0 | 0 |  |  | 0 | 0 |  | Electric Utility | N | OP |  | Internal Combustion (PRMVR=IC)
EXCLUDE | IN | Twin Bridges I II & III LFGTE | 54925 | II-2 | LFG | IC | 0.8 | 0.8 | 0 | 0 |  |  | 0 | 0 |  | Electric Utility | N | OP |  | Internal Combustion (PRMVR=IC)
EXCLUDE | IN | Twin Bridges I II & III LFGTE | 54925 | II-3 | LFG | IC | 0.8 | 0.8 | 0 | 0 |  |  | 0 | 0 |  | Electric Utility | N | OP |  | Internal Combustion (PRMVR=IC)
EXCLUDE | IN | Twin Bridges I II & III LFGTE | 54925 | II-4 | LFG | IC | 0.8 | 0.8 | 0 | 0 |  |  | 0 | 0 |  | Electric Utility | N | OP |  | Internal Combustion (PRMVR=IC)
EXCLUDE | IN | Twin Bridges I II & III LFGTE | 54925 | III-1 | LFG | IC | 0.8 | 0.8 | 0 | 0 |  |  | 0 | 0 |  | Electric Utility | N | OP |  | Internal Combustion (PRMVR=IC)
EXCLUDE | IN | Twin Bridges I II & III LFGTE | 54925 | III-2 | LFG | IC | 0.8 | 0.8 | 0 | 0 |  |  | 0 | 0 |  | Electric Utility | N | OP |  | Internal Combustion (PRMVR=IC)
EXCLUDE | IN | Twin Bridges I II & III LFGTE | 54925 | III-3 | LFG | IC | 0.8 | 0.8 | 0 | 0 |  |  | 0 | 0 |  | Electric Utility | N | OP |  | Internal Combustion (PRMVR=IC)
EXCLUDE | IN | Twin Bridges I II & III LFGTE | 54925 | III-4 | LFG | IC | 0.8 | 0.8 | 0 | 0 |  |  | 0 | 0 |  | Electric Utility | N | OP |  | Internal Combustion (PRMVR=IC)
EXCLUDE | IN | Union City Wind Turbine | 57637 | 1 | WND | WT | 1 | 1 | 0 | 825 |  |  | 825 | 0 |  | IPP Non-CHP | N | OP |  | Non Combustion (NUC, WAT, WND, GEO, or SUN)
EXCLUDE | IN | University of Notre Dame | 50366 | GEN1 | BIT | ST | 3 | 3 | 0 | 12286.08 | 0.17577 | 262102.2556 | 69899.4129 | 45654.2858 |  | Commercial CHP | Y | OP |  | Steam unit (PRMVR=ST) under 25MW/250 MMBtu/hr
EXCLUDE | IN | University of Notre Dame | 50366 | GEN2 | BIT | ST | 1.7 | 1.7 | 0 | 2965.408 | 0.17577 | 63261.848 | 16871.1483 | 11019.2661 |  | Commercial CHP | Y | OP |  | Steam unit (PRMVR=ST) under 25MW/250 MMBtu/hr
EXCLUDE | IN | University of Notre Dame | 50366 | GEN3 | DFO | IC | 1 | 1 | 0 | 0 |  |  | 0 | 0 |  | Commercial CHP | N | SB |  | Internal Combustion (PRMVR=IC)
EXCLUDE | IN | University of Notre Dame | 50366 | GEN4 | DFO | IC | 1 | 1 | 0 | 0 |  |  | 0 | 0 |  | Commercial CHP | N | SB |  | Internal Combustion (PRMVR=IC)
EXCLUDE | IN | University of Notre Dame | 50366 | GEN5 | BIT | ST | 2 | 2 | 0 | 15344.634 | 0.17577 | 327351.2124 | 87300.4984 | 57019.6765 |  | Commercial CHP | Y | OP |  | Steam unit (PRMVR=ST) under 25MW/250 MMBtu/hr
EXCLUDE | IN | University of Notre Dame | 50366 | GEN6 | BIT | ST | 5 | 5 | 0 | 21170.774 | 0.17577 | 451641.8271 | 120447.26 | 78669.2393 |  | Commercial CHP | Y | OP |  | Steam unit (PRMVR=ST) under 25MW/250 MMBtu/hr
EXCLUDE | IN | University of Notre Dame | 50366 | GEN7 | BIT | ST | 9.4 | 9.4 | 0 | 18609.655 | 0.17577 | 397004.7853 | 105876.2403 | 69152.2852 |  | Commercial CHP | Y | OP |  | Steam unit (PRMVR=ST) under 25MW/250 MMBtu/hr
EXCLUDE | IN | University of Notre Dame | 50366 | GEN8 | DFO | IC | 1.9 | 1.7 | 0 | 0 |  |  | 0 | 0 |  | Commercial CHP | N | OP |  | Internal Combustion (PRMVR=IC)
EXCLUDE | IN | University of Notre Dame | 50366 | GEN9 | DFO | IC | 1.9 | 1.7 | 0 | 0 |  |  | 0 | 0 |  | Commercial CHP | N | OP |  | Internal Combustion (PRMVR=IC)
EXCLUDE | IN | University of Notre Dame | 50366 | GN10 | DFO | IC | 1.9 | 1.7 | 0 | 0 |  |  | 0 | 0 |  | Commercial CHP | N | OP |  | Internal Combustion (PRMVR=IC)
SSTLOGN | IN | Vermillion Energy Facility | 55111 | CT1 | NG | GT | 85.4 | 71 | 1272 | 8176.25 |  |  | 8176.25 | 7642.861 |  | IPP Non-CHP | N | OP
SSTLOGN | IN | Vermillion Energy Facility | 55111 | CT2 | NG | GT | 85.4 | 71 | 1272 | 8176.25 |  |  | 8176.25 | 5140.544 |  | IPP Non-CHP | N | OP
SSTLOGN | IN | Vermillion Energy Facility | 55111 | CT3 | NG | GT | 85.4 | 71 | 1272 | 8176.25 |  |  | 8176.25 | 7170.25 |  | IPP Non-CHP | N | OP
SSTLOGN | IN | Vermillion Energy Facility | 55111 | CT4 | NG | GT | 85.4 | 71 | 1272 | 8176.25 |  |  | 8176.25 | 8049.933 |  | IPP Non-CHP | N | OP
SSTLOGN | IN | Vermillion Energy Facility | 55111 | CT5 | NG | GT | 85.4 | 71 | 1272 | 8176.25 |  |  | 8176.25 | 7451.106 |  | IPP Non-CHP | N | OP
SSTLOGN | IN | Vermillion Energy Facility | 55111 | CT6 | NG | GT | 85.4 | 71 | 1272 | 8176.25 |  |  | 8176.25 | 6515.264 |  | IPP Non-CHP | N | OP
SSTLOGN | IN | Vermillion Energy Facility | 55111 | CT7 | NG | GT | 85.4 | 71 | 1272 | 8176.25 |  |  | 8176.25 | 5900.838 |  | IPP Non-CHP | N | OP
SSTLOGN | IN | Vermillion Energy Facility | 55111 | CT8 | NG | GT | 85.4 | 71 | 1272 | 8176.25 |  |  | 8176.25 | 7578.153 |  | IPP Non-CHP | N | OP
COALST | IN | Wabash River | 1010 | 2 | BIT | ST | 112.5 | 85 | 1000 | 336500 |  |  | 336500 | 356992.7 |  | Electric Utility | N | OP
COALST | IN | Wabash River | 1010 | 3 | BIT | ST | 123.2 | 85 | 1000 | 375515 |  |  | 375515 | 399535.782 |  | Electric Utility | N | OP
COALST | IN | Wabash River | 1010 | 4 | BIT | ST | 112.5 | 85 | 1000 | 561611 |  |  | 561611 | 583224.227 |  | Electric Utility | N | OP
COALST | IN | Wabash River | 1010 | 5 | BIT | ST | 125 | 95 | 1150 | 255975 |  |  | 255975 | 207726.071 |  | Electric Utility | N | OP
COALST | IN | Wabash River | 1010 | 6 | BIT | ST | 387 | 318 | 3700 | 2268660 |  |  | 2268660 | 2331749.37 |  | Electric Utility | N | OP
EXCLUDE | IN | Wabash River | 1010 | 71 | DFO | IC | 2.7 | 3 | 0 | 0 |  |  | 0 | 0 |  | Electric Utility | N | OP |  | Internal Combustion (PRMVR=IC)
EXCLUDE | IN | Wabash River | 1010 | 72 | DFO | IC | 2.7 | 3 | 0 | 0 |  |  | 0 | 0 |  | Electric Utility | N | OP |  | Internal Combustion (PRMVR=IC)
EXCLUDE | IN | Wabash River | 1010 | 73 | DFO | IC | 2.7 | 2 | 0 | 0 |  |  | 0 | 0 |  | Electric Utility | N | OP |  | Internal Combustion (PRMVR=IC)
IGCC | IN | Wabash Valley Power IGCC | 1010 | 1 | BIT | IG | 112.5 | 85 | 0 | 414465 |  |  | 414465 | 393350.8636 |  | Electric Utility | N | OP
IGCC | IN | Wabash Valley Power IGCC | 1010 | 1A | BIT | IG | 192 | 189 | 0 | 871756.928 |  |  | 871756.928 | 827346.9184 |  | Electric Utility | N | OP
EXCLUDE | IN | Warrick | 6705 | 1 | BIT | ST | 166.6 | 148 | 2654.1377 | 1238620 | 0.92002 | 489864.0029 | 1346298.1952 | 1514314.5001 |  | Industrial/IPP CHP | Y | OP |  | Commercial/Industrial Unit
EXCLUDE | IN | Warrick | 6705 | 2 | BIT | ST | 144 | 142 | 2294.0926 | 1155853 | 1 | 0 | 1155853 | 1413125.0569 |  | Industrial/IPP CHP | Y | OP |  | Commercial/Industrial Unit
EXCLUDE | IN | Warrick | 6705 | 3 | BIT | ST | 144 | 139 | 2294.0926 | 1091454 | 0.94134 | 309408.715 | 1159465.8805 | 1334391.9995 |  | Industrial/IPP CHP | Y | OP |  | Commercial/Industrial Unit
EXCLUDE | IN | Warrick | 6705 | 4 | BIT | ST | 323 | 301 | 5145.7771 | 2041024 | 0.75577 | 3000544.8151 | 2700581.0373 | 2495319.1765 |  | Industrial/IPP CHP | Y | OP |  | Commercial/Industrial Unit
SSTLOGN | IN | Wheatland Generating Facility | 55224 | CTG1 | NG | GT | 135 | 115 | 1600 | 13368.5 |  |  | 13368.5 | 13960.566 |  | Electric Utility | N | OP
SSTLOGN | IN | Wheatland Generating Facility | 55224 | CTG2 | NG | GT | 135 | 115 | 1600 | 13368.5 |  |  | 13368.5 | 12296.784 |  | Electric Utility | N | OP
SSTLOGN | IN | Wheatland Generating Facility | 55224 | CTG3 | NG | GT | 135 | 115 | 1600 | 13368.5 |  |  | 13368.5 | 10737.28 |  | Electric Utility | N | OP
SSTLOGN | IN | Wheatland Generating Facility | 55224 | CTG4 | NG | GT | 135 | 115 | 1600 | 13368.5 |  |  | 13368.5 | 10048.542 |  | Electric Utility | N | OP
COALST | IN | Whitewater Valley | 1040 | 1 | BIT | ST | 33 | 34.7 | 399 | 82180 |  |  | 82180 | 110483.107 |  | Electric Utility | N | OP
COALST | IN | Whitewater Valley | 1040 | 2 | BIT | ST | 60.9 | 65 | 729 | 148971 |  |  | 148971 | 191384.392 |  | Electric Utility | N | OP
NGCC | IN | Whiting Clean Energy | 55259 | CT1 | NG | CC | 181.9 | 150 | 2994 | 532856.6238 | 0.78318 | 671125.2089 | 680378.2846 | 454219.4061 |  | IPP CHP | Y | OP
NGCC | IN | Whiting Clean Energy | 55259 | CT2 | NG | CC | 181.9 | 150 | 2994 | 532856.6238 | 0.78318 | 671125.2089 | 680378.2846 | 454219.4061 |  | IPP CHP | Y | OP
NGCC | IN | Whiting Clean Energy | 55259 | ST1 | NG | CC | 213 | 213 | 2994 | 623960.7524 | 0.78318 | 785869.5409 | 796704.6433 | 531878.6888 |  | IPP CHP | Y | OP
EXCLUDE | IN | Whiting Refinery | 52130 | 15TG | OG | ST | 5 | 5 | 0 | 2443 | 0.20724 | 42515.7599 | 11788.4923 | 34686.222 |  | Industrial CHP | Y | RE | 2011 | Steam unit (PRMVR=ST) under 25MW/250 MMBtu/hr
EXCLUDE | IN | Whiting Refinery | 52130 | 17TG | OG | ST | 5 | 5 | 0 | 0 | 0.20724 | 0 | 0 | 0 |  | Industrial CHP | Y | RE | 2004 | Steam unit (PRMVR=ST) under 25MW/250 MMBtu/hr
EXCLUDE | IN | Whiting Refinery | 52130 | 31TG | OG | ST | 12.5 | 11.2 | 0 | 65869 | 0.20724 | 1146324.4313 | 317845.3551 | 96228.1524 |  | Industrial CHP | Y | OP |  | Steam unit (PRMVR=ST) under 25MW/250 MMBtu/hr
EXCLUDE | IN | Whiting Refinery | 52130 | 32TG | OG | ST | 12.5 | 11.2 | 0 | 70493 | 0.20724 | 1226796.3402 | 340158.0806 | 102983.3631 |  | Industrial CHP | Y | OP |  | Steam unit (PRMVR=ST) under 25MW/250 MMBtu/hr
EXCLUDE | IN | Whiting Refinery | 52130 | 33TG | OG | ST | 18.8 | 16.4 | 0 | 107482 | 0.20724 | 1870519.4025 | 518645.4091 | 157020.6664 |  | Industrial CHP | Y | OP |  | Steam unit (PRMVR=ST) under 25MW/250 MMBtu/hr
EXCLUDE | IN | Whiting Refinery | 52130 | 34TG | OG | ST | 10 | 11.8 | 0 | 30332 | 0.20724 | 527870.6622 | 146364.5313 | 44312.0788 |  | Industrial CHP | Y | OP |  | Steam unit (PRMVR=ST) under 25MW/250 MMBtu/hr
EXCLUDE | IN | Whiting Refinery | 52130 | 35TG | OG | ST | 30 | 38 | 0 | 145057 | 0.20724 | 2524440.6781 | 699960.4316 | 211914.0582 |  | Industrial CHP | Y | OP |  | Commercial/Industrial Unit
EXCLUDE | IN | Wildcat Wind Farm I, LLC | 57862 | 1 | WND | WT | 200 | 200 | 0 | 0 |  |  | 0 | 0 |  | IPP Non-CHP | N | U |  | Non Combustion (NUC, WAT, WND, GEO, or SUN)
SSTLOGN | IN | Worthington Generation LLC | 55148 | 1 | NG | GT | 60.5 | 41.1 | 460 | 4150.25 |  |  | 4150.25 | 3987.076 |  | Electric Utility | N | OP
SSTLOGN | IN | Worthington Generation LLC | 55148 | 2 | NG | GT | 60.5 | 41.5 | 460 | 4150.25 |  |  | 4150.25 | 2714.117 |  | Electric Utility | N | OP
SSTLOGN | IN | Worthington Generation LLC | 55148 | 3 | NG | GT | 60.5 | 40.9 | 460 | 4150.25 |  |  | 4150.25 | 2981.554 |  | Electric Utility | N | OP
SSTLOGN | IN | Worthington Generation LLC | 55148 | 4 | NG | GT | 60.5 | 40.6 | 460 | 4150.25 |  |  | 4150.25 | 2691.163 |  | Electric Utility | N | OP
SSTLOGN | KS | Abilene Energy Center Combustion Turbine | 1251 | GT1 | NG | GT | 77 | 68 | 0 | 6774 |  |  | 6774 | 8324.5803 |  | Electric Utility | N | OP
EXCLUDE | KS | Anthony | 1258 | IC1 | NG | IC | 4.1 | 4.1 | 0 | 0 |  |  | 0 | 0 |  | Electric Utility | N | OP |  | Internal Combustion (PRMVR=IC)
EXCLUDE | KS | Anthony | 1258 | IC2 | NG | IC | 3 | 3 | 0 | 0 |  |  | 0 | 0 |  | Electric Utility | N | OP |  | Internal Combustion (PRMVR=IC)
EXCLUDE | KS | Anthony | 1258 | IC3 | NG | IC | 4 | 4 | 0 | 0 |  |  | 0 | 0 |  | Electric Utility | N | OP |  | Internal Combustion (PRMVR=IC)
EXCLUDE | KS | Archer Daniels Midland Fredonia | 10857 | GEN1 | NG | GT | 2.7 | 2.5 | 0 | 0 |  |  | 0 | 0 |  | Industrial Non-CHP | N | RE | 2003 | Simple Cycle Turbine (PRMVR=GT or OT) unit under 25MW
EXCLUDE | KS | Archer Daniels Midland Fredonia | 10857 | GEN2 | DFO | IC | 1 | 1 | 0 | 0 |  |  | 0 | 0 |  | Industrial Non-CHP | N | RE | 2003 | Internal Combustion (PRMVR=IC)
EXCLUDE | KS | Archer Daniels Midland Fredonia | 10857 | GEN3 | DFO | IC | 0.4 | 0.4 | 0 | 0 |  |  | 0 | 0 |  | Industrial Non-CHP | N | RE | 2003 | Internal Combustion (PRMVR=IC)
EXCLUDE | KS | Ashland | 1259 | 1 | NG | IC | 0.6 | 0.6 | 0 | 0 |  |  | 0 | 0 |  | Electric Utility | N | SB |  | Internal Combustion (PRMVR=IC)
EXCLUDE | KS | Ashland | 1259 | 2 | NG | IC | 0.9 | 0.7 | 0 | 0 |  |  | 0 | 0 |  | Electric Utility | N | SB |  | Internal Combustion (PRMVR=IC)
EXCLUDE | KS | Ashland | 1259 | 3 | DFO | IC | 1.2 | 1.1 | 0 | 0 |  |  | 0 | 0 |  | Electric Utility | N | SB |  | Internal Combustion (PRMVR=IC)
EXCLUDE | KS | Ashland | 1259 | 4 | DFO | IC | 1.2 | 1.1 | 0 | 0 |  |  | 0 | 0 |  | Electric Utility | N | SB |  | Internal Combustion (PRMVR=IC)
EXCLUDE | KS | Ashland | 1259 | 5 | DFO | IC | 0.9 | 0.7 | 0 | 0 |  |  | 0 | 0 |  | Electric Utility | N | SB |  | Internal Combustion (PRMVR=IC)
EXCLUDE | KS | Attica | 1260 | 1 | DFO | IC | 0.5 | 0.4 | 0 | 0 |  |  | 0 | 0 |  | Electric Utility | N | OP |  | Internal Combustion (PRMVR=IC)
EXCLUDE | KS | Attica | 1260 | 2 | DFO | IC | 0.9 | 0.8 | 0 | 0 |  |  | 0 | 0 |  | Electric Utility | N | OP |  | Internal Combustion (PRMVR=IC)
EXCLUDE | KS | Attica | 1260 | 4 | DFO | IC | 0.3 | 0.2 | 0 | 0 |  |  | 0 | 0 |  | Electric Utility | N | RE | 2001 | Internal Combustion (PRMVR=IC)
EXCLUDE | KS | Attica | 1260 | 5 | DFO | IC | 0.3 | 0.2 | 0 | 0 |  |  | 0 | 0 |  | Electric Utility | N | RE | 2001 | Internal Combustion (PRMVR=IC)
EXCLUDE | KS | Attica | 1260 | 4A | DFO | IC | 0.7 | 0.7 | 0 | 0 |  |  | 0 | 0 |  | Electric Utility | N | OP |  | Internal Combustion (PRMVR=IC)
EXCLUDE | KS | Attica | 1260 | IC3 | DFO | IC | 1.1 | 0.9 | 0 | 0 |  |  | 0 | 0 |  | Electric Utility | N | OP |  | Internal Combustion (PRMVR=IC)
EXCLUDE | KS | Augusta Electric Plant No 1 | 1261 | 1 | NG | IC | 1.1 | 1.1 | 0 | 0 |  |  | 0 | 0 |  | Electric Utility | N | SB |  | Internal Combustion (PRMVR=IC)
EXCLUDE | KS | Augusta Electric Plant No 1 | 1261 | 2 | DFO | IC | 0.3 | 0.3 | 0 | 0 |  |  | 0 | 0 |  | Electric Utility | N | SB |  | Internal Combustion (PRMVR=IC)
EXCLUDE | KS | Augusta Electric Plant No 1 | 1261 | 3 | NG | IC | 1 | 1 | 0 | 0 |  |  | 0 | 0 |  | Electric Utility | N | SB |  | Internal Combustion (PRMVR=IC)
EXCLUDE | KS | Augusta Electric Plant No 1 | 1261 | 4 | DFO | IC | 0.7 | 0.7 | 0 | 0 |  |  | 0 | 0 |  | Electric Utility | N | SB |  | Internal Combustion (PRMVR=IC)
EXCLUDE | KS | Augusta Electric Plant No 1 | 1261 | 5 | NG | IC | 2.2 | 2.2 | 0 | 0 |  |  | 0 | 0 |  | Electric Utility | N | SB |  | Internal Combustion (PRMVR=IC)
EXCLUDE | KS | Augusta Electric Plant No 1 | 1261 | 6 | NG | IC | 2.2 | 2.2 | 0 | 0 |  |  | 0 | 0 |  | Electric Utility | N | SB |  | Internal Combustion (PRMVR=IC)
EXCLUDE | KS | Augusta Electric Plant No 1 | 1261 | 7 | NG | IC | 2 | 2 | 0 | 0 |  |  | 0 | 0 |  | Electric Utility | N | SB |  | Internal Combustion (PRMVR=IC)
EXCLUDE | KS | Augusta Electric Plant No 2 | 6791 | 1 | NG | IC | 4 | 4 | 0 | 0 |  |  | 0 | 0 |  | Electric Utility | N | OP |  | Internal Combustion (PRMVR=IC)
EXCLUDE | KS | Augusta Electric Plant No 2 | 6791 | 2 | NG | IC | 4 | 4 | 0 | 0 |  |  | 0 | 0 |  | Electric Utility | N | OP |  | Internal Combustion (PRMVR=IC)
EXCLUDE | KS | Augusta Electric Plant No 2 | 6791 | 3 | NG | IC | 6 | 6 | 0 | 0 |  |  | 0 | 0 |  | Electric Utility | N | OP |  | Internal Combustion (PRMVR=IC)
EXCLUDE | KS | Augusta Electric Plant No 2 | 6791 | 4 | NG | IC | 6.7 | 6.6 | 0 | 0 |  |  | 0 | 0 |  | Electric Utility | N | OP |  | Internal Combustion (PRMVR=IC)
EXCLUDE | KS | Baldwin City Plant No 1 | 1262 | 3 | DFO | IC | 1.1 | 0.9 | 0 | 0 |  |  | 0 | 0 |  | Electric Utility | N | SB |  | Internal Combustion (PRMVR=IC)
EXCLUDE | KS | Baldwin City Plant No 1 | 1262 | 4 | DFO | IC | 2 | 1.8 | 0 | 0 |  |  | 0 | 0 |  | Electric Utility | N | OP |  | Internal Combustion (PRMVR=IC)
EXCLUDE | KS | Baldwin City Plant No 1 | 1262 | 5 | DFO | IC | 1.1 | 0.9 | 0 | 0 |  |  | 0 | 0 |  | Electric Utility | N | OP |  | Internal Combustion (PRMVR=IC)
EXCLUDE | KS | Baldwin City Plant No 1 | 1262 | 6 | DFO | IC | 1.1 | 0.9 | 0 | 0 |  |  | 0 | 0 |  | Electric Utility | N | OP |  | Internal Combustion (PRMVR=IC)
EXCLUDE | KS | Baldwin City Plant No 2 | 8020 | 7 | DFO | IC | 3.2 | 3.1 | 0 | 0 |  |  | 0 | 0 |  | Electric Utility | N | OP |  | Internal Combustion (PRMVR=IC)
EXCLUDE | KS | Baldwin City Plant No 2 | 8020 | 8 | DFO | IC | 3.2 | 3.1 | 0 | 0 |  |  | 0 | 0 |  | Electric Utility | N | OP |  | Internal Combustion (PRMVR=IC)
EXCLUDE | KS | Belleville | 1263 | 1 | DFO | IC | 0.6 | 0.6 | 0 | 0 |  |  | 0 | 0 |  | Electric Utility | N | RE | 1998 | Internal Combustion (PRMVR=IC)
EXCLUDE | KS | Belleville | 1263 | 2 | DFO | IC | 0.6 | 0.6 | 0 | 0 |  |  | 0 | 0 |  | Electric Utility | N | RE | 1999 | Internal Combustion (PRMVR=IC)
EXCLUDE | KS | Belleville | 1263 | 3 | DFO | IC | 0.3 | 0.3 | 0 | 0 |  |  | 0 | 0 |  | Electric Utility | N | RE | 2001 | Internal Combustion (PRMVR=IC)
EXCLUDE | KS | Belleville | 1263 | 4 | DFO | IC | 1 | 1 | 0 | 0 |  |  | 0 | 0 |  | Electric Utility | N | OP |  | Internal Combustion (PRMVR=IC)
EXCLUDE | KS | Belleville | 1263 | 5 | DFO | IC | 1.7 | 1.7 | 0 | 0 |  |  | 0 | 0 |  | Electric Utility | N | OP |  | Internal Combustion (PRMVR=IC)
EXCLUDE | KS | Belleville | 1263 | 6 | DFO | IC | 3.7 | 3.7 | 0 | 0 |  |  | 0 | 0 |  | Electric Utility | N | OP |  | Internal Combustion (PRMVR=IC)
EXCLUDE | KS | Belleville | 1263 | 7 | DFO | IC | 5.1 | 5.1 | 0 | 0 |  |  | 0 | 0 |  | Electric Utility | N | OP |  | Internal Combustion (PRMVR=IC)
EXCLUDE | KS | Belleville | 1263 | 8 | DFO | IC | 2.8 | 2.8 | 0 | 0 |  |  | 0 | 0 |  | Electric Utility | N | OP |  | Internal Combustion (PRMVR=IC)
EXCLUDE | KS | Beloit | 1264 | 1 | DFO | IC | 1.5 | 1.1 | 0 | 0 |  |  | 0 | 0 |  | Electric Utility | N | OP |  | Internal Combustion (PRMVR=IC)
EXCLUDE | KS | Beloit | 1264 | 2 | DFO | IC | 1.5 | 1.1 | 0 | 0 |  |  | 0 | 0 |  | Electric Utility | N | OP |  | Internal Combustion (PRMVR=IC)
EXCLUDE | KS | Beloit | 1264 | 3 | DFO | IC | 2 | 2 | 0 | 0 |  |  | 0 | 0 |  | Electric Utility | N | OP |  | Internal Combustion (PRMVR=IC)
EXCLUDE | KS | Beloit | 1264 | 4 | DFO | IC | 3.5 | 3.3 | 0 | 0 |  |  | 0 | 0 |  | Electric Utility | N | OP |  | Internal Combustion (PRMVR=IC)
EXCLUDE | KS | Beloit | 1264 | 5 | DFO | IC | 0.7 | 0.6 | 0 | 0 |  |  | 0 | 0 |  | Electric Utility | N | OP |  | Internal Combustion (PRMVR=IC)
EXCLUDE | KS | Beloit | 1264 | 6 | DFO | IC | 4.1 | 3.5 | 0 | 0 |  |  | 0 | 0 |  | Electric Utility | N | OP |  | Internal Combustion (PRMVR=IC)
EXCLUDE | KS | Beloit | 1264 | 7 | DFO | IC | 6 | 5.5 | 0 | 0 |  |  | 0 | 0 |  | Electric Utility | N | OP |  | Internal Combustion (PRMVR=IC)
EXCLUDE | KS | Bird City | 1224 | 1 | DFO | IC | 2 | 2 | 0 | 0 |  |  | 0 | 0 |  | Electric Utility | N | OP |  | Internal Combustion (PRMVR=IC)
EXCLUDE | KS | Bird City | 1224 | 2 | DFO | IC | 2 | 2 | 0 | 0 |  |  | 0 | 0 |  | Electric Utility | N | OP |  | Internal Combustion (PRMVR=IC)
EXCLUDE | KS | Burlingame | 1265 | 1 | NG | IC | 1.1 | 1 | 0 | 0 |  |  | 0 | 0 |  | Electric Utility | N | OP |  | Internal Combustion (PRMVR=IC)
EXCLUDE | KS | Burlingame | 1265 | 2 | DFO | IC | 0.5 | 0.4 | 0 | 0 |  |  | 0 | 0 |  | Electric Utility | N | RE | 2002 | Internal Combustion (PRMVR=IC)
EXCLUDE | KS | Burlingame | 1265 | 3 | NG | IC | 0.9 | 0.8 | 0 | 0 |  |  | 0 | 0 |  | Electric Utility | N | OP |  | Internal Combustion (PRMVR=IC)
EXCLUDE | KS | Burlingame | 1265 | 4 | NG | IC | 1.1 | 1 | 0 | 0 |  |  | 0 | 0 |  | Electric Utility | N | OP |  | Internal Combustion (PRMVR=IC)
EXCLUDE | KS | Burlingame | 1265 | 5 | NG | IC | 0.9 | 0.8 | 0 | 0 |  |  | 0 | 0 |  | Electric Utility | N | OP |  | Internal Combustion (PRMVR=IC)
EXCLUDE | KS | Burlington | 1266 | 1 | DFO | IC | 0.3 | 0.2 | 0 | 0 |  |  | 0 | 0 |  | Electric Utility | N | RE | 2002 | Internal Combustion (PRMVR=IC)
EXCLUDE | KS | Burlington | 1266 | 2 | NG | IC | 1.3 | 1.3 | 0 | 0 |  |  | 0 | 0 |  | Electric Utility | N | SB |  | Internal Combustion (PRMVR=IC)
EXCLUDE | KS | Burlington | 1266 | 3 | NG | IC | 0.8 | 0.8 | 0 | 0 |  |  | 0 | 0 |  | Electric Utility | N | RE | 2003 | Internal Combustion (PRMVR=IC)
EXCLUDE | KS | Burlington | 1266 | 4 | DFO | IC | 0.3 | 0.2 | 0 | 0 |  |  | 0 | 0 |  | Electric Utility | N | RE | 2003 | Internal Combustion (PRMVR=IC)
EXCLUDE | KS | Burlington | 1266 | 5 | NG | IC | 1 | 1 | 0 | 0 |  |  | 0 | 0 |  | Electric Utility | N | SB |  | Internal Combustion (PRMVR=IC)
EXCLUDE | KS | Burlington | 1266 | 1A | DFO | IC | 2 | 2 | 0 | 0 |  |  | 0 | 0 |  | Electric Utility | N | SB |  | Internal Combustion (PRMVR=IC)
EXCLUDE | KS | Burlington | 1266 | 4A | NG | IC | 2.3 | 2.3 | 0 | 0 |  |  | 0 | 0 |  | Electric Utility | N | SB |  | Internal Combustion (PRMVR=IC)
EXCLUDE | KS | Burlington | 1266 | IC6 | NG | IC | 4.8 | 4.8 | 0 | 0 |  |  | 0 | 0 |  | Electric Utility | N | SB |  | Internal Combustion (PRMVR=IC)
EXCLUDE | KS | Caney River Wind Project | 57858 | 1 | WND | WT | 200 | 200 | 0 | 25906 |  |  | 25906 | 0 |  | IPP Non-CHP | N | OP |  | Non Combustion (NUC, WAT, WND, GEO, or SUN)
EXCLUDE | KS | Central Plains Wind Farm | 56818 | 1 | WND | WT | 99 | 99 | 0 | 294992 |  |  | 294992 | 0 |  | Electric Utility | N | OP |  | Non Combustion (NUC, WAT, WND, GEO, or SUN)
EXCLUDE | KS | Chanute 1 | 1267 | 4 | NG | ST | 4 | 4 | 0 | 0 |  |  | 0 | 0 |  | Electric Utility | N | RE | 2004 | Steam unit (PRMVR=ST) under 25MW/250 MMBtu/hr
EXCLUDE | KS | Chanute 1 | 1267 | 5 | NG | IC | 1.7 | 1.5 | 0 | 0 |  |  | 0 | 0 |  | Electric Utility | N | RE | 2004 | Internal Combustion (PRMVR=IC)
EXCLUDE | KS | Chanute 1 | 1267 | 6 | NG | ST | 10 | 9.8 | 0 | 0 |  |  | 0 | 0 |  | Electric Utility | N | RE | 2004 | Steam unit (PRMVR=ST) under 25MW/250 MMBtu/hr
EXCLUDE | KS | Chanute 2 | 1268 | 7 | NG | IC | 2 | 2 | 0 | 0 |  |  | 0 | 0 |  | Electric Utility | N | OP |  | Internal Combustion (PRMVR=IC)
EXCLUDE | KS | Chanute 2 | 1268 | 8 | NG | IC | 2 | 2 | 0 | 0 |  |  | 0 | 0 |  | Electric Utility | N | OP |  | Internal Combustion (PRMVR=IC)
SSTLOGN | KS | Chanute 2 | 1268 | 14 | NG | GT | 60 | 42 | 539 | 12125 |  |  | 12125 | 11373.6 |  | Electric Utility | N | OP
EXCLUDE | KS | Chanute 3 | 7018 | 9 | NG | IC | 7.6 | 6.9 | 0 | 0 |  |  | 0 | 0 |  | Electric Utility | N | OP |  | Internal Combustion (PRMVR=IC)
EXCLUDE | KS | Chanute 3 | 7018 | 10 | NG | IC | 7.6 | 6.9 | 0 | 0 |  |  | 0 | 0 |  | Electric Utility | N | OP |  | Internal Combustion (PRMVR=IC)
EXCLUDE | KS | Chanute 3 | 7018 | 11 | NG | IC | 7.6 | 6.9 | 0 | 0 |  |  | 0 | 0 |  | Electric Utility | N | OP |  | Internal Combustion (PRMVR=IC)
EXCLUDE | KS | Chanute 3 | 7018 | 12 | DFO | IC | 6 | 5.5 | 0 | 0 |  |  | 0 | 0 |  | Electric Utility | N | OP |  | Internal Combustion (PRMVR=IC)
EXCLUDE | KS | Chanute 3 | 7018 | 13 | DFO | IC | 6 | 5.9 | 0 | 0 |  |  | 0 | 0 |  | Electric Utility | N | OP |  | Internal Combustion (PRMVR=IC)
OGST | KS | Cimarron River | 1230 | 1 | NG | ST | 50 | 60 | 764 | 75702 |  |  | 75702 | 60188.171 |  | Electric Utility | N | OP
EXCLUDE | KS | Cimarron River | 1230 | 2 | NG | GT | 15 | 14.9 | 0 | 88 |  |  | 88 | 730.1987 |  | Electric Utility | N | OP |  | Simple Cycle Turbine (PRMVR=GT or OT) unit under 25MW
EXCLUDE | KS | Cimarron Windpower II | 57663 | 1 | WND | WT | 131 | 131 | 0 | 0 |  |  | 0 | 0 |  | Industrial Non-CHP | N | U |  | Non Combustion (NUC, WAT, WND, GEO, or SUN)
EXCLUDE | KS | Clay Center | 1270 | 4 | NG | ST | 1.5 | 1.5 | 0 | 0 |  |  | 0 | 0 |  | Electric Utility | N | RE | 2005 | Steam unit (PRMVR=ST) under 25MW/250 MMBtu/hr
EXCLUDE | KS | Clay Center | 1270 | 5 | NG | ST | 3 | 3 | 0 | 0 |  |  | 0 | 0 |  | Electric Utility | N | OP |  | Steam unit (PRMVR=ST) under 25MW/250 MMBtu/hr
EXCLUDE | KS | Clay Center | 1270 | 6 | NG | ST | 5 | 5 | 0 | 0 |  |  | 0 | 0 |  | Electric Utility | N | OP |  | Steam unit (PRMVR=ST) under 25MW/250 MMBtu/hr
EXCLUDE | KS | Clay Center | 1270 | IC1 | NG | IC | 0.9 | 0.9 | 0 | 0 |  |  | 0 | 0 |  | Electric Utility | N | OP |  | Internal Combustion (PRMVR=IC)
EXCLUDE | KS | Clay Center | 1270 | IC2 | NG | IC | 2.1 | 2 | 0 | 0 |  |  | 0 | 0 |  | Electric Utility | N | OP |  | Internal Combustion (PRMVR=IC)
EXCLUDE | KS | Clay Center | 1270 | IC3 | NG | IC | 5.1 | 5 | 0 | 0 |  |  | 0 | 0 |  | Electric Utility | N | OP |  | Internal Combustion (PRMVR=IC)
EXCLUDE | KS | Clay Center | 1270 | IC4 | NG | IC | 3.5 | 3.5 | 0 | 0 |  |  | 0 | 0 |  | Electric Utility | N | OP |  | Internal Combustion (PRMVR=IC)
EXCLUDE | KS | Clay Center | 1270 | IC5 | NG | IC | 3.5 | 3.5 | 0 | 0 |  |  | 0 | 0 |  | Electric Utility | N | OP |  | Internal Combustion (PRMVR=IC)
EXCLUDE | KS | Clay Center | 1270 | IC6 | NG | IC | 6.8 | 6.8 | 0 | 0 |  |  | 0 | 0 |  | Electric Utility | N | OP |  | Internal Combustion (PRMVR=IC)
SSTLOGN | KS | Clifton | 8037 | 1 | NG | GT | 85 | 63.8 | 0 | 4873 |  |  | 4873 | 8815.8017 |  | Electric Utility | N | OP
EXCLUDE | KS | Clifton | 8037 | 2 | DFO | IC | 2.5 | 2.5 | 0 | 0 |  |  | 0 | 0 |  | Electric Utility | N | SB |  | Internal Combustion (PRMVR=IC)
EXCLUDE | KS | Cloud County Wind Farm | 56784 | 1 | WND | WT | 105 | 105 | 0 | 306870.597 |  |  | 306870.597 | 0 |  | IPP Non-CHP | N | OP |  | Non Combustion (NUC, WAT, WND, GEO, or SUN)
EXCLUDE | KS | Cloud County Wind Farm | 56784 | 2 | WND | WT | 96 | 96 | 0 | 280567.403 |  |  | 280567.403 | 0 |  | IPP Non-CHP | N | OP |  | Non Combustion (NUC, WAT, WND, GEO, or SUN)
EXCLUDE | KS | Coffeyville | 1271 | 1 | DFO | IC | 2 | 2 | 0 | 0 |  |  | 0 | 0 |  | Electric Utility | N | OP |  | Internal Combustion (PRMVR=IC)
EXCLUDE | KS | Coffeyville | 1271 | 2 | DFO | IC | 2 | 2 | 0 | 0 |  |  | 0 | 0 |  | Electric Utility | N | OP |  | Internal Combustion (PRMVR=IC)
EXCLUDE | KS | Coffeyville | 1271 | 6 | NG | ST | 18.7 | 16 | 0 | 1191 |  |  | 1191 | 1045.6105 |  | Electric Utility | N | OP |  | Steam unit (PRMVR=ST) under 25MW/250 MMBtu/hr
OGST | KS | Coffeyville | 1271 | 7 | NG | ST | 40 | 37 | 510 | 1285 |  |  | 1285 | 1578.701 |  | Electric Utility | N | OP
EXCLUDE | KS | Colby | 1225 | GT1 | NG | GT | 16 | 13 | 0 | 383 |  |  | 383 | 787.0062 |  | Electric Utility | N | OP |  | Simple Cycle Turbine (PRMVR=GT or OT) unit under 25MW
EXCLUDE | KS | Colby City of | 1272 | 3 | DFO | IC | 2.5 | 1.8 | 0 | 0 |  |  | 0 | 0 |  | Electric Utility | N | OP |  | Internal Combustion (PRMVR=IC)
EXCLUDE | KS | Colby City of | 1272 | 4 | DFO | IC | 1.7 | 1.2 | 0 | 0 |  |  | 0 | 0 |  | Electric Utility | N | OP |  | Internal Combustion (PRMVR=IC)
EXCLUDE | KS | Colby City of | 1272 | 5 | DFO | IC | 1.3 | 1 | 0 | 0 |  |  | 0 | 0 |  | Electric Utility | N | OP |  | Internal Combustion (PRMVR=IC)
EXCLUDE | KS | Colby City of | 1272 | 6 | DFO | IC | 4.5 | 3.5 | 0 | 0 |  |  | 0 | 0 |  | Electric Utility | N | OP |  | Internal Combustion (PRMVR=IC)
EXCLUDE | KS | Colby City of | 1272 | 7 | DFO | IC | 4.5 | 3.5 | 0 | 0 |  |  | 0 | 0 |  | Electric Utility | N | OP |  | Internal Combustion (PRMVR=IC)
EXCLUDE | KS | Colby City of | 1272 | 8 | DFO | IC | 2.7 | 2.5 | 0 | 0 |  |  | 0 | 0 |  | Electric Utility | N | OP |  | Internal Combustion (PRMVR=IC)
EXCLUDE | KS | CPV Cimarron I | 57762 | CPV1 | WND | WT | 165.6 | 165.6 | 0 | 0 |  |  | 0 | 0 |  | IPP Non-CHP | N | L |  | Non Combustion (NUC, WAT, WND, GEO, or SUN)
OGST | KS | East 12th Street | 7013 | 4 | NG | ST | 26.5 | 25.8 | 356 | 12852 |  |  | 12852 | 9916.8 |  | Electric Utility | N | OP
EXCLUDE | KS | East 12th Street | 7013 | 5 | DFO | IC | 1.6 | 1.6 | 0 | 0 |  |  | 0 | 0 |  | Electric Utility | N | SB |  | Internal Combustion (PRMVR=IC)
EXCLUDE | KS | Elk River Wind | 56303 | 1 | WND | WT | 150 | 150 | 0 | 598122 |  |  | 598122 | 0 |  | IPP Non-CHP | N | OP |  | Non Combustion (NUC, WAT, WND, GEO, or SUN)
EXCLUDE | KS | Ellinwood | 1274 | 1 | DFO | IC | 2.1 | 1.8 | 0 | 0 |  |  | 0 | 0 |  | Electric Utility | N | OP |  | Internal Combustion (PRMVR=IC)
EXCLUDE | KS | Ellinwood | 1274 | 2 | DFO | IC | 1.4 | 1.3 | 0 | 0 |  |  | 0 | 0 |  | Electric Utility | N | OP |  | Internal Combustion (PRMVR=IC)
EXCLUDE | KS | Ellinwood | 1274 | 3 | DFO | IC | 0.6 | 0.3 | 0 | 0 |  |  | 0 | 0 |  | Electric Utility | N | OP |  | Internal Combustion (PRMVR=IC)
EXCLUDE | KS | Ellinwood | 1274 | 4 | DFO | IC | 1.1 | 1 | 0 | 0 |  |  | 0 | 0 |  | Electric Utility | N | OP |  | Internal Combustion (PRMVR=IC)
EXCLUDE | KS | Ellinwood | 1274 | 5 | DFO | IC | 3.3 | 2.5 | 0 | 0 |  |  | 0 | 0 |  | Electric Utility | N | OP |  | Internal Combustion (PRMVR=IC)
EXCLUDE | KS | Ellis | 1275 | 1 | NG | IC | 1 | 1 | 0 | 0 |  |  | 0 | 0 |  | Electric Utility | N | RE | 2007 | Internal Combustion (PRMVR=IC)
EXCLUDE | KS | Ellis | 1275 | 2 | NG | IC | 2 | 2 | 0 | 0 |  |  | 0 | 0 |  | Electric Utility | N | RE | 2007 | Internal Combustion (PRMVR=IC)
EXCLUDE | KS | Ellis | 1275 | 3 | NG | IC | 0.5 | 0.5 | 0 | 0 |  |  | 0 | 0 |  | Electric Utility | N | RE | 2007 | Internal Combustion (PRMVR=IC)
EXCLUDE | KS | Ellis | 1275 | 4 | NG | IC | 0.5 | 0.5 | 0 | 0 |  |  | 0 | 0 |  | Electric Utility | N | RE | 2007 | Internal Combustion (PRMVR=IC)
EXCLUDE | KS | Ellis | 1275 | 5 | NG | IC | 1.5 | 1 | 0 | 0 |  |  | 0 | 0 |  | Electric Utility | N | RE | 2007 | Internal Combustion (PRMVR=IC)
SSTLOGN | KS | Emporia Energy Center | 56502 | 1 | NG | GT | 54 | 45 | 500 | 32405.2506 |  |  | 32405.2506 | 33555.035 |  | Electric Utility | N | OP
SSTLOGN | KS | Emporia Energy Center | 56502 | 2 | NG | GT | 54 | 45 | 500 | 32405.2506 |  |  | 32405.2506 | 41178.78 |  | Electric Utility | N | OP
SSTLOGN | KS | Emporia Energy Center | 56502 | 3 | NG | GT | 54 | 47 | 500 | 32405.2506 |  |  | 32405.2506 | 34471.926 |  | Electric Utility | N | OP
SSTLOGN | KS | Emporia Energy Center | 56502 | 4 | NG | GT | 54 | 46 | 500 | 32405.2506 |  |  | 32405.2506 | 43936.261 |  | Electric Utility | N | OP
SSTLOGN | KS | Emporia Energy Center | 56502 | 5 | NG | GT | 171.4 | 161 | 2000 | 102856.6658 |  |  | 102856.6658 | 49189.728 |  | Electric Utility | N | OP
SSTLOGN | KS | Emporia Energy Center | 56502 | 6 | NG | GT | 171.4 | 159 | 2000 | 102856.6658 |  |  | 102856.6658 | 48116.239 |  | Electric Utility | N | OP
SSTLOGN | KS | Emporia Energy Center | 56502 | 7 | NG | GT | 171.4 | 160 | 2000 | 102856.6658 |  |  | 102856.6658 | 37012.08 |  | Electric Utility | N | OP
EXCLUDE | KS | Erie | 1276 | 1 | DFO | IC | 0.7 | 0.6 | 0 | 0 |  |  | 0 | 0 |  | Electric Utility | N | RE | 1996 | Internal Combustion (PRMVR=IC)
EXCLUDE | KS | Erie | 1276 | 2 | DFO | IC | 0.7 | 0.6 | 0 | 0 |  |  | 0 | 0 |  | Electric Utility | N | RE | 2000 | Internal Combustion (PRMVR=IC)
EXCLUDE | KS | Erie | 1276 | 3 | DFO | IC | 1 | 0.9 | 0 | 0 |  |  | 0 | 0 |  | Electric Utility | N | OP |  | Internal Combustion (PRMVR=IC)
EXCLUDE | KS | Erie | 1276 | 4 | DFO | IC | 1 | 0.9 | 0 | 0 |  |  | 0 | 0 |  | Electric Utility | N | RE | 2004 | Internal Combustion (PRMVR=IC)
EXCLUDE | KS | Erie | 1276 | 5 | DFO | IC | 1.5 | 1.4 | 0 | 0 |  |  | 0 | 0 |  | Electric Utility | N | RE | 2006 | Internal Combustion (PRMVR=IC)
EXCLUDE | KS | Erie | 1276 | 6 | DFO | IC | 1.1 | 1 | 0 | 0 |  |  | 0 | 0 |  | Electric Utility | N | OP |  | Internal Combustion (PRMVR=IC)
EXCLUDE | KS | Erie | 1276 | 7 | DFO | IC | 1.1 | 1 | 0 | 0 |  |  | 0 | 0 |  | Electric Utility | N | OP |  | Internal Combustion (PRMVR=IC)
EXCLUDE | KS | Erie | 1276 | 8 | DFO | IC | 1.1 | 1 | 0 | 0 |  |  | 0 | 0 |  | Electric Utility | N | OP |  | Internal Combustion (PRMVR=IC)
EXCLUDE | KS | Erie Energy Center | 7766 | 1 | DFO | IC | 2.5 | 2.5 | 0 | 0 |  |  | 0 | 0 |  | Electric Utility | N | OP |  | Internal Combustion (PRMVR=IC)
EXCLUDE | KS | Erie Energy Center | 7766 | 2 | DFO | IC | 2.5 | 2.5 | 0 | 0 |  |  | 0 | 0 |  | Electric Utility | N | OP |  | Internal Combustion (PRMVR=IC)
EXCLUDE | KS | Erie Energy Center | 7766 | 3 | DFO | IC | 2.5 | 2.5 | 0 | 0 |  |  | 0 | 0 |  | Electric Utility | N | OP |  | Internal Combustion (PRMVR=IC)
EXCLUDE | KS | Erie Energy Center | 7766 | 4 | DFO | IC | 2.5 | 2.5 | 0 | 0 |  |  | 0 | 0 |  | Electric Utility | N | OP |  | Internal Combustion (PRMVR=IC)
EXCLUDE | KS | Erie Energy Center | 7766 | 5 | DFO | IC | 2.5 | 2.5 | 0 | 0 |  |  | 0 | 0 |  | Electric Utility | N | OP |  | Internal Combustion (PRMVR=IC)
EXCLUDE | KS | Erie Energy Center | 7766 | 6 | DFO | IC | 2.5 | 2.5 | 0 | 0 |  |  | 0 | 0 |  | Electric Utility | N | OP |  | Internal Combustion (PRMVR=IC)
EXCLUDE | KS | Erie Energy Center | 7766 | 7 | DFO | IC | 2.5 | 2.5 | 0 | 0 |  |  | 0 | 0 |  | Electric Utility | N | OP |  | Internal Combustion (PRMVR=IC)
EXCLUDE | KS | Erie Energy Center | 7766 | 8 | DFO | IC | 2.5 | 2.5 | 0 | 0 |  |  | 0 | 0 |  | Electric Utility | N | OP |  | Internal Combustion (PRMVR=IC)
EXCLUDE | KS | Flat Ridge 2 Wind Energy LLC | 57787 | 1 | WND | WT | 470.2 | 470.2 | 0 | 0 |  |  | 0 | 0 |  | IPP Non-CHP | N | T |  | Non Combustion (NUC, WAT, WND, GEO, or SUN)
EXCLUDE | KS | Flat Ridge Wind Energy LLC | 56879 | 1 | WND | WT | 50 | 50 | 0 | 159141 |  |  | 159141 | 0 |  | IPP Non-CHP | N | OP |  | Non Combustion (NUC, WAT, WND, GEO, or SUN)
EXCLUDE | KS | Flat Ridge Wind Farm | 56819 | 1 | WND | WT | 50 | 50 | 0 | 159044 |  |  | 159044 | 0 |  | Electric Utility | N | OP |  | Non Combustion (NUC, WAT, WND, GEO, or SUN)
OGST | KS | Fort Dodge | 1233 | 4 | NG | ST | 149 | 146.6 | 1648 | 381243 |  |  | 381243 | 272596.3 |  | Electric Utility | N | OP
EXCLUDE | KS | Garden City | 1336 | GC3 | NG | ST | 11.5 | 8.7 | 0 | 0 |  |  | 0 | 0 |  | Electric Utility | N | SB |  | Steam unit (PRMVR=ST) under 25MW/250 MMBtu/hr
OGST | KS | Garden City | 1336 | S2 | NG | ST | 97.9 | 97.5 | 1260 | 66773 |  |  | 66773 | 48467.914 |  | Electric Utility | N | OP
EXCLUDE | KS | Garden City | 1336 | S3 | NG | GT | 16 | 14.9 | 0 | 336.5657 |  |  | 336.5657 | 644.5718 |  | Electric Utility | N | SB |  | Simple Cycle Turbine (PRMVR=GT or OT) unit under 25MW
SSTLOGN | KS | Garden City | 1336 | S4 | NG | GT | 71.2 | 51.9 | 0 | 1497.7172 |  |  | 1497.7172 | 2868.3445 |  | Electric Utility | N | OP
SSTLOGN | KS | Garden City | 1336 | S5 | NG | GT | 71.2 | 54 | 0 | 1497.7172 |  |  | 1497.7172 | 2868.3445 |  | Electric Utility | N | OP
EXCLUDE | KS | Gardner Energy Center | 7281 | CT1 | NG | GT | 19.6 | 13 | 0 | 734 |  |  | 734 | 769.0347 |  | Electric Utility | N | OP |  | Simple Cycle Turbine (PRMVR=GT or OT) unit under 25MW
EXCLUDE | KS | Gardner Energy Center | 7281 | CT2 | NG | GT | 19.6 | 15 | 0 | 734 |  |  | 734 | 769.0347 |  | Electric Utility | N | OP |  | Simple Cycle Turbine (PRMVR=GT or OT) unit under 25MW
EXCLUDE | KS | Garnett Municipal | 1278 | 1 | NG | IC | 1.5 | 1.3 | 0 | 0 |  |  | 0 | 0 |  | Electric Utility | N | OP |  | Internal Combustion (PRMVR=IC)
EXCLUDE | KS | Garnett Municipal | 1278 | 2 | DFO | IC | 0.4 | 0.3 | 0 | 0 |  |  | 0 | 0 |  | Electric Utility | N | OP |  | Internal Combustion (PRMVR=IC)
EXCLUDE | KS | Garnett Municipal | 1278 | 3 | NG | IC | 1.5 | 1.3 | 0 | 0 |  |  | 0 | 0 |  | Electric Utility | N | OP |  | Internal Combustion (PRMVR=IC)
EXCLUDE | KS | Garnett Municipal | 1278 | 4 | NG | IC | 0.9 | 0.8 | 0 | 0 |  |  | 0 | 0 |  | Electric Utility | N | OP |  | Internal Combustion (PRMVR=IC)
EXCLUDE | KS | Garnett Municipal | 1278 | 7 | DFO | IC | 2.5 | 2.2 | 0 | 0 |  |  | 0 | 0 |  | Electric Utility | N | OP |  | Internal Combustion (PRMVR=IC)
EXCLUDE | KS | Garnett Municipal | 1278 | IC5 | NG | IC | 2.4 | 2.1 | 0 | 0 |  |  | 0 | 0 |  | Electric Utility | N | OP |  | Internal Combustion (PRMVR=IC)
EXCLUDE | KS | Garnett Municipal | 1278 | IC6 | DFO | IC | 2.5 | 2.2 | 0 | 0 |  |  | 0 | 0 |  | Electric Utility | N | OP |  | Internal Combustion (PRMVR=IC)
EXCLUDE | KS | Gas Turbine | 1298 | GT1 | NG | GT | 1.3 | 1 | 0 | 0 |  |  | 0 | 0 |  | Electric Utility | N | RE | 2010 | Simple Cycle Turbine (PRMVR=GT or OT) unit under 25MW
EXCLUDE | KS | Girard | 1279 | 1 | NG | IC | 1.4 | 1.1 | 0 | 0 |  |  | 0 | 0 |  | Electric Utility | N | OP |  | Internal Combustion (PRMVR=IC)
EXCLUDE | KS | Girard | 1279 | 4 | NG | IC | 2.2 | 1.8 | 0 | 0 |  |  | 0 | 0 |  | Electric Utility | N | OP |  | Internal Combustion (PRMVR=IC)
EXCLUDE | KS | Girard | 1279 | 6 | NG | IC | 3.5 | 3.2 | 0 | 0 |  |  | 0 | 0 |  | Electric Utility | N | OP |  | Internal Combustion (PRMVR=IC)
EXCLUDE | KS | Girard | 1279 | 7 | NG | IC | 3.7 | 3.4 | 0 | 0 |  |  | 0 | 0 |  | Electric Utility | N | OP |  | Internal Combustion (PRMVR=IC)
EXCLUDE | KS | Goodland | 1280 | 3 | DFO | IC | 0.7 | 0.7 | 0 | 0 |  |  | 0 | 0 |  | Electric Utility | N | OP |  | Internal Combustion (PRMVR=IC)
EXCLUDE | KS | Goodland | 1280 | 6 | NG | IC | 2.2 | 1.8 | 0 | 0 |  |  | 0 | 0 |  | Electric Utility | N | OP |  | Internal Combustion (PRMVR=IC)
EXCLUDE | KS | Goodland | 1280 | 7 | NG | IC | 2.2 | 1.8 | 0 | 0 |  |  | 0 | 0 |  | Electric Utility | N | OP |  | Internal Combustion (PRMVR=IC)
EXCLUDE | KS | Goodland | 1280 | 8 | NG | IC | 5 | 4.6 | 0 | 0 |  |  | 0 | 0 |  | Electric Utility | N | OP |  | Internal Combustion (PRMVR=IC)
EXCLUDE | KS | Goodland | 1280 | 10 | NG | IC | 2 | 1.8 | 0 | 0 |  |  | 0 | 0 |  | Electric Utility | N | OP |  | Internal Combustion (PRMVR=IC)
EXCLUDE | KS | Goodland | 1280 | 11 | NG | IC | 4.3 | 3.5 | 0 | 0 |  |  | 0 | 0 |  | Electric Utility | N | OP |  | Internal Combustion (PRMVR=IC)
EXCLUDE | KS | Goodland | 1280 | 12 | NG | IC | 1 | 0.8 | 0 | 0 |  |  | 0 | 0 |  | Electric Utility | N | OP |  | Internal Combustion (PRMVR=IC)
EXCLUDE | KS | Goodland | 1280 | 13 | NG | IC | 1.3 | 1.1 | 0 | 0 |  |  | 0 | 0 |  | Electric Utility | N | OP |  | Internal Combustion (PRMVR=IC)
EXCLUDE | KS | Goodman Energy Center | 56497 | 1 | NG | IC | 8.4 | 8.2 | 0 | 0 |  |  | 0 | 0 |  | Electric Utility | N | OP |  | Internal Combustion (PRMVR=IC)
EXCLUDE | KS | Goodman Energy Center | 56497 | 2 | NG | IC | 8.4 | 8.2 | 0 | 0 |  |  | 0 | 0 |  | Electric Utility | N | OP |  | Internal Combustion (PRMVR=IC)
EXCLUDE | KS | Goodman Energy Center | 56497 | 3 | NG | IC | 8.4 | 8.2 | 0 | 0 |  |  | 0 | 0 |  | Electric Utility | N | OP |  | Internal Combustion (PRMVR=IC)
EXCLUDE | KS | Goodman Energy Center | 56497 | 4 | NG | IC | 8.4 | 8.2 | 0 | 0 |  |  | 0 | 0 |  | Electric Utility | N | OP |  | Internal Combustion (PRMVR=IC)
EXCLUDE | KS | Goodman Energy Center | 56497 | 5 | NG | IC | 8.4 | 8.2 | 0 | 0 |  |  | 0 | 0 |  | Electric Utility | N | OP |  | Internal Combustion (PRMVR=IC)
EXCLUDE | KS | Goodman Energy Center | 56497 | 6 | NG | IC | 8.4 | 8.2 | 0 | 0 |  |  | 0 | 0 |  | Electric Utility | N | OP |  | Internal Combustion (PRMVR=IC)
EXCLUDE | KS | Goodman Energy Center | 56497 | 7 | NG | IC | 8.4 | 8.2 | 0 | 0 |  |  | 0 | 0 |  | Electric Utility | N | OP |  | Internal Combustion (PRMVR=IC)
EXCLUDE | KS | Goodman Energy Center | 56497 | 8 | NG | IC | 8.4 | 8.2 | 0 | 0 |  |  | 0 | 0 |  | Electric Utility | N | OP |  | Internal Combustion (PRMVR=IC)
EXCLUDE | KS | Goodman Energy Center | 56497 | 9 | NG | IC | 8.4 | 8.2 | 0 | 0 |  |  | 0 | 0 |  | Electric Utility | N | OP |  | Internal Combustion (PRMVR=IC)
OGST | KS | Gordon Evans Energy Center | 1240 | 1 | NG | ST | 136 | 155 | 1700 | 155450 |  |  | 155450 | 103925.069 |  | Electric Utility | N | OP
OGST | KS | Gordon Evans Energy Center | 1240 | 2 | NG | ST | 390 | 384 | 4225 | 440670 |  |  | 440670 | 313648.819 |  | Electric Utility | N | OP
EXCLUDE | KS | Gordon Evans Energy Center | 1240 | 5 | DFO | IC | 2.9 | 3 | 0 | 0 |  |  | 0 | 0 |  | Electric Utility | N | SB |  | Internal Combustion (PRMVR=IC)
SSTLOGN | KS | Gordon Evans Energy Center | 1240 | GT1 | NG | GT | 98.3 | 73 | 975 | 42312.2405 |  |  | 42312.2405 | 14184.866 |  | Electric Utility | N | OP
SSTLOGN | KS | Gordon Evans Energy Center | 1240 | GT2 | NG | GT | 98.3 | 71 | 975 | 42312.2405 |  |  | 42312.2405 | 14333.917 |  | Electric Utility | N | OP
SSTLOGN | KS | Gordon Evans Energy Center | 1240 | GT3 | NG | GT | 178.5 | 150 | 1860 | 76833.5191 |  |  | 76833.5191 | 82956.25 |  | Electric Utility | N | OP
EXCLUDE | KS | Gray County Wind Energy | 55734 | V47 | WND | WT | 112 | 112 | 0 | 357411 |  |  | 357411 | 0 |  | IPP Non-CHP | N | OP |  | Non Combustion (NUC, WAT, WND, GEO, or SUN)
EXCLUDE | KS | Great Bend | 1334 | 1 | NG | IC | 1 | 1 | 0 | 0 |  |  | 0 | 0 |  | Electric Utility | N | OP |  | Internal Combustion (PRMVR=IC)
EXCLUDE | KS | Great Bend | 1334 | 2 | NG | IC | 1 | 1 | 0 | 0 |  |  | 0 | 0 |  | Electric Utility | N | OP |  | Internal Combustion (PRMVR=IC)
OGST | KS | Great Bend | 1235 | 3 | NG | ST | 81.6 | 100.6 | 1046.2 | 73766 |  |  | 73766 | 52709.282 |  | Electric Utility | N | OP
EXCLUDE | KS | Great Bend | 1334 | 3 | NG | IC | 1 | 1 | 0 | 0 |  |  | 0 | 0 |  | Electric Utility | N | OP |  | Internal Combustion (PRMVR=IC)
EXCLUDE | KS | Great Bend | 1334 | 4 | NG | IC | 1 | 1 | 0 | 0 |  |  | 0 | 0 |  | Electric Utility | N | OP |  | Internal Combustion (PRMVR=IC)
EXCLUDE | KS | Great Bend | 1334 | 5 | NG | IC | 3 | 3 | 0 | 0 |  |  | 0 | 0 |  | Electric Utility | N | OP |  | Internal Combustion (PRMVR=IC)
EXCLUDE | KS | Great Bend | 1334 | 6 | NG | IC | 3 | 3 | 0 | 0 |  |  | 0 | 0 |  | Electric Utility | N | OP |  | Internal Combustion (PRMVR=IC)
EXCLUDE | KS | Greensburg Wind Farm LLC | 57118 | GEN1 | WND | WT | 12.5 | 12.5 | 0 | 45140 |  |  | 45140 | 0 |  | IPP Non-CHP | N | OP |  | Non Combustion (NUC, WAT, WND, GEO, or SUN)
EXCLUDE | KS | Herington | 1283 | 1 | DFO | IC | 2.1 | 1.6 | 0 | 0 |  |  | 0 | 0 |  | Electric Utility | N | OS |  | Internal Combustion (PRMVR=IC)
EXCLUDE | KS | Herington | 1283 | 2 | DFO | IC | 1.4 | 1 | 0 | 0 |  |  | 0 | 0 |  | Electric Utility | N | OS |  | Internal Combustion (PRMVR=IC)
EXCLUDE | KS | Herington | 1283 | 3 | DFO | IC | 4.3 | 3.1 | 0 | 0 |  |  | 0 | 0 |  | Electric Utility | N | OP |  | Internal Combustion (PRMVR=IC)
EXCLUDE | KS | Herington | 1283 | 4 | DFO | IC | 0.1 | 0.1 | 0 | 0 |  |  | 0 | 0 |  | Electric Utility | N | RE | 2001 | Internal Combustion (PRMVR=IC)
EXCLUDE | KS | Herington | 1283 | 5 | DFO | IC | 1.1 | 0.9 | 0 | 0 |  |  | 0 | 0 |  | Electric Utility | N | OP |  | Internal Combustion (PRMVR=IC)
EXCLUDE | KS | Herington | 1283 | 4B | DFO | IC | 1.6 | 1.5 | 0 | 0 |  |  | 0 | 0 |  | Electric Utility | N | OP |  | Internal Combustion (PRMVR=IC)
EXCLUDE | KS | Hill City | 1285 | 1 | NG | IC | 1.3 | 1.1 | 0 | 0 |  |  | 0 | 0 |  | Electric Utility | N | OP |  | Internal Combustion (PRMVR=IC)
EXCLUDE | KS | Hill City | 1285 | 2 | NG | IC | 1.3 | 1.1 | 0 | 0 |  |  | 0 | 0 |  | Electric Utility | N | OP |  | Internal Combustion (PRMVR=IC)
EXCLUDE | KS | Hill City | 1285 | 3 | NG | IC | 0.6 | 0.6 | 0 | 0 |  |  | 0 | 0 |  | Electric Utility | N | OP |  | Internal Combustion (PRMVR=IC)
EXCLUDE | KS | Hill City | 1285 | 4 | NG | IC | 1.1 | 1 | 0 | 0 |  |  | 0 | 0 |  | Electric Utility | N | OP |  | Internal Combustion (PRMVR=IC)
EXCLUDE | KS | Hill City | 1285 | 5 | NG | IC | 1.3 | 1.2 | 0 | 0 |  |  | 0 | 0 |  | Electric Utility | N | OP |  | Internal Combustion (PRMVR=IC)
EXCLUDE | KS | Hill City | 1285 | 6 | NG | IC | 1.3 | 1.2 | 0 | 0 |  |  | 0 | 0 |  | Electric Utility | N | OP |  | Internal Combustion (PRMVR=IC)
EXCLUDE | KS | Hoisington | 1286 | 1 | DFO | IC | 0.2 | 0.2 | 0 | 0 |  |  | 0 | 0 |  | Electric Utility | N | OP |  | Internal Combustion (PRMVR=IC)
EXCLUDE | KS | Hoisington | 1286 | 6 | NG | IC | 2 | 2 | 0 | 0 |  |  | 0 | 0 |  | Electric Utility | N | OP |  | Internal Combustion (PRMVR=IC)
EXCLUDE | KS | Hoisington | 1286 | 7 | NG | IC | 4 | 4 | 0 | 0 |  |  | 0 | 0 |  | Electric Utility | N | OP |  | Internal Combustion (PRMVR=IC)
EXCLUDE | KS | Hoisington | 1286 | 8 | NG | IC | 7 | 7 | 0 | 0 |  |  | 0 | 0 |  | Electric Utility | N | OP |  | Internal Combustion (PRMVR=IC)
EXCLUDE | KS | Hoisington | 1286 | 2A | DFO | IC | 1 | 1.1 | 0 | 0 |  |  | 0 | 0 |  | Electric Utility | N | OP |  | Internal Combustion (PRMVR=IC)
COALST | KS | Holcomb | 108 | 1 | SUB | ST | 348.7 | 362 | 4320 | 2735784 |  |  | 2735784 | 2985351.496 |  | Electric Utility | N | OP
EXCLUDE | KS | Holton | 1287 | 6 | DFO | IC | 1.8 | 1.4 | 0 | 0 |  |  | 0 | 0 |  | Electric Utility | N | OP |  | Internal Combustion (PRMVR=IC)
EXCLUDE | KS | Holton | 1287 | 7 | DFO | IC | 2.8 | 2.4 | 0 | 0 |  |  | 0 | 0 |  | Electric Utility | N | OP |  | Internal Combustion (PRMVR=IC)
EXCLUDE | KS | Holton | 1287 | 8 | DFO | IC | 4.3 | 3.8 | 0 | 0 |  |  | 0 | 0 |  | Electric Utility | N | OP |  | Internal Combustion (PRMVR=IC)
EXCLUDE | KS | Holton | 1287 | 9 | DFO | IC | 2 | 1.8 | 0 | 0 |  |  | 0 | 0 |  | Electric Utility | N | OP |  | Internal Combustion (PRMVR=IC)
EXCLUDE | KS | Holton | 1287 | 10 | DFO | IC | 2 | 1.8 | 0 | 0 |  |  | 0 | 0 |  | Electric Utility | N | OP |  | Internal Combustion (PRMVR=IC)
EXCLUDE | KS | Holton | 1287 | 11 | DFO | IC | 2.4 | 2.2 | 0 | 0 |  |  | 0 | 0 |  | Electric Utility | N | OP |  | Internal Combustion (PRMVR=IC)
EXCLUDE | KS | Holton | 1287 | 12 | NG | IC | 3.1 | 3 | 0 | 0 |  |  | 0 | 0 |  | Electric Utility | N | OP |  | Internal Combustion (PRMVR=IC)
EXCLUDE | KS | Holton | 1287 | 13 | NG | IC | 3.1 | 3 | 0 | 0 |  |  | 0 | 0 |  | Electric Utility | N | OP |  | Internal Combustion (PRMVR=IC)
EXCLUDE | KS | Hugoton 1 | 1289 | 1 | DFO | IC | 0.8 | 0.6 | 0 | 0 |  |  | 0 | 0 |  | Electric Utility | N | RE | 2004 | Internal Combustion (PRMVR=IC)
EXCLUDE | KS | Hugoton 1 | 1289 | 6 | DFO | IC | 1.4 | 1.2 | 0 | 0 |  |  | 0 | 0 |  | Electric Utility | N | RE | 2011 | Internal Combustion (PRMVR=IC)
EXCLUDE | KS | Hugoton 2 | 7011 | 7 | DFO | IC | 2.3 | 2 | 0 | 0 |  |  | 0 | 0 |  | Electric Utility | N | OP |  | Internal Combustion (PRMVR=IC)
EXCLUDE | KS | Hugoton 2 | 7011 | 8 | DFO | IC | 2 | 1.8 | 0 | 0 |  |  | 0 | 0 |  | Electric Utility | N | OP |  | Internal Combustion (PRMVR=IC)
EXCLUDE | KS | Hugoton 2 | 7011 | 10 | DFO | IC | 4.3 | 4 | 0 | 0 |  |  | 0 | 0 |  | Electric Utility | N | OP |  | Internal Combustion (PRMVR=IC)
EXCLUDE | KS | Hugoton 2 | 7011 | 11 | DFO | IC | 2.5 | 2.2 | 0 | 0 |  |  | 0 | 0 |  | Electric Utility | N | OP |  | Internal Combustion (PRMVR=IC)
EXCLUDE | KS | Hugoton 2 | 7011 | 12 | DFO | IC | 3 | 2.8 | 0 | 0 |  |  | 0 | 0 |  | Electric Utility | N | OP |  | Internal Combustion (PRMVR=IC)
EXCLUDE | KS | Hugoton 2 | 7011 | 13 | NG | IC | 0.8 | 0.5 | 0 | 0 |  |  | 0 | 0 |  | Electric Utility | N | OP |  | Internal Combustion (PRMVR=IC)
EXCLUDE | KS | Hugoton 2 | 7011 | 9A | DFO | IC | 4.3 | 4 | 0 | 0 |  |  | 0 | 0 |  | Electric Utility | N | OP |  | Internal Combustion (PRMVR=IC)
SSTLOGN | KS | Hutchinson Energy Center | 1248 | GT1 | NG | GT | 71 | 56 | 0 | 203.2642 |  |  | 203.2642 | 257.4368 |  | Electric Utility | N | OP
SSTLOGN | KS | Hutchinson Energy Center | 1248 | GT2 | NG | GT | 71 | 56 | 0 | 203.2642 |  |  | 203.2642 | 257.4368 |  | Electric Utility | N | OP
SSTLOGN | KS | Hutchinson Energy Center | 1248 | GT3 | NG | GT | 71 | 56 | 0 | 203.2642 |  |  | 203.2642 | 257.4368 |  | Electric Utility | N | OP
SSTLOGN | KS | Hutchinson Energy Center | 1248 | GT4 | NG | GT | 86 | 62 | 0 | 246.2074 |  |  | 246.2074 | 311.8248 |  | Electric Utility | N | OP
EXCLUDE | KS | Hutchinson Energy Center | 1248 | H1DG | DFO | IC | 2.7 | 3 | 0 | 0 |  |  | 0 | 0 |  | Electric Utility | N | SB |  | Internal Combustion (PRMVR=IC)
EXCLUDE | KS | Hutchinson Energy Center | 1248 | ST1 | NG | ST | 23 | 17 | 0 | 0 |  |  | 0 | 0 |  | Electric Utility | N | RE | 2007 | Steam unit (PRMVR=ST) under 25MW/250 MMBtu/hr
EXCLUDE | KS | Hutchinson Energy Center | 1248 | ST2 | NG | ST | 23 | 16 | 0 | 0 |  |  | 0 | 0 |  | Electric Utility | N | RE | 2007 | Steam unit (PRMVR=ST) under 25MW/250 MMBtu/hr
EXCLUDE | KS | Hutchinson Energy Center | 1248 | ST3 | NG | ST | 35 | 28 | 0 | 0 |  |  | 0 | 0 |  | Electric Utility | N | RE | 2007 | Retired in 2007
OGST | KS | Hutchinson Energy Center | 1248 | ST4 | NG | ST | 172 | 167 | 2165 | 52611 |  |  | 52611 | 44376.524 |  | Electric Utility | N | OP
EXCLUDE | KS | Iola | 1291 | 1 | NG | IC | 5 | 5 | 0 | 0 |  |  | 0 | 0 |  | Electric Utility | N | OP |  | Internal Combustion (PRMVR=IC)
EXCLUDE | KS | Iola | 1291 | 2 | NG | IC | 5 | 5 | 0 | 0 |  |  | 0 | 0 |  | Electric Utility | N | OP |  | Internal Combustion (PRMVR=IC)
EXCLUDE | KS | Iola | 1291 | 4 | NG | ST | 3.5 | 4.3 | 0 | 0 |  |  | 0 | 0 |  | Electric Utility | N | RE | 2010 | Steam unit (PRMVR=ST) under 25MW/250 MMBtu/hr
EXCLUDE | KS | Iola | 1291 | 5 | NG | ST | 5 | 5.3 | 0 | 0 |  |  | 0 | 0 |  | Electric Utility | N | RE | 2010 | Steam unit (PRMVR=ST) under 25MW/250 MMBtu/hr
EXCLUDE | KS | Iola | 1291 | 6 | DFO | IC | 2.7 | 2.9 | 0 | 0 |  |  | 0 | 0 |  | Electric Utility | N | OP |  | Internal Combustion (PRMVR=IC)
EXCLUDE | KS | Iola | 1291 | 7 | DFO | IC | 2.7 | 2.9 | 0 | 0 |  |  | 0 | 0 |  | Electric Utility | N | OP |  | Internal Combustion (PRMVR=IC)
EXCLUDE | KS | Iola | 1291 | 8 | DFO | IC | 2.7 | 2.9 | 0 | 0 |  |  | 0 | 0 |  | Electric Utility | N | OP |  | Internal Combustion (PRMVR=IC)
EXCLUDE | KS | Iola | 1291 | 9 | DFO | IC | 2.7 | 2.9 | 0 | 0 |  |  | 0 | 0 |  | Electric Utility | N | OP |  | Internal Combustion (PRMVR=IC)
EXCLUDE | KS | Iola | 1291 | 10 | DFO | IC | 2.7 | 2.9 | 0 | 0 |  |  | 0 | 0 |  | Electric Utility | N | OP |  | Internal Combustion (PRMVR=IC)
EXCLUDE | KS | Iola | 1291 | 11 | DFO | IC | 2.1 | 2.1 | 0 | 0 |  |  | 0 | 0 |  | Electric Utility | N | SB |  | Internal Combustion (PRMVR=IC)
EXCLUDE | KS | Iola | 1291 | 12 | DFO | IC | 2.1 | 2 | 0 | 0 |  |  | 0 | 0 |  | Electric Utility | N | SB |  | Internal Combustion (PRMVR=IC)
EXCLUDE | KS | Iola | 1291 | 13 | DFO | IC | 2.1 | 2 | 0 | 0 |  |  | 0 | 0 |  | Electric Utility | N | SB |  | Internal Combustion (PRMVR=IC)
EXCLUDE | KS | Ironwood Wind | 57639 | 1 | WND | WT | 167.9 | 167.9 | 0 | 0 |  |  | 0 | 0 |  | IPP Non-CHP | N | U |  | Non Combustion (NUC, WAT, WND, GEO, or SUN)
COALST | KS | Jeffrey Energy Center | 6068 | 1 | SUB | ST | 720 | 724 | 8500 | 4949521 |  |  | 4949521 | 5931843.004 |  | Electric Utility | N | OP
COALST | KS | Jeffrey Energy Center | 6068 | 2 | SUB | ST | 720 | 725 | 8500 | 3700282 |  |  | 3700282 | 4450848.439 |  | Electric Utility | N | OP
COALST | KS | Jeffrey Energy Center | 6068 | 3 | SUB | ST | 720 | 716 | 8500 | 4952943 |  |  | 4952943 | 5795832.212 |  | Electric Utility | N | OP
EXCLUDE | KS | Jetmore | 1292 | 1 | DFO | IC | 1 | 1 | 0 | 0 |  |  | 0 | 0 |  | Electric Utility | N | OP |  | Internal Combustion (PRMVR=IC)
EXCLUDE | KS | Jetmore | 1292 | 2 | DFO | IC | 0.4 | 0.4 | 0 | 0 |  |  | 0 | 0 |  | Electric Utility | N | SB |  | Internal Combustion (PRMVR=IC)
EXCLUDE | KS | Jetmore | 1292 | 3 | DFO | IC | 0.2 | 0.2 | 0 | 0 |  |  | 0 | 0 |  | Electric Utility | N | RE | 2010 | Internal Combustion (PRMVR=IC)
EXCLUDE | KS | Jetmore | 1292 | 4 | DFO | IC | 0.8 | 0.8 | 0 | 0 |  |  | 0 | 0 |  | Electric Utility | N | RE | 2010 | Internal Combustion (PRMVR=IC)
EXCLUDE | KS | Jetmore | 1292 | 5 | DFO | IC | 1.5 | 1.5 | 0 | 0 |  |  | 0 | 0 |  | Electric Utility | N | OP |  | Internal Combustion (PRMVR=IC)
EXCLUDE | KS | Jetmore | 1292 | 6 | DFO | IC | 1.2 | 1.2 | 0 | 0 |  |  | 0 | 0 |  | Electric Utility | N | OP |  | Internal Combustion (PRMVR=IC)
EXCLUDE | KS | Jetmore | 1292 | 7 | DFO | IC | 0.9 | 0.9 | 0 | 0 |  |  | 0 | 0 |  | Electric Utility | N | SB |  | Internal Combustion (PRMVR=IC)
EXCLUDE | KS | Johnson | 6579 | 1 | DFO | IC | 0.6 | 0.6 | 0 | 0 |  |  | 0 | 0 |  | Electric Utility | N | OP |  | Internal Combustion (PRMVR=IC)
EXCLUDE | KS | Johnson | 6579 | 2 | DFO | IC | 0.9 | 0.7 | 0 | 0 |  |  | 0 | 0 |  | Electric Utility | N | OP |  | Internal Combustion (PRMVR=IC)
EXCLUDE | KS | Johnson | 6579 | 4 | DFO | IC | 0.5 | 0.5 | 0 | 0 |  |  | 0 | 0 |  | Electric Utility | N | OP |  | Internal Combustion (PRMVR=IC)
EXCLUDE | KS | Johnson | 6579 | 5 | DFO | IC | 0.3 | 0.3 | 0 | 0 |  |  | 0 | 0 |  | Electric Utility | N | OP |  | Internal Combustion (PRMVR=IC)
EXCLUDE | KS | Johnson | 6579 | 7 | DFO | IC | 1.5 | 1.2 | 0 | 0 |  |  | 0 | 0 |  | Electric Utility | N | OP |  | Internal Combustion (PRMVR=IC)
EXCLUDE | KS | Johnson | 6579 | 8 | NG | IC | 1.2 | 1.1 | 0 | 0 |  |  | 0 | 0 |  | Electric Utility | N | OP |  | Internal Combustion (PRMVR=IC)
EXCLUDE | KS | Johnson | 6579 | IC6 | DFO | IC | 1.5 | 1.2 | 0 | 0 |  |  | 0 | 0 |  | Electric Utility | N | OP |  | Internal Combustion (PRMVR=IC)
EXCLUDE | KS | Kansas River Project | 10279 | 1 | WAT | HY | 0.3 | 0.3 | 0 | 1701.3462 |  |  | 1701.3462 | 0 |  | IPP Non-CHP | N | OP |  | Non Combustion (NUC, WAT, WND, GEO, or SUN)
EXCLUDE | KS | Kansas River Project | 10279 | 2 | WAT | HY | 0.4 | 0.4 | 0 | 2268.4615 |  |  | 2268.4615 | 0 |  | IPP Non-CHP | N | OP |  | Non Combustion (NUC, WAT, WND, GEO, or SUN)
EXCLUDE | KS | Kansas River Project | 10279 | 3 | WAT | HY | 0.3 | 0.3 | 0 | 1701.3462 |  |  | 1701.3462 | 0 |  | IPP Non-CHP | N | OP |  | Non Combustion (NUC, WAT, WND, GEO, or SUN)
EXCLUDE | KS | Kansas River Project | 10279 | 4 | WAT | HY | 0.4 | 0.4 | 0 | 2268.4615 |  |  | 2268.4615 | 0 |  | IPP Non-CHP | N | OP |  | Non Combustion (NUC, WAT, WND, GEO, or SUN)
EXCLUDE | KS | Kansas River Project | 10279 | 5 | WAT | HY | 0.4 | 0.4 | 0 | 2268.4615 |  |  | 2268.4615 | 0 |  | IPP Non-CHP | N | OP |  | Non Combustion (NUC, WAT, WND, GEO, or SUN)
EXCLUDE | KS | Kansas River Project | 10279 | 6 | WAT | HY | 0.4 | 0.4 | 0 | 2268.4615 |  |  | 2268.4615 | 0 |  | IPP Non-CHP | N | OP |  | Non Combustion (NUC, WAT, WND, GEO, or SUN)
EXCLUDE | KS | Kansas River Project | 10279 | 7 | WAT | HY | 0.4 | 0.4 | 0 | 2268.4615 |  |  | 2268.4615 | 0 |  | IPP Non-CHP | N | OP |  | Non Combustion (NUC, WAT, WND, GEO, or SUN)
EXCLUDE | KS | Kansas River Project | 10279 | 8 | WAT | HY | 1 | 1 | 0 | 0 |  |  | 0 | 0 |  | IPP Non-CHP | N | U |  | Non Combustion (NUC, WAT, WND, GEO, or SUN)
EXCLUDE | KS | Kansas River Project | 10279 | 9 | WAT | HY | 1.4 | 1.4 | 0 | 0 |  |  | 0 | 0 |  | IPP Non-CHP | N | U |  | Non Combustion (NUC, WAT, WND, GEO, or SUN)
EXCLUDE | KS | Kansas River Project | 10279 | 10 | WAT | HY | 1.4 | 1.4 | 0 | 0 |  |  | 0 | 0 |  | IPP Non-CHP | N | U |  | Non Combustion (NUC, WAT, WND, GEO, or SUN)
EXCLUDE | KS | Kansas River Project | 10279 | 11 | WAT | HY | 1 | 1 | 0 | 0 |  |  | 0 | 0 |  | IPP Non-CHP | N | U |  | Non Combustion (NUC, WAT, WND, GEO, or SUN)
OGST | KS | Kaw | 1294 | 1 | NG | ST | 50.1 | 41.9 | 0 | 0 |  |  | 0 | 0 |  | Electric Utility | N | OS
OGST | KS | Kaw | 1294 | 2 | NG | ST | 50.1 | 41.9 | 0 | 0 |  |  | 0 | 0 |  | Electric Utility | N | OS
OGST | KS | Kaw | 1294 | 3 | NG | ST | 65.5 | 56.5 | 0 | 0 |  |  | 0 | 0 |  | Electric Utility | N | OS
EXCLUDE | KS | Kingman Municipal Power and Light Plant | 1296 | 1 | NG | IC | 1.4 | 1.2 | 0 | 0 |  |  | 0 | 0 |  | Electric Utility | N | RE | 2008 | Internal Combustion (PRMVR=IC)
EXCLUDE | KS | Kingman Municipal Power and Light Plant | 1296 | 2 | NG | IC | 2.2 | 1.9 | 0 | 0 |  |  | 0 | 0 |  | Electric Utility | N | OP |  | Internal Combustion (PRMVR=IC)
EXCLUDE | KS | Kingman Municipal Power and Light Plant | 1296 | 4 | NG | IC | 2.2 | 1.9 | 0 | 0 |  |  | 0 | 0 |  | Electric Utility | N | OP |  | Internal Combustion (PRMVR=IC)
EXCLUDE | KS | Kingman Municipal Power and Light Plant | 1296 | 5 | NG | IC | 1 | 0.8 | 0 | 0 |  |  | 0 | 0 |  | Electric Utility | N | RE | 2008 | Internal Combustion (PRMVR=IC)
EXCLUDE | KS | Kingman Municipal Power and Light Plant | 1296 | 6 | NG | IC | 3.5 | 3.4 | 0 | 0 |  |  | 0 | 0 |  | Electric Utility | N | OP |  | Internal Combustion (PRMVR=IC)
EXCLUDE | KS | Kingman Municipal Power and Light Plant | 1296 | 7 | NG | IC | 2.4 | 2.1 | 0 | 0 |  |  | 0 | 0 |  | Electric Utility | N | OP |  | Internal Combustion (PRMVR=IC)
EXCLUDE | KS | Kingman Municipal Power and Light Plant | 1296 | 8 | NG | IC | 2.5 | 2.4 | 0 | 0 |  |  | 0 | 0 |  | Electric Utility | N | OP |  | Internal Combustion (PRMVR=IC)
EXCLUDE | KS | Kingman Municipal Power and Light Plant | 1296 | 9 | NG | IC | 6.3 | 6.3 | 0 | 0 |  |  | 0 | 0 |  | Electric Utility | N | OP |  | Internal Combustion (PRMVR=IC)
EXCLUDE | KS | Klein Tools Moran | 10499 | 696 | DFO | IC | 1.5 | 1.5 | 0 | 0 |  |  | 0 | 0 |  | Industrial Non-CHP | N | RE | 2003 | Internal Combustion (PRMVR=IC)
EXCLUDE | KS | Klein Tools Moran | 10499 | 697 | DFO | IC | 1.5 | 1.5 | 0 | 0 |  |  | 0 | 0 |  | Industrial Non-CHP | N | RE | 2003 | Internal Combustion (PRMVR=IC)
EXCLUDE | KS | La Crosse | 1297 | 1 | DFO | IC | 1.1 | 0.7 | 0 | 0 |  |  | 0 | 0 |  | Electric Utility | N | OP |  | Internal Combustion (PRMVR=IC)
EXCLUDE | KS | La Crosse | 1297 | 2 | DFO | IC | 1.1 | 0.9 | 0 | 0 |  |  | 0 | 0 |  | Electric Utility | N | OP |  | Internal Combustion (PRMVR=IC)
EXCLUDE | KS | La Crosse | 1297 | 3 | DFO | IC | 0.6 | 0.6 | 0 | 0 |  |  | 0 | 0 |  | Electric Utility | N | RE | 1992 | Internal Combustion (PRMVR=IC)
EXCLUDE | KS | La Crosse | 1297 | 5 | DFO | IC | 1.5 | 1.5 | 0 | 0 |  |  | 0 | 0 |  | Electric Utility | N | OP |  | Internal Combustion (PRMVR=IC)
EXCLUDE | KS | La Crosse | 1297 | 6 | DFO | IC | 1.8 | 1.5 | 0 | 0 |  |  | 0 | 0 |  | Electric Utility | N | OP |  | Internal Combustion (PRMVR=IC)
COALST | KS | La Cygne | 1241 | 1 | SUB | ST | 893 | 735 | 8850 | 3958958 |  |  | 3958958 | 4507189.625 |  | Electric Utility | N | OP
COALST | KS | La Cygne | 1241 | 2 | SUB | ST | 685 | 686.2 | 7700 | 4213334 |  |  | 4213334 | 4751932.586 |  | Electric Utility | N | OP
EXCLUDE | KS | Lakin Municipal | 7393 | LK1 | NG | IC | 4.4 | 4.1 | 0 | 0 |  |  | 0 | 0 |  | Electric Utility | N | OP |  | Internal Combustion (PRMVR=IC)
EXCLUDE | KS | Larned | 1299 | 1 | NG | ST | 1.5 | 1.5 | 0 | 0 |  |  | 0 | 0 |  | Electric Utility | N | RE | 2010 | Steam unit (PRMVR=ST) under 25MW/250 MMBtu/hr
EXCLUDE | KS | Larned | 1299 | 2 | NG | ST | 3 | 3 | 0 | 0 |  |  | 0 | 0 |  | Electric Utility | N | RE | 2010 | Steam unit (PRMVR=ST) under 25MW/250 MMBtu/hr
EXCLUDE | KS | Larned | 1299 | 3 | NG | ST | 8.3 | 9 | 0 | 0 |  |  | 0 | 0 |  | Electric Utility | N | RE | 2010 | Steam unit (PRMVR=ST) under 25MW/250 MMBtu/hr
EXCLUDE | KS | Larned | 1299 | CAT | DFO | IC | 2 | 2 | 0 | 0 |  |  | 0 | 0 |  | Electric Utility | N | OP |  | Internal Combustion (PRMVR=IC)
EXCLUDE | KS | Larned | 1299 | CAT1 | DFO | IC | 2 | 2 | 0 | 0 |  |  | 0 | 0 |  | Electric Utility | N | OP |  | Internal Combustion (PRMVR=IC)
EXCLUDE | KS | Larned | 1299 | CAT2 | DFO | IC | 2 | 2 | 0 | 0 |  |  | 0 | 0 |  | Electric Utility | N | OP |  | Internal Combustion (PRMVR=IC)
EXCLUDE | KS | Larned | 1299 | CAT3 | DFO | IC | 2 | 2 | 0 | 0 |  |  | 0 | 0 |  | Electric Utility | N | OP |  | Internal Combustion (PRMVR=IC)
EXCLUDE | KS | Larned | 1299 | CAT4 | DFO | IC | 2 | 2 | 0 | 0 |  |  | 0 | 0 |  | Electric Utility | N | OP |  | Internal Combustion (PRMVR=IC)
EXCLUDE | KS | Larned | 1299 | IC5 | DFO | IC | 6.4 | 6 | 0 | 0 |  |  | 0 | 0 |  | Electric Utility | N | OP |  | Internal Combustion (PRMVR=IC)
EXCLUDE | KS | Lawrence Energy Center | 1250 | 2 | BIT | ST | 38 | 26 | 0 | 0 |  |  | 0 | 0 |  | Electric Utility | N | RE | 2000 | Retired in 2000
COALST | KS | Lawrence Energy Center | 1250 | 3 | SUB | ST | 49 | 51 | 814 | 310758 |  |  | 310758 | 395881.363 |  | Electric Utility | N | OP
COALST | KS | Lawrence Energy Center | 1250 | 4 | SUB | ST | 114 | 109 | 1409 | 651489 |  |  | 651489 | 823527.473 |  | Electric Utility | N | OP
COALST | KS | Lawrence Energy Center | 1250 | 5 | SUB | ST | 403 | 371 | 4318 | 2551872 |  |  | 2551872 | 2891562.124 |  | Electric Utility | N | OP
EXCLUDE | KS | Lincoln | 1300 | 1 | NG | IC | 1.3 | 1.1 | 0 | 0 |  |  | 0 | 0 |  | Electric Utility | N | OP |  | Internal Combustion (PRMVR=IC)
EXCLUDE | KS | Lincoln | 1300 | 2 | NG | IC | 1.3 | 1.1 | 0 | 0 |  |  | 0 | 0 |  | Electric Utility | N | OP |  | Internal Combustion (PRMVR=IC)
EXCLUDE | KS | Lincoln | 1300 | 4 | NG | IC | 0.7 | 0.6 | 0 | 0 |  |  | 0 | 0 |  | Electric Utility | N | OP |  | Internal Combustion (PRMVR=IC)
EXCLUDE | KS | Lincoln | 1300 | 5 | NG | IC | 1.3 | 1.1 | 0 | 0 |  |  | 0 | 0 |  | Electric Utility | N | OP |  | Internal Combustion (PRMVR=IC)
EXCLUDE | KS | Lincoln | 1300 | 6 | NG | IC | 2.5 | 2.2 | 0 | 0 |  |  | 0 | 0 |  | Electric Utility | N | OP |  | Internal Combustion (PRMVR=IC)
EXCLUDE | KS | Lincoln | 1300 | 7 | NG | IC | 3.5 | 3 | 0 | 0 |  |  | 0 | 0 |  | Electric Utility | N | OP |  | Internal Combustion (PRMVR=IC)
EXCLUDE | KS | McPherson 2 | 1305 | 1 | NG | ST | 32 | 26.6 | 0 | 0 |  |  | 0 | 0 |  | Electric Utility | N | RE | 2006 | Retired in 2006
SSTLOGN | KS | McPherson 2 | 1305 | GT1 | NG | GT | 72.4 | 52 | 0 | 700.406 |  |  | 700.406 | 663.3239 |  | Electric Utility | N | OP
SSTLOGN | KS | McPherson 2 | 1305 | GT2 | DFO | GT | 71.2 | 52.1 | 0 | 688.797 |  |  | 688.797 | 909.923 |  | Electric Utility | N | OP
SSTLOGN | KS | McPherson 2 | 1305 | GT3 | NG | GT | 71.2 | 52 | 0 | 688.797 |  |  | 688.797 | 652.3296 |  | Electric Utility | N | OP
SSTLOGN | KS | McPherson 3 | 7515 | NA1 | NG | GT | 115.6 | 79.3 | 1200 | 2930 |  |  | 2930 | 2409.531 |  | Electric Utility | N | OP
EXCLUDE | KS | Meade | 1306 | 2 | NG | IC | 0.9 | 0.8 | 0 | 0 |  |  | 0 | 0 |  | Electric Utility | N | OP |  | Internal Combustion (PRMVR=IC)
EXCLUDE | KS | Meade | 1306 | 3 | NG | IC | 1.1 | 1.1 | 0 | 0 |  |  | 0 | 0 |  | Electric Utility | N | OP |  | Internal Combustion (PRMVR=IC)
EXCLUDE | KS | Meade | 1306 | 4 | NG | IC | 1.4 | 1.3 | 0 | 0 |  |  | 0 | 0 |  | Electric Utility | N | OP |  | Internal Combustion (PRMVR=IC)
EXCLUDE | KS | Meade | 1306 | 5 | DFO | IC | 2.1 | 1.7 | 0 | 0 |  |  | 0 | 0 |  | Electric Utility | N | OP |  | Internal Combustion (PRMVR=IC)
EXCLUDE | KS | Meade | 1306 | 6 | NG | IC | 2.7 | 1.9 | 0 | 0 |  |  | 0 | 0 |  | Electric Utility | N | OP |  | Internal Combustion (PRMVR=IC)
EXCLUDE | KS | Minneapolis City of | 1307 | 1 | DFO | IC | 0.4 | 0.4 | 0 | 0 |  |  | 0 | 0 |  | Electric Utility | N | OP |  | Internal Combustion (PRMVR=IC)
EXCLUDE | KS | Minneapolis City of | 1307 | 2 | NG | IC | 0.7 | 0.5 | 0 | 0 |  |  | 0 | 0 |  | Electric Utility | N | OP |  | Internal Combustion (PRMVR=IC)
EXCLUDE | KS | Minneapolis City of | 1307 | 3 | NG | IC | 1.3 | 1.2 | 0 | 0 |  |  | 0 | 0 |  | Electric Utility | N | OP |  | Internal Combustion (PRMVR=IC)
EXCLUDE | KS | Minneapolis City of | 1307 | 4 | NG | IC | 0.7 | 0.5 | 0 | 0 |  |  | 0 | 0 |  | Electric Utility | N | OP |  | Internal Combustion (PRMVR=IC)
EXCLUDE | KS | Minneapolis City of | 1307 | 5 | NG | IC | 2.1 | 1.8 | 0 | 0 |  |  | 0 | 0 |  | Electric Utility | N | OP |  | Internal Combustion (PRMVR=IC)
EXCLUDE | KS | Minneapolis City of | 1307 | 6 | NG | IC | 3 | 2.7 | 0 | 0 |  |  | 0 | 0 |  | Electric Utility | N | OP |  | Internal Combustion (PRMVR=IC)
EXCLUDE | KS | Minneapolis City of | 1307 | 7 | DFO | IC | 2 | 1.8 | 0 | 0 |  |  | 0 | 0 |  | Electric Utility | N | OP |  | Internal Combustion (PRMVR=IC)
EXCLUDE | KS | Mulvane 2 | 7976 | 9 | DFO | IC | 1 | 1 | 0 | 0 |  |  | 0 | 0 |  | Electric Utility | N | OP |  | Internal Combustion (PRMVR=IC)
EXCLUDE | KS | Mulvane 2 | 7976 | 10 | DFO | IC | 4.1 | 3.8 | 0 | 0 |  |  | 0 | 0 |  | Electric Utility | N | OP |  | Internal Combustion (PRMVR=IC)
EXCLUDE | KS | Mulvane 2 | 7976 | 11 | DFO | IC | 4.1 | 3.8 | 0 | 0 |  |  | 0 | 0 |  | Electric Utility | N | OP |  | Internal Combustion (PRMVR=IC)
EXCLUDE | KS | Mulvane Power Plant | 1308 | 1 | DFO | IC | 0.3 | 0.2 | 0 | 0 |  |  | 0 | 0 |  | Electric Utility | N | OP |  | Internal Combustion (PRMVR=IC)
EXCLUDE | KS | Mulvane Power Plant | 1308 | 2 | DFO | IC | 0.3 | 0.2 | 0 | 0 |  |  | 0 | 0 |  | Electric Utility | N | OP |  | Internal Combustion (PRMVR=IC)
EXCLUDE | KS | Mulvane Power Plant | 1308 | 3 | NG | IC | 1.3 | 1.2 | 0 | 0 |  |  | 0 | 0 |  | Electric Utility | N | OP |  | Internal Combustion (PRMVR=IC)
EXCLUDE | KS | Mulvane Power Plant | 1308 | 4 | NG | IC | 1.3 | 1.2 | 0 | 0 |  |  | 0 | 0 |  | Electric Utility | N | OP |  | Internal Combustion (PRMVR=IC)
EXCLUDE | KS | Mulvane Power Plant | 1308 | 5 | DFO | IC | 0.8 | 0.6 | 0 | 0 |  |  | 0 | 0 |  | Electric Utility | N | OP |  | Internal Combustion (PRMVR=IC)
EXCLUDE | KS | Mulvane Power Plant | 1308 | 6 | NG | IC | 2 | 1.9 | 0 | 0 |  |  | 0 | 0 |  | Electric Utility | N | OP |  | Internal Combustion (PRMVR=IC)
EXCLUDE | KS | Mulvane Power Plant | 1308 | 7 | DFO | IC | 0.6 | 0.6 | 0 | 0 |  |  | 0 | 0 |  | Electric Utility | N | OP |  | Internal Combustion (PRMVR=IC)
EXCLUDE | KS | Mulvane Power Plant | 1308 | 8 | DFO | IC | 0.6 | 0.5 | 0 | 0 |  |  | 0 | 0 |  | Electric Utility | N | OP |  | Internal Combustion (PRMVR=IC)
OGST | KS | Murray Gill | 1242 | 1 | NG | ST | 46 | 40 | 603 | 29163 |  |  | 29163 | 24909.997 |  | Electric Utility | N | OP
OGST | KS | Murray Gill | 1242 | 2 | NG | ST | 75 | 56 | 920 | 40396 |  |  | 40396 | 32490.431 |  | Electric Utility | N | OP
OGST | KS | Murray Gill | 1242 | 3 | NG | ST | 114 | 102 | 1300 | 111165 |  |  | 111165 | 85652.735 |  | Electric Utility | N | OP
OGST | KS | Murray Gill | 1242 | 4 | NG | ST | 114 | 95 | 1300 | 103508 |  |  | 103508 | 80822.234 |  | Electric Utility | N | OP
COALST | KS | Nearman Creek | 6064 | 1 | SUB | ST | 261 | 229 | 2433.1 | 1385453 |  |  | 1385453 | 1941170.739 |  | Electric Utility | N | OP
EXCLUDE | KS | Nearman Creek | 6064 | 2 | SUB | ST | 261 | 235 | 0 | 0 |  |  | 0 | 0 |  | Electric Utility | N | IP |  | Status of operation (IP,L,P,T,or U)
SSTLOGN | KS | Nearman Creek | 6064 | CT4 | NG | GT | 94 | 76 | 1136 | 51961 |  |  | 51961 | 43077.955 |  | Electric Utility | N | OP
EXCLUDE | KS | Nearman Creek | 6064 | CT5 | NG | GT | 55 | 45 | 0 | 0 |  |  | 0 | 0 |  | Electric Utility | N | P |  | Status of operation (IP,L,P,T,or U)
OGST | KS | Neosho | 1243 | 3 | NG | ST | 69 | 67 | 0 | 1472 |  |  | 1472 | 2499.0631 |  | Electric Utility | N | OP
EXCLUDE | KS | Norton | 1310 | 1 | NG | IC | 1 | 0.9 | 0 | 0 |  |  | 0 | 0 |  | Electric Utility | N | RE | 2011 | Internal Combustion (PRMVR=IC)
EXCLUDE | KS | Norton | 1310 | 2 | NG | IC | 1.5 | 1.3 | 0 | 0 |  |  | 0 | 0 |  | Electric Utility | N | RE | 2011 | Internal Combustion (PRMVR=IC)
EXCLUDE | KS | Norton | 1310 | 3 | NG | IC | 2.7 | 2.4 | 0 | 0 |  |  | 0 | 0 |  | Electric Utility | N | RE | 2011 | Internal Combustion (PRMVR=IC)
EXCLUDE | KS | Norton | 1310 | 4 | NG | IC | 3.5 | 3.1 | 0 | 0 |  |  | 0 | 0 |  | Electric Utility | N | RE | 2011 | Internal Combustion (PRMVR=IC)
EXCLUDE | KS | Norton | 1310 | 5 | DFO | IC | 2.5 | 2.2 | 0 | 0 |  |  | 0 | 0 |  | Electric Utility | N | RE | 2011 | Internal Combustion (PRMVR=IC)
EXCLUDE | KS | Oak Grove Gas Producers | 57489 | G1 | LFG | IC | 1.6 | 1.5 | 0 | 0 |  |  | 0 | 0 |  | IPP Non-CHP | N | OP |  | Internal Combustion (PRMVR=IC)
EXCLUDE | KS | Oakely | 1311 | 1 | NG | IC | 1.4 | 1.2 | 0 | 0 |  |  | 0 | 0 |  | Electric Utility | N | OP |  | Internal Combustion (PRMVR=IC)
EXCLUDE | KS | Oakely | 1311 | 2 | DFO | IC | 0.4 | 0.3 | 0 | 0 |  |  | 0 | 0 |  | Electric Utility | N | OP |  | Internal Combustion (PRMVR=IC)
EXCLUDE | KS | Oakely | 1311 | 3 | NG | IC | 0.5 | 0.5 | 0 | 0 |  |  | 0 | 0 |  | Electric Utility | N | RE | 2009 | Internal Combustion (PRMVR=IC)
EXCLUDE | KS | Oakely | 1311 | 4 | NG | IC | 0.9 | 0.8 | 0 | 0 |  |  | 0 | 0 |  | Electric Utility | N | OP |  | Internal Combustion (PRMVR=IC)
EXCLUDE | KS | Oakely | 1311 | 5 | NG | IC | 1.5 | 1.3 | 0 | 0 |  |  | 0 | 0 |  | Electric Utility | N | RE | 2009 | Internal Combustion (PRMVR=IC)
EXCLUDE | KS | Oakely | 1311 | 6 | NG | IC | 3.3 | 3.2 | 0 | 0 |  |  | 0 | 0 |  | Electric Utility | N | OP |  | Internal Combustion (PRMVR=IC)
EXCLUDE | KS | Oberlin | 1312 | 1 | NG | IC | 1.1 | 0.9 | 0 | 0 |  |  | 0 | 0 |  | Electric Utility | N | SB |  | Internal Combustion (PRMVR=IC)
EXCLUDE | KS | Oberlin | 1312 | 2 | NG | IC | 0.8 | 0.6 | 0 | 0 |  |  | 0 | 0 |  | Electric Utility | N | SB |  | Internal Combustion (PRMVR=IC)
EXCLUDE | KS | Oberlin | 1312 | 4 | NG | IC | 1.5 | 1.2 | 0 | 0 |  |  | 0 | 0 |  | Electric Utility | N | SB |  | Internal Combustion (PRMVR=IC)
EXCLUDE | KS | Oberlin | 1312 | 5 | NG | IC | 2 | 1.3 | 0 | 0 |  |  | 0 | 0 |  | Electric Utility | N | SB |  | Internal Combustion (PRMVR=IC)
EXCLUDE | KS | Oberlin | 1312 | 6 | NG | IC | 1.5 | 1.2 | 0 | 0 |  |  | 0 | 0 |  | Electric Utility | N | SB |  | Internal Combustion (PRMVR=IC)
EXCLUDE | KS | Osage City | 1313 | 1 | NG | IC | 1.1 | 0.9 | 0 | 0 |  |  | 0 | 0 |  | Electric Utility | N | OP |  | Internal Combustion (PRMVR=IC)
EXCLUDE | KS | Osage City | 1313 | 2 | NG | IC | 1.2 | 1.1 | 0 | 0 |  |  | 0 | 0 |  | Electric Utility | N | OP |  | Internal Combustion (PRMVR=IC)
EXCLUDE | KS | Osage City | 1313 | 4 | NG | IC | 2 | 1.9 | 0 | 0 |  |  | 0 | 0 |  | Electric Utility | N | OP |  | Internal Combustion (PRMVR=IC)
EXCLUDE | KS | Osage City | 1313 | 5 | NG | IC | 2 | 1.9 | 0 | 0 |  |  | 0 | 0 |  | Electric Utility | N | OP |  | Internal Combustion (PRMVR=IC)
EXCLUDE | KS | Osage City | 1313 | 7 | NG | IC | 1.7 | 1.5 | 0 | 0 |  |  | 0 | 0 |  | Electric Utility | N | OP |  | Internal Combustion (PRMVR=IC)
EXCLUDE | KS | Osage City | 1313 | 8 | DFO | IC | 0.8 | 0.7 | 0 | 0 |  |  | 0 | 0 |  | Electric Utility | N | OP |  | Internal Combustion (PRMVR=IC)
EXCLUDE | KS | Osage City | 1313 | 9 | DFO | IC | 0.8 | 0.7 | 0 | 0 |  |  | 0 | 0 |  | Electric Utility | N | RE | 2009 | Internal Combustion (PRMVR=IC)
EXCLUDE | KS | Osage City | 1313 | 10 | DFO | IC | 0.8 | 0.7 | 0 | 0 |  |  | 0 | 0 |  | Electric Utility | N | OP |  | Internal Combustion (PRMVR=IC)
EXCLUDE | KS | Osage City | 1313 | IC3 | NG | IC | 2 | 1.9 | 0 | 0 |  |  | 0 | 0 |  | Electric Utility | N | OP |  | Internal Combustion (PRMVR=IC)
EXCLUDE | KS | Osage City | 1313 | IC6 | NG | IC | 1.1 | 0.9 | 0 | 0 |  |  | 0 | 0 |  | Electric Utility | N | OP |  | Internal Combustion (PRMVR=IC)
SSTLOGN | KS | Osawatomie | 7928 | 1 | NG | GT | 90 | 75.1 | 902 | 7449 |  |  | 7449 | 6174.202 |  | Electric Utility | N | OP
EXCLUDE | KS | Osawatomie | 7928 | 2 | NG | GT | 91.3 | 69.6 | 0 | 0 |  |  | 0 | 0 |  | Electric Utility | N | IP |  | Status of operation (IP,L,P,T,or U)
EXCLUDE | KS | Osawatomie | 7928 | 3 | NG | GT | 91.3 | 69.6 | 0 | 0 |  |  | 0 | 0 |  | Electric Utility | N | IP |  | Status of operation (IP,L,P,T,or U)
EXCLUDE | KS | Osawatomie | 7928 | 4 | NG | GT | 91.3 | 69.6 | 0 | 0 |  |  | 0 | 0 |  | Electric Utility | N | IP |  | Status of operation (IP,L,P,T,or U)
EXCLUDE | KS | Osawatomie | 7928 | 5 | NG | GT | 91.3 | 69.6 | 0 | 0 |  |  | 0 | 0 |  | Electric Utility | N | IP |  | Status of operation (IP,L,P,T,or U)
EXCLUDE | KS | Osawatomie | 7928 | 6 | NG | GT | 91.3 | 69.6 | 0 | 0 |  |  | 0 | 0 |  | Electric Utility | N | IP |  | Status of operation (IP,L,P,T,or U)
EXCLUDE | KS | Osawatomie | 7928 | 7 | NG | GT | 91.3 | 69.6 | 0 | 0 |  |  | 0 | 0 |  | Electric Utility | N | IP |  | Status of operation (IP,L,P,T,or U)
EXCLUDE | KS | Osawatomie | 7928 | 8 | NG | GT | 91.3 | 69.6 | 0 | 0 |  |  | 0 | 0 |  | Electric Utility | N | IP |  | Status of operation (IP,L,P,T,or U)
EXCLUDE | KS | Osawatomie City of | 1314 | 2 | DFO | IC | 2.3 | 1.8 | 0 | 0 |  |  | 0 | 0 |  | Electric Utility | N | SB |  | Internal Combustion (PRMVR=IC)
EXCLUDE | KS | Osawatomie City of | 1314 | 3 | DFO | IC | 0.4 | 0.3 | 0 | 0 |  |  | 0 | 0 |  | Electric Utility | N | RE | 1990 | Internal Combustion (PRMVR=IC)
EXCLUDE | KS | Osawatomie City of | 1314 | 4 | DFO | IC | 1.2 | 1 | 0 | 0 |  |  | 0 | 0 |  | Electric Utility | N | SB |  | Internal Combustion (PRMVR=IC)
EXCLUDE | KS | Osawatomie City of | 1314 | 5 | DFO | IC | 3.1 | 2.8 | 0 | 0 |  |  | 0 | 0 |  | Electric Utility | N | SB |  | Internal Combustion (PRMVR=IC)
EXCLUDE | KS | Osborne | 1315 | 1 | DFO | IC | 2.3 | 1.8 | 0 | 0 |  |  | 0 | 0 |  | Electric Utility | N | SB |  | Internal Combustion (PRMVR=IC)
EXCLUDE | KS | Osborne | 1315 | 2 | DFO | IC | 2 | 1.8 | 0 | 0 |  |  | 0 | 0 |  | Electric Utility | N | SB |  | Internal Combustion (PRMVR=IC)
EXCLUDE | KS | Osborne | 1315 | 3 | DFO | IC | 1.1 | 0.7 | 0 | 0 |  |  | 0 | 0 |  | Electric Utility | N | SB |  | Internal Combustion (PRMVR=IC)
EXCLUDE | KS | Osborne | 1315 | 6 | NG | IC | 0.5 | 0.5 | 0 | 0 |  |  | 0 | 0 |  | Electric Utility | N | SB |  | Internal Combustion (PRMVR=IC)
EXCLUDE | KS | Osborne | 1315 | 7 | NG | IC | 0.5 | 0.5 | 0 | 0 |  |  | 0 | 0 |  | Electric Utility | N | SB |  | Internal Combustion (PRMVR=IC)
EXCLUDE | KS | Osborne | 1315 | 8 | NG | IC | 0.7 | 0.7 | 0 | 0 |  |  | 0 | 0 |  | Electric Utility | N | SB |  | Internal Combustion (PRMVR=IC)
EXCLUDE | KS | Ottawa | 1316 | GT1 | NG | GT | 11.5 | 8 | 0 | 840 |  |  | 840 | 930.3107 |  | Electric Utility | N | OP |  | Simple Cycle Turbine (PRMVR=GT or OT) unit under 25MW
EXCLUDE | KS | Ottawa | 1316 | IC3 | NG | IC | 3.7 | 3.2 | 0 | 0 |  |  | 0 | 0 |  | Electric Utility | N | OP |  | Internal Combustion (PRMVR=IC)
EXCLUDE | KS | Ottawa | 1316 | IC4 | NG | IC | 3.5 | 3 | 0 | 0 |  |  | 0 | 0 |  | Electric Utility | N | OP |  | Internal Combustion (PRMVR=IC)
EXCLUDE | KS | Ottawa | 1316 | IC6 | NG | IC | 6 | 5.9 | 0 | 0 |  |  | 0 | 0 |  | Electric Utility | N | OP |  | Internal Combustion (PRMVR=IC)
EXCLUDE | KS | Ottawa | 1316 | IC7 | NG | IC | 6 | 5.9 | 0 | 0 |  |  | 0 | 0 |  | Electric Utility | N | OP |  | Internal Combustion (PRMVR=IC)
EXCLUDE | KS | Oxford | 7432 | 1 | DFO | IC | 1.1 | 0.6 | 0 | 0 |  |  | 0 | 0 |  | Electric Utility | N | RE | 2005 | Internal Combustion (PRMVR=IC)
EXCLUDE | KS | Oxford | 7432 | 2 | DFO | IC | 1.1 | 0.6 | 0 | 0 |  |  | 0 | 0 |  | Electric Utility | N | RE | 2005 | Internal Combustion (PRMVR=IC)
EXCLUDE | KS | Oxford | 7432 | 3 | DFO | IC | 1.1 | 0.6 | 0 | 0 |  |  | 0 | 0 |  | Electric Utility | N | RE | 2005 | Internal Combustion (PRMVR=IC)
EXCLUDE | KS | Oxford | 7432 | 1A | DFO | IC | 1.7 | 1.6 | 0 | 0 |  |  | 0 | 0 |  | Electric Utility | N | OP |  | Internal Combustion (PRMVR=IC)
EXCLUDE | KS | Oxford | 7432 | 2A | DFO | IC | 1.7 | 1.6 | 0 | 0 |  |  | 0 | 0 |  | Electric Utility | N | OP |  | Internal Combustion (PRMVR=IC)
EXCLUDE | KS | Oxford | 7432 | 3A | DFO | IC | 1.7 | 1.6 | 0 | 0 |  |  | 0 | 0 |  | Electric Utility | N | OP |  | Internal Combustion (PRMVR=IC)
EXCLUDE | KS | Post Rock Wind Power Project, LLC | 57678 | 1 | WND | WT | 201 | 201 | 0 | 0 |  |  | 0 | 0 |  | IPP Non-CHP | N | U |  | Non Combustion (NUC, WAT, WND, GEO, or SUN)
EXCLUDE | KS | Pratt | 1317 | 1 | NG | ST | 3 | 3 | 0 | 0 |  |  | 0 | 0 |  | Electric Utility | N | RE | 2004 | Steam unit (PRMVR=ST) under 25MW/250 MMBtu/hr
EXCLUDE | KS | Pratt | 1317 | 3 | NG | ST | 5 | 5.8 | 0 | 203.9474 |  |  | 203.9474 | 219.2571 |  | Electric Utility | N | OS |  | Steam unit (PRMVR=ST) under 25MW/250 MMBtu/hr
EXCLUDE | KS | Pratt | 1317 | 5 | NG | ST | 14 | 13 | 0 | 775 |  |  | 775 | 833.1769 |  | Electric Utility | N | OP |  | Steam unit (PRMVR=ST) under 25MW/250 MMBtu/hr
EXCLUDE | KS | Pratt | 1317 | IC1 | DFO | IC | 1.5 | 1.5 | 0 | 0 |  |  | 0 | 0 |  | Electric Utility | N | OP |  | Internal Combustion (PRMVR=IC)
EXCLUDE | KS | Pratt 2 | 7447 | IC2 | NG | IC | 8 | 7.6 | 0 | 0 |  |  | 0 | 0 |  | Electric Utility | N | OP |  | Internal Combustion (PRMVR=IC)
EXCLUDE | KS | Pratt 2 | 7447 | IC3 | NG | IC | 8 | 7.6 | 0 | 0 |  |  | 0 | 0 |  | Electric Utility | N | OP |  | Internal Combustion (PRMVR=IC)
EXCLUDE | KS | Quindaro | 1295 | GT1 | NG | GT | 17.9 | 13 | 0 | -11.9893 |  |  | -11.9893 | 198.6207 |  | Electric Utility | N | OP |  | Simple Cycle Turbine (PRMVR=GT or OT) unit under 25MW
SSTLOGN | KS | Quindaro | 1295 | GT2 | DFO | GT | 65.7 | 56 | 0 | -44.0054 |  |  | -44.0054 | 1016.8912 |  | Electric Utility | N | OP
SSTLOGN | KS | Quindaro | 1295 | GT3 | DFO | GT | 65.7 | 46 | 0 | -44.0054 |  |  | -44.0054 | 1016.8912 |  | Electric Utility | N | OP
COALST | KS | Quindaro | 1295 | ST1 | SUB | ST | 81.6 | 72 | 783 | 440963 |  |  | 440963 | 525067.258 |  | Electric Utility | N | OP
COALST | KS | Quindaro | 1295 | ST2 | SUB | ST | 157.5 | 111 | 1394.4 | 506138 |  |  | 506138 | 664006.122 |  | Electric Utility | N | OP
OGST | KS | Riverton | 1239 | 7 | NG | ST | 37.5 | 38 | 422 | 82589 |  |  | 82589 | 122066.803 |  | Electric Utility | N | OP
OGST | KS | Riverton | 1239 | 8 | NG | ST | 50 | 54 | 654 | 186005 |  |  | 186005 | 251179.776 |  | Electric Utility | N | OP
EXCLUDE | KS | Riverton | 1239 | 9 | NG | GT | 12.5 | 12 | 130.0928 | 9185.0181 |  |  | 9185.0181 | 6563.8724 |  | Electric Utility | N | OP | 2014 | Simple Cycle Turbine (PRMVR=GT or OT) unit under 25MW
EXCLUDE | KS | Riverton | 1239 | 10 | NG | GT | 16.3 | 16 | 169.6411 | 11977.2635 |  |  | 11977.2635 | 8559.2896 |  | Electric Utility | N | OP |  | Simple Cycle Turbine (PRMVR=GT or OT) unit under 25MW
EXCLUDE | KS | Riverton | 1239 | 11 | NG | GT | 16.3 | 16 | 169.6411 | 11977.2635 |  |  | 11977.2635 | 8559.2896 |  | Electric Utility | N | OP |  | Simple Cycle Turbine (PRMVR=GT or OT) unit under 25MW
SSTLOGN | KS | Riverton | 1239 | 12 | NG | GT | 148.8 | 142 | 1548.6251 | 109338.4549 |  |  | 109338.4549 | 78136.3365 |  | Electric Utility | N | OP
EXCLUDE | KS | Russell Downtown | 1319 | 7 | NG | IC | 3.5 | 3 | 0 | 0 |  |  | 0 | 0 |  | Electric Utility | N | OP |  | Internal Combustion (PRMVR=IC)
EXCLUDE | KS | Russell Downtown | 1319 | 8 | DFO | IC | 2.5 | 2.5 | 0 | 0 |  |  | 0 | 0 |  | Electric Utility | N | OP |  | Internal Combustion (PRMVR=IC)
EXCLUDE | KS | Russell Downtown | 1319 | 9 | DFO | IC | 2.5 | 2.5 | 0 | 0 |  |  | 0 | 0 |  | Electric Utility | N | OP |  | Internal Combustion (PRMVR=IC)
EXCLUDE | KS | Russell Downtown | 1319 | 11 | NG | IC | 3.6 | 3.2 | 0 | 0 |  |  | 0 | 0 |  | Electric Utility | N | OP |  | Internal Combustion (PRMVR=IC)
EXCLUDE | KS | Russell Downtown | 1319 | 12 | NG | IC | 3.6 | 3.2 | 0 | 0 |  |  | 0 | 0 |  | Electric Utility | N | OP |  | Internal Combustion (PRMVR=IC)
EXCLUDE | KS | Russell Energy Center | 7930 | T-1 | NG | GT | 7.5 | 6.4 | 0 | 1018.5 |  |  | 1018.5 | 698.4928 |  | Electric Utility | N | OP |  | Simple Cycle Turbine (PRMVR=GT or OT) unit under 25MW
EXCLUDE | KS | Russell Energy Center | 7930 | T-2 | NG | GT | 7.5 | 6.4 | 0 | 1018.5 |  |  | 1018.5 | 698.4928 |  | Electric Utility | N | OP |  | Simple Cycle Turbine (PRMVR=GT or OT) unit under 25MW
EXCLUDE | KS | Sabetha Power Plant | 1320 | 2 | DFO | IC | 1.5 | 1.2 | 0 | 0 |  |  | 0 | 0 |  | Electric Utility | N | OP |  | Internal Combustion (PRMVR=IC)
EXCLUDE | KS | Sabetha Power Plant | 1320 | 3 | DFO | IC | 0.8 | 0.6 | 0 | 0 |  |  | 0 | 0 |  | Electric Utility | N | OP |  | Internal Combustion (PRMVR=IC)
EXCLUDE | KS | Sabetha Power Plant | 1320 | 4 | DFO | IC | 1 | 0.7 | 0 | 0 |  |  | 0 | 0 |  | Electric Utility | N | OP |  | Internal Combustion (PRMVR=IC)
EXCLUDE | KS | Sabetha Power Plant | 1320 | 5 | DFO | IC | 1.4 | 1.2 | 0 | 0 |  |  | 0 | 0 |  | Electric Utility | N | OP |  | Internal Combustion (PRMVR=IC)
EXCLUDE | KS | Sabetha Power Plant | 1320 | 6 | DFO | IC | 1.4 | 1.2 | 0 | 0 |  |  | 0 | 0 |  | Electric Utility | N | OP |  | Internal Combustion (PRMVR=IC)
EXCLUDE | KS | Sabetha Power Plant | 1320 | 7 | DFO | IC | 2.2 | 1.8 | 0 | 0 |  |  | 0 | 0 |  | Electric Utility | N | OP |  | Internal Combustion (PRMVR=IC)
EXCLUDE | KS | Sabetha Power Plant | 1320 | 8 | DFO | IC | 2.5 | 2.1 | 0 | 0 |  |  | 0 | 0 |  | Electric Utility | N | OP |  | Internal Combustion (PRMVR=IC)
EXCLUDE | KS | Sabetha Power Plant | 1320 | 11 | DFO | IC | 3 | 2.7 | 0 | 0 |  |  | 0 | 0 |  | Electric Utility | N | OP |  | Internal Combustion (PRMVR=IC)
EXCLUDE | KS | Sabetha Power Plant | 1320 | 12 | NG | IC | 4.4 | 4.1 | 0 | 0 |  |  | 0 | 0 |  | Electric Utility | N | OP |  | Internal Combustion (PRMVR=IC)
EXCLUDE | KS | Sabetha Power Plant | 1320 | IC10 | DFO | IC | 2.5 | 2.1 | 0 | 0 |  |  | 0 | 0 |  | Electric Utility | N | OP |  | Internal Combustion (PRMVR=IC)
EXCLUDE | KS | Sabetha Power Plant | 1320 | IC9 | DFO | IC | 1.1 | 1 | 0 | 0 |  |  | 0 | 0 |  | Electric Utility | N | OP |  | Internal Combustion (PRMVR=IC)
EXCLUDE | KS | Sharon Spring | 1324 | 1 | NG | IC | 1 | 0.9 | 0 | 0 |  |  | 0 | 0 |  | Electric Utility | N | OP |  | Internal Combustion (PRMVR=IC)
EXCLUDE | KS | Sharon Spring | 1324 | 2 | NG | IC | 1 | 1 | 0 | 0 |  |  | 0 | 0 |  | Electric Utility | N | OP |  | Internal Combustion (PRMVR=IC)
EXCLUDE | KS | Sharon Spring | 1324 | 3 | NG | IC | 0.4 | 0.4 | 0 | 0 |  |  | 0 | 0 |  | Electric Utility | N | OP |  | Internal Combustion (PRMVR=IC)
EXCLUDE | KS | Sharon Spring | 1324 | 4 | NG | IC | 0.6 | 0.6 | 0 | 0 |  |  | 0 | 0 |  | Electric Utility | N | OP |  | Internal Combustion (PRMVR=IC)
EXCLUDE | KS | Sharpe | 7973 | 1 | DFO | IC | 2 | 2 | 0 | 0 |  |  | 0 | 0 |  | Electric Utility | N | SB |  | Internal Combustion (PRMVR=IC)
EXCLUDE | KS | Sharpe | 7973 | 2 | DFO | IC | 2 | 2 | 0 | 0 |  |  | 0 | 0 |  | Electric Utility | N | SB |  | Internal Combustion (PRMVR=IC)
EXCLUDE | KS | Sharpe | 7973 | 3 | DFO | IC | 2 | 2 | 0 | 0 |  |  | 0 | 0 |  | Electric Utility | N | SB |  | Internal Combustion (PRMVR=IC)
EXCLUDE | KS | Sharpe | 7973 | 4 | DFO | IC | 2 | 2 | 0 | 0 |  |  | 0 | 0 |  | Electric Utility | N | SB |  | Internal Combustion (PRMVR=IC)
EXCLUDE | KS | Sharpe | 7973 | 5 | DFO | IC | 2 | 2 | 0 | 0 |  |  | 0 | 0 |  | Electric Utility | N | SB |  | Internal Combustion (PRMVR=IC)
EXCLUDE | KS | Sharpe | 7973 | 6 | DFO | IC | 2 | 2 | 0 | 0 |  |  | 0 | 0 |  | Electric Utility | N | SB |  | Internal Combustion (PRMVR=IC)
EXCLUDE | KS | Sharpe | 7973 | 7 | DFO | IC | 2 | 2 | 0 | 0 |  |  | 0 | 0 |  | Electric Utility | N | SB |  | Internal Combustion (PRMVR=IC)
EXCLUDE | KS | Sharpe | 7973 | 8 | DFO | IC | 2 | 2 | 0 | 0 |  |  | 0 | 0 |  | Electric Utility | N | SB |  | Internal Combustion (PRMVR=IC)
EXCLUDE | KS | Sharpe | 7973 | 9 | DFO | IC | 2 | 2 | 0 | 0 |  |  | 0 | 0 |  | Electric Utility | N | SB |  | Internal Combustion (PRMVR=IC)
EXCLUDE | KS | Sharpe | 7973 | 10 | DFO | IC | 2 | 2 | 0 | 0 |  |  | 0 | 0 |  | Electric Utility | N | SB |  | Internal Combustion (PRMVR=IC)
EXCLUDE | KS | Shooting Star Wind Project LLC | 58018 | 1 | WND | WT | 104 | 104 | 0 | 0 |  |  | 0 | 0 |  | IPP Non-CHP | N | U |  | Non Combustion (NUC, WAT, WND, GEO, or SUN)
EXCLUDE | KS | Smoky Hills Wind Project Phase I | 56488 | 1 | WND | WT | 100.8 | 100.8 | 0 | 369911 |  |  | 369911 | 0 |  | IPP Non-CHP | N | OP |  | Non Combustion (NUC, WAT, WND, GEO, or SUN)
EXCLUDE | KS | Smoky Hills Wind Project Phase II | 56985 | SMKII | WND | WT | 148.5 | 148.5 | 0 | 559239 |  |  | 559239 | 0 |  | IPP Non-CHP | N | OP |  | Non Combustion (NUC, WAT, WND, GEO, or SUN)
EXCLUDE | KS | Spearville | 56351 | 1 | WND | WT | 100 | 100 | 0 | 380834.4595 |  |  | 380834.4595 | 0 |  | Electric Utility | N | OP |  | Non Combustion (NUC, WAT, WND, GEO, or SUN)
EXCLUDE | KS | Spearville | 56351 | 2 | WND | WT | 48 | 48 | 0 | 182800.5405 |  |  | 182800.5405 | 0 |  | Electric Utility | N | OP |  | Non Combustion (NUC, WAT, WND, GEO, or SUN)
EXCLUDE | KS | Spearville 3 LLC | 57975 | GEN1 | WND | WT | 108 | 108 | 0 | 0 |  |  | 0 | 0 |  | IPP Non-CHP | N | U |  | Non Combustion (NUC, WAT, WND, GEO, or SUN)
EXCLUDE | KS | St Francis | 1321 | 2 | DFO | IC | 1.5 | 1.5 | 0 | 0 |  |  | 0 | 0 |  | Electric Utility | N | OP |  | Internal Combustion (PRMVR=IC)
EXCLUDE | KS | St Francis | 1321 | 3 | DFO | IC | 0.8 | 0.8 | 0 | 0 |  |  | 0 | 0 |  | Electric Utility | N | OP |  | Internal Combustion (PRMVR=IC)
EXCLUDE | KS | St Francis | 1321 | 4 | DFO | IC | 2.7 | 2.7 | 0 | 0 |  |  | 0 | 0 |  | Electric Utility | N | OP |  | Internal Combustion (PRMVR=IC)
EXCLUDE | KS | St Francis | 1321 | 5 | DFO | IC | 0.9 | 0.9 | 0 | 0 |  |  | 0 | 0 |  | Electric Utility | N | OP |  | Internal Combustion (PRMVR=IC)
EXCLUDE | KS | St John | 1322 | 2 | DFO | IC | 1.3 | 1.3 | 0 | 0 |  |  | 0 | 0 |  | Electric Utility | N | OP |  | Internal Combustion (PRMVR=IC)
EXCLUDE | KS | St John | 1322 | 3 | DFO | IC | 0.9 | 0.9 | 0 | 0 |  |  | 0 | 0 |  | Electric Utility | N | RE | 2005 | Internal Combustion (PRMVR=IC)
EXCLUDE | KS | St John | 1322 | 4 | DFO | IC | 1.7 | 1.7 | 0 | 0 |  |  | 0 | 0 |  | Electric Utility | N | OP |  | Internal Combustion (PRMVR=IC)
EXCLUDE | KS | St John | 1322 | 5 | DFO | IC | 2 | 2 | 0 | 0 |  |  | 0 | 0 |  | Electric Utility | N | OP |  | Internal Combustion (PRMVR=IC)
EXCLUDE | KS | Stafford | 1325 | 1 | DFO | IC | 0.9 | 0.9 | 0 | 0 |  |  | 0 | 0 |  | Electric Utility | N | RE | 2011 | Internal Combustion (PRMVR=IC)
EXCLUDE | KS | Stafford | 1325 | 2 | DFO | IC | 0.9 | 0.9 | 0 | 0 |  |  | 0 | 0 |  | Electric Utility | N | OP |  | Internal Combustion (PRMVR=IC)
EXCLUDE | KS | Stafford | 1325 | 3 | DFO | IC | 0.8 | 0.8 | 0 | 0 |  |  | 0 | 0 |  | Electric Utility | N | OP |  | Internal Combustion (PRMVR=IC)
EXCLUDE | KS | Stafford | 1325 | 4 | DFO | IC | 1.4 | 1.4 | 0 | 0 |  |  | 0 | 0 |  | Electric Utility | N | OP |  | Internal Combustion (PRMVR=IC)
EXCLUDE | KS | Stafford | 1325 | 5 | DFO | IC | 1.1 | 1.1 | 0 | 0 |  |  | 0 | 0 |  | Electric Utility | N | OP |  | Internal Combustion (PRMVR=IC)
EXCLUDE | KS | Sterling | 1326 | 1 | DFO | IC | 1.5 | 1.3 | 0 | 0 |  |  | 0 | 0 |  | Electric Utility | N | OP |  | Internal Combustion (PRMVR=IC)
EXCLUDE | KS | Sterling | 1326 | 2 | DFO | IC | 0.5 | 0.4 | 0 | 0 |  |  | 0 | 0 |  | Electric Utility | N | OP |  | Internal Combustion (PRMVR=IC)
EXCLUDE | KS | Sterling | 1326 | 3 | DFO | IC | 3 | 2.2 | 0 | 0 |  |  | 0 | 0 |  | Electric Utility | N | OP |  | Internal Combustion (PRMVR=IC)
EXCLUDE | KS | Sterling | 1326 | 4 | DFO | IC | 1.1 | 0.8 | 0 | 0 |  |  | 0 | 0 |  | Electric Utility | N | OP |  | Internal Combustion (PRMVR=IC)
EXCLUDE | KS | Sterling | 1326 | 5 | DFO | IC | 1.4 | 1.2 | 0 | 0 |  |  | 0 | 0 |  | Electric Utility | N | OP |  | Internal Combustion (PRMVR=IC)
EXCLUDE | KS | Sterling | 1326 | 6 | DFO | IC | 1.4 | 1.2 | 0 | 0 |  |  | 0 | 0 |  | Electric Utility | N | OP |  | Internal Combustion (PRMVR=IC)
EXCLUDE | KS | Sterling | 1326 | 7 | DFO | IC | 1.4 | 1.2 | 0 | 0 |  |  | 0 | 0 |  | Electric Utility | N | OP |  | Internal Combustion (PRMVR=IC)
EXCLUDE | KS | Stockton | 1327 | 1 | NG | IC | 1.1 | 1 | 0 | 0 |  |  | 0 | 0 |  | Electric Utility | N | OP |  | Internal Combustion (PRMVR=IC)
EXCLUDE | KS | Stockton | 1327 | 2 | NG | IC | 1.1 | 1 | 0 | 0 |  |  | 0 | 0 |  | Electric Utility | N | OP |  | Internal Combustion (PRMVR=IC)
EXCLUDE | KS | Stockton | 1327 | 3 | NG | IC | 2 | 1.7 | 0 | 0 |  |  | 0 | 0 |  | Electric Utility | N | OP |  | Internal Combustion (PRMVR=IC)
EXCLUDE | KS | Stockton | 1327 | 4 | NG | IC | 0.5 | 0.5 | 0 | 0 |  |  | 0 | 0 |  | Electric Utility | N | OP |  | Internal Combustion (PRMVR=IC)
EXCLUDE | KS | Stockton | 1327 | 5 | NG | IC | 1.3 | 1.2 | 0 | 0 |  |  | 0 | 0 |  | Electric Utility | N | OP |  | Internal Combustion (PRMVR=IC)
EXCLUDE | KS | Strotherfield Substation | 56022 | 1 | DFO | IC | 1.6 | 1.6 | 0 | 0 |  |  | 0 | 0 |  | Electric Utility | N | OS |  | Internal Combustion (PRMVR=IC)
SSTLOGN | KS | Tecumseh Energy Center | 1252 | 1 | NG | GT | 29 | 18 | 0 | 30.5 |  |  | 30.5 | 67.3859 |  | Electric Utility | N | OP | 2012
SSTLOGN | KS | Tecumseh Energy Center | 1252 | 2 | NG | GT | 29 | 19 | 0 | 30.5 |  |  | 30.5 | 67.3859 |  | Electric Utility | N | OP | 2012
COALST | KS | Tecumseh Energy Center | 1252 | 7 | SUB | ST | 82 | 73 | 1102 | 447379 |  |  | 447379 | 568004.895 |  | Electric Utility | N | OP
COALST | KS | Tecumseh Energy Center | 1252 | 8 | SUB | ST | 150 | 132 | 1911 | 671425 |  |  | 671425 | 786785.525 |  | Electric Utility | N | OP
EXCLUDE | KS | Wamego | 1328 | 1 | NG | IC | 1.3 | 1.3 | 0 | 0 |  |  | 0 | 0 |  | Electric Utility | N | OP |  | Internal Combustion (PRMVR=IC)
EXCLUDE | KS | Wamego | 1328 | 3 | NG | IC | 1.3 | 1.3 | 0 | 0 |  |  | 0 | 0 |  | Electric Utility | N | OP |  | Internal Combustion (PRMVR=IC)
EXCLUDE | KS | Wamego | 1328 | 4 | NG | IC | 1.1 | 1.1 | 0 | 0 |  |  | 0 | 0 |  | Electric Utility | N | OP |  | Internal Combustion (PRMVR=IC)
EXCLUDE | KS | Wamego | 1328 | 5 | NG | IC | 2 | 1.8 | 0 | 0 |  |  | 0 | 0 |  | Electric Utility | N | OP |  | Internal Combustion (PRMVR=IC)
EXCLUDE | KS | Wamego | 1328 | 6 | NG | IC | 2.4 | 2.2 | 0 | 0 |  |  | 0 | 0 |  | Electric Utility | N | OP |  | Internal Combustion (PRMVR=IC)
EXCLUDE | KS | Wamego | 1328 | 7 | NG | IC | 1.3 | 1.3 | 0 | 0 |  |  | 0 | 0 |  | Electric Utility | N | OP |  | Internal Combustion (PRMVR=IC)
EXCLUDE | KS | Wamego | 1328 | 8 | NG | IC | 1.3 | 1.3 | 0 | 0 |  |  | 0 | 0 |  | Electric Utility | N | OP |  | Internal Combustion (PRMVR=IC)
EXCLUDE | KS | Wamego | 1328 | 9 | NG | IC | 1.3 | 1.3 | 0 | 0 |  |  | 0 | 0 |  | Electric Utility | N | OP |  | Internal Combustion (PRMVR=IC)
EXCLUDE | KS | Washington | 1329 | 1 | DFO | IC | 1.2 | 1 | 0 | 0 |  |  | 0 | 0 |  | Electric Utility | N | OP |  | Internal Combustion (PRMVR=IC)
EXCLUDE | KS | Washington | 1329 | 2 | DFO | IC | 1 | 0.8 | 0 | 0 |  |  | 0 | 0 |  | Electric Utility | N | OP |  | Internal Combustion (PRMVR=IC)
EXCLUDE | KS | Washington | 1329 | 3 | DFO | IC | 0.9 | 0.7 | 0 | 0 |  |  | 0 | 0 |  | Electric Utility | N | OP |  | Internal Combustion (PRMVR=IC)
EXCLUDE | KS | Washington | 1329 | 5 | DFO | IC | 0.6 | 0.4 | 0 | 0 |  |  | 0 | 0 |  | Electric Utility | N | OP |  | Internal Combustion (PRMVR=IC)
EXCLUDE | KS | Washington | 1329 | 6 | DFO | IC | 1.5 | 1.3 | 0 | 0 |  |  | 0 | 0 |  | Electric Utility | N | OP |  | Internal Combustion (PRMVR=IC)
EXCLUDE | KS | Washington | 1329 | 7 | DFO | IC | 1.1 | 0.9 | 0 | 0 |  |  | 0 | 0 |  | Electric Utility | N | OP |  | Internal Combustion (PRMVR=IC)
EXCLUDE | KS | Washington | 1329 | IC4 | DFO | IC | 2.6 | 2.3 | 0 | 0 |  |  | 0 | 0 |  | Electric Utility | N | OP |  | Internal Combustion (PRMVR=IC)
EXCLUDE | KS | Waste Management Rolling Meadows LFGTE | 57023 | GEN1 | LFG | IC | 0.8 | 0.8 | 0 | 0 |  |  | 0 | 0 |  | IPP Non-CHP | N | OP |  | Internal Combustion (PRMVR=IC)
EXCLUDE | KS | Waste Management Rolling Meadows LFGTE | 57023 | GEN2 | LFG | IC | 0.8 | 0.8 | 0 | 0 |  |  | 0 | 0 |  | IPP Non-CHP | N | OP |  | Internal Combustion (PRMVR=IC)
EXCLUDE | KS | Waste Management Rolling Meadows LFGTE | 57023 | GEN3 | LFG | IC | 0.8 | 0.8 | 0 | 0 |  |  | 0 | 0 |  | IPP Non-CHP | N | OP |  | Internal Combustion (PRMVR=IC)
EXCLUDE | KS | Waste Management Rolling Meadows LFGTE | 57023 | GEN4 | LFG | IC | 0.8 | 0.8 | 0 | 0 |  |  | 0 | 0 |  | IPP Non-CHP | N | OP |  | Internal Combustion (PRMVR=IC)
EXCLUDE | KS | Waste Management Rolling Meadows LFGTE | 57023 | GEN5 | LFG | IC | 0.8 | 0.8 | 0 | 0 |  |  | 0 | 0 |  | IPP Non-CHP | N | OP |  | Internal Combustion (PRMVR=IC)
EXCLUDE | KS | Waste Management Rolling Meadows LFGTE | 57023 | GEN6 | LFG | IC | 0.8 | 0.8 | 0 | 0 |  |  | 0 | 0 |  | IPP Non-CHP | N | OP |  | Internal Combustion (PRMVR=IC)
EXCLUDE | KS | Waste Management Rolling Meadows LFGTE | 57023 | GEN7 | LFG | IC | 0.8 | 0.8 | 0 | 0 |  |  | 0 | 0 |  | IPP Non-CHP | N | OP |  | Internal Combustion (PRMVR=IC)
EXCLUDE | KS | Waverly Wind Farm LLC | 57614 | GEN1 | WND | WT | 200 | 200 | 0 | 0 |  |  | 0 | 0 |  | IPP Non-CHP | N | P |  | Non Combustion (NUC, WAT, WND, GEO, or SUN)
EXCLUDE | KS | Wellington 1 | 1330 | 4 | NG | ST | 20 | 19.5 | 0 | 385 |  |  | 385 | 603.9013 |  | Electric Utility | N | OP |  | Steam unit (PRMVR=ST) under 25MW/250 MMBtu/hr
EXCLUDE | KS | Wellington 1 | 1330 | 5 | DFO | IC | 1 | 1 | 0 | 0 |  |  | 0 | 0 |  | Electric Utility | N | RE | 2005 | Internal Combustion (PRMVR=IC)
EXCLUDE | KS | Wellington 1 | 1330 | 7 | DFO | IC | 2 | 2 | 0 | 0 |  |  | 0 | 0 |  | Electric Utility | N | OP |  | Internal Combustion (PRMVR=IC)
EXCLUDE | KS | Wellington 1 | 1330 | 8 | DFO | IC | 2 | 2 | 0 | 0 |  |  | 0 | 0 |  | Electric Utility | N | OP |  | Internal Combustion (PRMVR=IC)
EXCLUDE | KS | Wellington 2 | 7339 | 6 | NG | GT | 20 | 21 | 0 | 3857 |  |  | 3857 | 3614.1736 |  | Electric Utility | N | OP |  | Simple Cycle Turbine (PRMVR=GT or OT) unit under 25MW
EXCLUDE | KS | West 14th Street | 1332 | GT1 | NG | GT | 11 | 11.1 | 0 | 109 |  |  | 109 | 122.8492 |  | Electric Utility | N | OP |  | Simple Cycle Turbine (PRMVR=GT or OT) unit under 25MW
EXCLUDE | KS | West 14th Street | 1332 | IC1 | DFO | IC | 1.6 | 1.6 | 0 | 0 |  |  | 0 | 0 |  | Electric Utility | N | IP |  | Internal Combustion (PRMVR=IC)
SSTLOGN | KS | West Gardner | 7929 | 1 | NG | GT | 91.3 | 77 | 975 | 10917.25 |  |  | 10917.25 | 10124.618 |  | Electric Utility | N | OP
SSTLOGN | KS | West Gardner | 7929 | 2 | NG | GT | 91.3 | 78.2 | 975 | 10917.25 |  |  | 10917.25 | 9726.057 |  | Electric Utility | N | OP
SSTLOGN | KS | West Gardner | 7929 | 3 | NG | GT | 91.3 | 76.9 | 975 | 10917.25 |  |  | 10917.25 | 9371.818 |  | Electric Utility | N | OP
SSTLOGN | KS | West Gardner | 7929 | 4 | NG | GT | 91.3 | 77.5 | 975 | 10917.25 |  |  | 10917.25 | 4303.037 |  | Electric Utility | N | OP
EXCLUDE | KS | Westar Wind | 56219 | J1 | WND | WT | 0.7 | 0.8 | 0 | 0 |  |  | 0 | 0 |  | Electric Utility | N | RE | 2008 | Non Combustion (NUC, WAT, WND, GEO, or SUN)
EXCLUDE | KS | Westar Wind | 56219 | J2 | WND | WT | 0.7 | 0.8 | 0 | 0 |  |  | 0 | 0 |  | Electric Utility | N | RE | 2008 | Non Combustion (NUC, WAT, WND, GEO, or SUN)
EXCLUDE | KS | Wichita Plant | 50169 | GEN1 | NG | GT | 32.7 | 27 | 0 | 1408 | 0.2801 | 16463.019 | 5026.7762 | 1416.3306 |  | Industrial CHP | Y | SB |  | Commercial/Industrial Unit
EXCLUDE | KS | Wolf Creek Generating Station | 210 | 1 | NUC | ST | 1267.7 | 1175 | 0 | 7318888 |  |  | 7318888 | 0 |  | Electric Utility | N | OP |  | Non Combustion (NUC, WAT, WND, GEO, or SUN)
EXCLUDE | KY | Barkley | 1371 | 1 | WAT | HY | 32.5 | 37 | 0 | 95393 |  |  | 95393 | 0 |  | Electric Utility | N | OP |  | Non Combustion (NUC, WAT, WND, GEO, or SUN)
EXCLUDE | KY | Barkley | 1371 | 2 | WAT | HY | 32.5 | 37 | 0 | 95393 |  |  | 95393 | 0 |  | Electric Utility | N | OP |  | Non Combustion (NUC, WAT, WND, GEO, or SUN)
EXCLUDE | KY | Barkley | 1371 | 3 | WAT | HY | 32.5 | 37 | 0 | 95393 |  |  | 95393 | 0 |  | Electric Utility | N | OP |  | Non Combustion (NUC, WAT, WND, GEO, or SUN)
EXCLUDE | KY | Barkley | 1371 | 4 | WAT | HY | 32.5 | 37 | 0 | 95393 |  |  | 95393 | 0 |  | Electric Utility | N | OP |  | Non Combustion (NUC, WAT, WND, GEO, or SUN)
EXCLUDE | KY | Bavarian LFGTE | 56277 | 1 | LFG | IC | 0.8 | 0.8 | 0 | 0 |  |  | 0 | 0 |  | Electric Utility | N | OP |  | Internal Combustion (PRMVR=IC)
EXCLUDE | KY | Bavarian LFGTE | 56277 | 2 | LFG | IC | 0.8 | 0.8 | 0 | 0 |  |  | 0 | 0 |  | Electric Utility | N | OP |  | Internal Combustion (PRMVR=IC)
EXCLUDE | KY | Bavarian LFGTE | 56277 | 3 | LFG | IC | 0.8 | 0.8 | 0 | 0 |  |  | 0 | 0 |  | Electric Utility | N | OP |  | Internal Combustion (PRMVR=IC)
EXCLUDE | KY | Bavarian LFGTE | 56277 | 4 | LFG | IC | 0.8 | 0.8 | 0 | 0 |  |  | 0 | 0 |  | Electric Utility | N | OP |  | Internal Combustion (PRMVR=IC)
COALST | KY | Big Sandy | 1353 | 1 | BIT | ST | 280.5 | 260 | 2512 | 1810749 |  |  | 1810749 | 1762878.177 |  | Electric Utility | N | OP | 2015
COALST | KY | Big Sandy | 1353 | 2 | BIT | ST | 816.3 | 800 | 8556 | 4562176 |  |  | 4562176 | 4440840.224 |  | Electric Utility | N | OP
SSTLOGN | KY | Bluegrass Generation LLC | 55164 | CT1 | NG | GT | 208 | 167 | 2076 | 11385.6667 |  |  | 11385.6667 | 8586.072 |  | Electric Utility/IPP Non-CHP | N | OP
SSTLOGN | KY | Bluegrass Generation LLC | 55164 | CT2 | NG | GT | 208 | 167 | 2076 | 11385.6667 |  |  | 11385.6667 | 8559.495 |  | Electric Utility/IPP Non-CHP | N | OP
SSTLOGN | KY | Bluegrass Generation LLC | 55164 | CT3 | NG | GT | 208 | 167 | 2076 | 11385.6667 |  |  | 11385.6667 | 5473.878 |  | Electric Utility/IPP Non-CHP | N | OP
EXCLUDE | KY | Calvert City | 55308 | GEN1 | NG | GT | 26.7 | 23 | 0 | 212661.96 | 0.43089 | 1277787.1545 | 493535.4553 | 236575.3659 |  | Industrial CHP | Y | OP |  | Commercial/Industrial Unit
COALST | KY | Cane Run | 1363 | 4 | BIT | ST | 163.2 | 155 | 1870 | 974308 |  |  | 974308 | 1069878.113 |  | Electric Utility | N | OP | 2016
COALST | KY | Cane Run | 1363 | 5 | BIT | ST | 209.4 | 168 | 2030 | 958713 |  |  | 958713 | 1072453.398 |  | Electric Utility | N | OP | 2016
COALST | KY | Cane Run | 1363 | 6 | BIT | ST | 272 | 240 | 2600 | 1289138 |  |  | 1289138 | 1349739.503 |  | Electric Utility | N | OP | 2016
EXCLUDE | KY | Cane Run | 1363 | 7 | NG | CC | 690 | 640 | 0 | 0 |  |  | 0 | 0 |  | Electric Utility | N | P |  | Status of operation (IP,L,P,T,or U)
EXCLUDE | KY | Cane Run | 1363 | 11 | NG | GT | 16.3 | 14 | 0 | 198 |  |  | 198 | 248.8543 |  | Electric Utility | N | SB |  | Simple Cycle Turbine (PRMVR=GT or OT) unit under 25MW
EXCLUDE | KY | Cannelton Hydroelectric Plant | 57399 | CG1 | WAT | HY | 29.3 | 29.3 | 0 | 0 |  |  | 0 | 0 |  | Electric Utility | N | U |  | Non Combustion (NUC, WAT, WND, GEO, or SUN)
EXCLUDE | KY | Cannelton Hydroelectric Plant | 57399 | CG2 | WAT | HY | 29.3 | 29.3 | 0 | 0 |  |  | 0 | 0 |  | Electric Utility | N | U |  | Non Combustion (NUC, WAT, WND, GEO, or SUN)
EXCLUDE | KY | Cannelton Hydroelectric Plant | 57399 | CG3 | WAT | HY | 29.3 | 29.3 | 0 | 0 |  |  | 0 | 0 |  | Electric Utility | N | U |  | Non Combustion (NUC, WAT, WND, GEO, or SUN)
EXCLUDE | KY | Cash Creek | 56107 | CT1 | SGC | CC | 226.5 | 226.5 | 0 | 0 |  |  | 0 | 0 |  | IPP Non-CHP | N | P |  | Status of operation (IP,L,P,T,or U)
EXCLUDE | KY | Cash Creek | 56107 | CT2 | SGC | CC | 226.5 | 226.5 | 0 | 0 |  |  | 0 | 0 |  | IPP Non-CHP | N | P |  | Status of operation (IP,L,P,T,or U)
EXCLUDE | KY | Cash Creek | 56107 | ST | SGC | CC | 382.2 | 523.9 | 0 | 0 |  |  | 0 | 0 |  | IPP Non-CHP | N | P |  | Status of operation (IP,L,P,T,or U)
COALST | KY | Cooper | 1384 | 1 | BIT | ST | 113.6 | 116 | 1381 | 619652 |  |  | 619652 | 614642.984 |  | Electric Utility | N | OP
COALST | KY | Cooper | 1384 | 2 | BIT | ST | 230.4 | 225 | 2418 | 1077118 |  |  | 1077118 | 1058094.814 |  | Electric Utility | N | OP
EXCLUDE | KY | Cox Waste to Energy | 54850 | 1 | WDS | ST | 4 | 3 | 0 | 6623.16 | 0.12592 | 209157.5482 | 52598.5882 | 46223.7091 |  | Industrial CHP | Y | OP |  | Non Fossil fuel type
EXCLUDE | KY | Cox Waste to Energy | 54850 | 2 | WDS | ST | 1 | 0.3 | 0 | 1655.79 | 0.12592 | 52289.387 | 13149.6471 | 11555.9273 |  | Industrial CHP | Y | OP |  | Non Fossil fuel type
COALST | KY | D B Wilson | 6823 | 1 | BIT | ST | 566.1 | 417 | 6099 | 3410808 |  |  | 3410808 | 3796179.85 |  | Electric Utility | N | OP
COALST | KY | Dale | 1385 | 1 | BIT | ST | 27 | 23 | 312.5 | 54366 |  |  | 54366 | 66400.132 |  | Electric Utility | N | OP
COALST | KY | Dale | 1385 | 2 | BIT | ST | 27 | 23 | 315.3 | 51781 |  |  | 51781 | 64367.395 |  | Electric Utility | N | OP
COALST | KY | Dale | 1385 | 3 | BIT | ST | 81 | 74 | 944 | 353286 |  |  | 353286 | 394142.343 |  | Electric Utility | N | OP
COALST | KY | Dale | 1385 | 4 | BIT | ST | 81 | 75 | 985 | 364067 |  |  | 364067 | 408963.958 |  | Electric Utility | N | OP
EXCLUDE | KY | Dix Dam | 1354 | 1 | WAT | HY | 9.4 | 8 | 0 | 27209.6667 |  |  | 27209.6667 | 0 |  | Electric Utility | N | OP |  | Non Combustion (NUC, WAT, WND, GEO, or SUN)
EXCLUDE | KY | Dix Dam | 1354 | 2 | WAT | HY | 9.4 | 8 | 0 | 27209.6667 |  |  | 27209.6667 | 0 |  | Electric Utility | N | OP |  | Non Combustion (NUC, WAT, WND, GEO, or SUN)
EXCLUDE | KY | Dix Dam | 1354 | 3 | WAT | HY | 9.4 | 8 | 0 | 27209.6667 |  |  | 27209.6667 | 0 |  | Electric Utility | N | OP |  | Non Combustion (NUC, WAT, WND, GEO, or SUN)
COALST | KY | E W Brown | 1355 | 1 | BIT | ST | 113.6 | 106 | 1386 | 317251 |  |  | 317251 | 415972.352 |  | Electric Utility | N | OP
COALST | KY | E W Brown | 1355 | 2 | BIT | ST | 179.5 | 166 | 2000 | 616832 |  |  | 616832 | 748775.472 |  | Electric Utility | N | OP
COALST | KY | E W Brown | 1355 | 3 | BIT | ST | 464 | 412 | 5000 | 1563842 |  |  | 1563842 | 1866296.113 |  | Electric Utility | N | OP
SSTLOGN | KY | E W Brown | 1355 | 5 | NG | GT | 123 | 112 | 1570 | 9136.6949 |  |  | 9136.6949 | 5236.451 |  | Electric Utility | N | OP
SSTLOGN | KY | E W Brown | 1355 | 6 | NG | GT | 176.8 | 146 | 1970 | 13133.0704 |  |  | 13133.0704 | 25988.933 |  | Electric Utility | N | OP
SSTLOGN | KY | E W Brown | 1355 | 7 | NG | GT | 176.8 | 146 | 1970 | 13133.0704 |  |  | 13133.0704 | 26305.153 |  | Electric Utility | N | OP
SSTLOGN | KY | E W Brown | 1355 | 8 | NG | GT | 126 | 102 | 1552 | 9359.5411 |  |  | 9359.5411 | 5433.348 |  | Electric Utility | N | OP
SSTLOGN | KY | E W Brown | 1355 | 9 | NG | GT | 126 | 102 | 1610 | 9359.5411 |  |  | 9359.5411 | 6194.356 |  | Electric Utility | N | OP
SSTLOGN | KY | E W Brown | 1355 | 10 | NG | GT | 126 | 102 | 1565 | 9359.5411 |  |  | 9359.5411 | 3052.664 |  | Electric Utility | N | OP
SSTLOGN | KY | E W Brown | 1355 | 11 | NG | GT | 126 | 102 | 1530 | 9359.5411 |  |  | 9359.5411 | 2840.686 |  | Electric Utility | N | OP
COALST | KY | East Bend | 6018 | 2 | BIT | ST | 669.3 | 600 | 7886 | 4250267 |  |  | 4250267 | 4402325.659 |  | Electric Utility | N | OP
COALST | KY | Elmer Smith | 1374 | 1 | BIT | ST | 163.2 | 137.7 | 5352 | 978749 |  |  | 978749 | 1142823.76 |  | Electric Utility | N | OP
COALST | KY | Elmer Smith | 1374 | 2 | BIT | ST | 282.1 | 261.9 | 6377 | 1711261 |  |  | 1711261 | 1953203.086 |  | Electric Utility | N | OP
COALST | KY | Ghent | 1356 | 1 | BIT | ST | 556.9 | 479 | 5500 | 3394813 |  |  | 3394813 | 3532960.472 |  | Electric Utility | N | OP
COALST | KY | Ghent | 1356 | 2 | BIT | ST | 556.3 | 495 | 5520 | 3345081 |  |  | 3345081 | 3406346.32 |  | Electric Utility | N | OP
COALST | KY | Ghent | 1356 | 3 | BIT | ST | 556.5 | 489 | 5500 | 2866840 |  |  | 2866840 | 2946361.718 |  | Electric Utility | N | OP
COALST | KY | Ghent | 1356 | 4 | BIT | ST | 556.2 | 469 | 5500 | 2899005 |  |  | 2899005 | 2846477.593 |  | Electric Utility | N | OP
EXCLUDE | KY | Green River | 1357 | 1 | BIT | ST | 37.5 | 22 | 0 | 0 |  |  | 0 | 0 |  | Electric Utility | N | RE | 2003 | Retired in 2003
EXCLUDE | KY | Green River | 1357 | 2 | BIT | ST | 37.5 | 22 | 0 | 0 |  |  | 0 | 0 |  | Electric Utility | N | RE | 2003 | Retired in 2003
COALST | KY | Green River | 1357 | 3 | BIT | ST | 75 | 68 | 1074 | 329516 |  |  | 329516 | 423307.854 |  | Electric Utility | N | OP | 2016
COALST | KY | Green River | 1357 | 4 | BIT | ST | 113.6 | 93 | 1386 | 458964 |  |  | 458964 | 466030.496 |  | Electric Utility | N | OP | 2016
EXCLUDE | KY | Green Valley LFGTE | 56278 | 1 | LFG | IC | 0.8 | 0.8 | 0 | 0 |  |  | 0 | 0 |  | Electric Utility | N | OP |  | Internal Combustion (PRMVR=IC)
EXCLUDE | KY | Green Valley LFGTE | 56278 | 2 | LFG | IC | 0.8 | 0.8 | 0 | 0 |  |  | 0 | 0 |  | Electric Utility | N | OP |  | Internal Combustion (PRMVR=IC)
EXCLUDE | KY | Green Valley LFGTE | 56278 | 3 | LFG | IC | 0.8 | 0.8 | 0 | 0 |  |  | 0 | 0 |  | Electric Utility | N | OP |  | Internal Combustion (PRMVR=IC)
EXCLUDE | KY | Green Valley LFGTE | 56278 | 4 | LFG | IC | 0.8 | 0.8 | 0 | 0 |  |  | 0 | 0 |  | Electric Utility | N | P |  | Internal Combustion (PRMVR=IC)
COALST | KY | H L Spurlock | 6041 | 1 | BIT | ST | 357.6 | 300 | 3641 | 1872656 |  |  | 1872656 | 1906187.069 |  | Electric Utility | N | OP
COALST | KY | H L Spurlock | 6041 | 2 | BIT | ST | 592.1 | 510 | 6314.9 | 3502986 |  |  | 3502986 | 3872640.813 |  | Electric Utility | N | OP
COALST | KY | H L Spurlock | 6041 | 3 | BIT | ST | 329.4 | 268 | 3112.5 | 1669507 |  |  | 1669507 | 1755150.381 |  | Electric Utility | N | OP
COALST | KY | H L Spurlock | 6041 | 4 | BIT | ST | 329.4 | 268 | 2800 | 1975364 |  |  | 1975364 | 1942796.494 |  | Electric Utility | N | OP
EXCLUDE | KY | Haefling | 1358 | 1 | NG | GT | 20.7 | 12 | 0 | 109.3333 |  |  | 109.3333 | 407.9777 |  | Electric Utility | N | OP |  | Simple Cycle Turbine (PRMVR=GT or OT) unit under 25MW
EXCLUDE | KY | Haefling | 1358 | 2 | NG | GT | 20.7 | 12 | 0 | 109.3333 |  |  | 109.3333 | 407.9777 |  | Electric Utility | N | OP |  | Simple Cycle Turbine (PRMVR=GT or OT) unit under 25MW
EXCLUDE | KY | Haefling | 1358 | 3 | NG | GT | 20.7 | 12 | 0 | 109.3333 |  |  | 109.3333 | 407.9777 |  | Electric Utility | N | OP |  | Simple Cycle Turbine (PRMVR=GT or OT) unit under 25MW
EXCLUDE | KY | Hardin County LFGTE | 56280 | 1 | LFG | IC | 0.8 | 0.8 | 0 | 0 |  |  | 0 | 0 |  | Electric Utility | N | OP |  | Internal Combustion (PRMVR=IC)
EXCLUDE | KY | Hardin County LFGTE | 56280 | 2 | LFG | IC | 0.8 | 0.8 | 0 | 0 |  |  | 0 | 0 |  | Electric Utility | N | OP |  | Internal Combustion (PRMVR=IC)
EXCLUDE | KY | Hardin County LFGTE | 56280 | 3 | LFG | IC | 0.8 | 0.8 | 0 | 0 |  |  | 0 | 0 |  | Electric Utility | N | OP |  | Internal Combustion (PRMVR=IC)
EXCLUDE | KY | Hardinsburg Electric Generating Station | 55227 | GT1 | NG | GT | 59 | 45 | 0 | 0 |  |  | 0 | 0 |  | IPP Non-CHP | N | IP |  | Status of operation (IP,L,P,T,or U)
EXCLUDE | KY | Hardinsburg Electric Generating Station | 55227 | GT2 | NG | GT | 59 | 45 | 0 | 0 |  |  | 0 | 0 |  | IPP Non-CHP | N | IP |  | Status of operation (IP,L,P,T,or U)
EXCLUDE | KY | Hardinsburg Electric Generating Station | 55227 | GT3 | NG | GT | 59 | 45 | 0 | 0 |  |  | 0 | 0 |  | IPP Non-CHP | N | IP |  | Status of operation (IP,L,P,T,or U)
EXCLUDE | KY | Hardinsburg Electric Generating Station | 55227 | GT4 | NG | GT | 59 | 45 | 0 | 0 |  |  | 0 | 0 |  | IPP Non-CHP | N | IP |  | Status of operation (IP,L,P,T,or U)
EXCLUDE | KY | Hardinsburg Electric Generating Station | 55227 | GT5 | NG | GT | 59 | 45 | 0 | 0 |  |  | 0 | 0 |  | IPP Non-CHP | N | IP |  | Status of operation (IP,L,P,T,or U)
EXCLUDE | KY | Hardinsburg Electric Generating Station | 55227 | GT6 | NG | GT | 59 | 45 | 0 | 0 |  |  | 0 | 0 |  | IPP Non-CHP | N | IP |  | Status of operation (IP,L,P,T,or U)
EXCLUDE | KY | Hardinsburg Electric Generating Station | 55227 | GT7 | NG | GT | 59 | 45 | 0 | 0 |  |  | 0 | 0 |  | IPP Non-CHP | N | IP |  | Status of operation (IP,L,P,T,or U)
EXCLUDE | KY | Hardinsburg Electric Generating Station | 55227 | GT8 | NG | GT | 59 | 45 | 0 | 0 |  |  | 0 | 0 |  | IPP Non-CHP | N | IP |  | Status of operation (IP,L,P,T,or U)
COALST | KY | HMP&L Station Two Henderson | 1382 | 1 | BIT | ST | 200 | 153 | 1976 | 1010643 |  |  | 1010643 | 1254989.312 |  | Electric Utility | N | OP
COALST | KY | HMP&L Station Two Henderson | 1382 | 2 | BIT | ST | 205 | 159 | 1983 | 964199 |  |  | 964199 | 1244114.738 |  | Electric Utility | N | OP
SSTLOGN | KY | J K Smith | 54 | GT1 | NG | GT | 149 | 104 | 1777.5488 | 72579.6655 |  |  | 72579.6655 | 49931.9924 |  | Electric Utility | N | OP
SSTLOGN | KY | J K Smith | 54 | GT10 | NG | GT | 98 | 88 | 1169.1261 | 47736.9612 |  |  | 47736.9612 | 32841.1762 |  | Electric Utility | N | OP
EXCLUDE | KY | J K Smith | 54 | GT11 | NG | GT | 98 | 74 | 0 | 0 |  |  | 0 | 0 |  | Electric Utility | N | IP |  | Status of operation (IP,L,P,T,or U)
EXCLUDE | KY | J K Smith | 54 | GT12 | NG | GT | 98 | 74 | 0 | 0 |  |  | 0 | 0 |  | Electric Utility | N | IP |  | Status of operation (IP,L,P,T,or U)
SSTLOGN | KY | J K Smith | 54 | GT2 | NG | GT | 149 | 104 | 1777.5488 | 72579.6655 |  |  | 72579.6655 | 49931.9924 |  | Electric Utility | N | OP
SSTLOGN | KY | J K Smith | 54 | GT3 | NG | GT | 149 | 104 | 1777.5488 | 72579.6655 |  |  | 72579.6655 | 49931.9924 |  | Electric Utility | N | OP
SSTLOGN | KY | J K Smith | 54 | GT4 | NG | GT | 108 | 74 | 1288.4246 | 52608.0797 |  |  | 52608.0797 | 36192.3166 |  | Electric Utility | N | OP
SSTLOGN | KY | J K Smith | 54 | GT5 | NG | GT | 108 | 74 | 1288.4246 | 52608.0797 |  |  | 52608.0797 | 36192.3166 |  | Electric Utility | N | OP
SSTLOGN | KY | J K Smith | 54 | GT6 | NG | GT | 98 | 74 | 1169.1261 | 47736.9612 |  |  | 47736.9612 | 32841.1762 |  | Electric Utility | N | OP
SSTLOGN | KY | J K Smith | 54 | GT7 | NG | GT | 98 | 74 | 1169.1261 | 47736.9612 |  |  | 47736.9612 | 32841.1762 |  | Electric Utility | N | OP
EXCLUDE | KY | J K Smith | 54 | GT8 | NG | GT | 83 | 74 | 0 | 0 |  |  | 0 | 0 |  | Electric Utility | N | IP |  | Status of operation (IP,L,P,T,or U)
SSTLOGN | KY | J K Smith | 54 | GT9 | NG | GT | 98 | 88 | 1169.1261 | 47736.9612 |  |  | 47736.9612 | 32841.1762 |  | Electric Utility | N | OP
EXCLUDE | KY | J K Smith | 54 | ST1 | BIT | ST | 329.4 | 278 | 0 | 0 |  |  | 0 | 0 |  | Electric Utility | N | IP |  | Status of operation (IP,L,P,T,or U)
COALST | KY | Kenneth C Coleman | 1381 | 1 | BIT | ST | 205 | 150 | 1905 | 1125022 |  |  | 1125022 | 1276543.181 |  | Electric Utility | N | OP
COALST | KY | Kenneth C Coleman | 1381 | 2 | BIT | ST | 205 | 138 | 1777 | 1027417 |  |  | 1027417 | 1268667.385 |  | Electric Utility | N | OP
COALST | KY | Kenneth C Coleman | 1381 | 3 | BIT | ST | 192 | 155 | 2329 | 1155921 |  |  | 1155921 | 1311190.773 |  | Electric Utility | N | OP
EXCLUDE | KY | Kentucky Dam | 1377 | 1 | WAT | HY | 44.6 | 44 | 0 | 230655.8573 |  |  | 230655.8573 | 0 |  | Electric Utility | N | OP |  | Non Combustion (NUC, WAT, WND, GEO, or SUN)
EXCLUDE | KY | Kentucky Dam | 1377 | 2 | WAT | HY | 42.4 | 45.4 | 0 | 219278.2141 |  |  | 219278.2141 | 0 |  | Electric Utility | N | OP |  | Non Combustion (NUC, WAT, WND, GEO, or SUN)
EXCLUDE | KY | Kentucky Dam | 1377 | 3 | WAT | HY | 42.4 | 44.9 | 0 | 219278.2141 |  |  | 219278.2141 | 0 |  | Electric Utility | N | OP |  | Non Combustion (NUC, WAT, WND, GEO, or SUN)
EXCLUDE | KY | Kentucky Dam | 1377 | 4 | WAT | HY | 44.6 | 43.1 | 0 | 230655.8573 |  |  | 230655.8573 | 0 |  | Electric Utility | N | OP |  | Non Combustion (NUC, WAT, WND, GEO, or SUN)
EXCLUDE | KY | Kentucky Dam | 1377 | 5 | WAT | HY | 44.6 | 45.1 | 0 | 230655.8573 |  |  | 230655.8573 | 0 |  | Electric Utility | N | OP |  | Non Combustion (NUC, WAT, WND, GEO, or SUN)
EXCLUDE | KY | Kentucky Mills | 55429 | 1 | BLQ | ST | 88 | 49 | 0 | 358509 | 0.23942 | 5181309.3255 | 1497425.1765 | 1329829.1292 |  | Industrial CHP | Y | OP |  | Commercial/Industrial Unit
EXCLUDE | KY | Lafarge | 57955 | 1 | NG | GT | 5.2 |  | 0 | 0 | 1 | 0 | 0 | 0 |  | Industrial Non-CHP | Y | OA |  | Simple Cycle Turbine (PRMVR=GT or OT) unit under 25MW
EXCLUDE | KY | Laurel | 6171 | 1 | WAT | HY | 70 | 61 | 0 | 84207 |  |  | 84207 | 0 |  | Electric Utility | N | OP |  | Non Combustion (NUC, WAT, WND, GEO, or SUN)
EXCLUDE | KY | Laurel Ridge LFGTE | 56279 | 1 | LFG | IC | 0.8 | 0.8 | 0 | 0 |  |  | 0 | 0 |  | Electric Utility | N | OP |  | Internal Combustion (PRMVR=IC)
EXCLUDE | KY | Laurel Ridge LFGTE | 56279 | 2 | LFG | IC | 0.8 | 0.8 | 0 | 0 |  |  | 0 | 0 |  | Electric Utility | N | OP |  | Internal Combustion (PRMVR=IC)
EXCLUDE | KY | Laurel Ridge LFGTE | 56279 | 3 | LFG | IC | 0.8 | 0.8 | 0 | 0 |  |  | 0 | 0 |  | Electric Utility | N | OP |  | Internal Combustion (PRMVR=IC)
EXCLUDE | KY | Laurel Ridge LFGTE | 56279 | 4 | LFG | IC | 0.8 | 0.8 | 0 | 0 |  |  | 0 | 0 |  | Electric Utility | N | OP |  | Internal Combustion (PRMVR=IC)
EXCLUDE | KY | Laurel Ridge LFGTE | 56279 | 5 | LFG | IC | 0.8 | 0.8 | 0 | 0 |  |  | 0 | 0 |  | Electric Utility | N | OP |  | Internal Combustion (PRMVR=IC)
SSTLOGN | KY | Marshall Energy Facility | 55232 | CT1 | NG | GT | 86 | 77.6 | 1192 | 10526.125 |  |  | 10526.125 | 8495.367 |  | Electric Utility | N | OP
SSTLOGN | KY | Marshall Energy Facility | 55232 | CT2 | NG | GT | 86 | 77.6 | 1192 | 10526.125 |  |  | 10526.125 | 7773.885 |  | Electric Utility | N | OP
SSTLOGN | KY | Marshall Energy Facility | 55232 | CT3 | NG | GT | 86 | 77.6 | 1192 | 10526.125 |  |  | 10526.125 | 6368.81 |  | Electric Utility | N | OP
SSTLOGN | KY | Marshall Energy Facility | 55232 | CT4 | NG | GT | 86 | 77.6 | 1192 | 10526.125 |  |  | 10526.125 | 5840.575 |  | Electric Utility | N | SB
SSTLOGN | KY | Marshall Energy Facility | 55232 | CT5 | NG | GT | 86 | 77.6 | 1192 | 10526.125 |  |  | 10526.125 | 7463.093 |  | Electric Utility | N | SB
SSTLOGN | KY | Marshall Energy Facility | 55232 | CT6 | NG | GT | 86 | 77.6 | 1192 | 10526.125 |  |  | 10526.125 | 8382.814 |  | Electric Utility | N | SB
SSTLOGN | KY | Marshall Energy Facility | 55232 | CT7 | NG | GT | 86 | 77.6 | 1192 | 10526.125 |  |  | 10526.125 | 8467.425 |  | Electric Utility | N | SB
SSTLOGN | KY | Marshall Energy Facility | 55232 | CT8 | NG | GT | 86 | 77.6 | 1192 | 10526.125 |  |  | 10526.125 | 8303.614 |  | Electric Utility | N | SB
EXCLUDE | KY | Mason County LFGTE | 56977 | 1 | LFG | IC | 2 | 1.6 | 0 | 0 |  |  | 0 | 0 |  | Electric Utility | N | OP |  | Internal Combustion (PRMVR=IC)
EXCLUDE | KY | Meldahl Hydroelectric Project | 56872 | 1 | WAT | HY | 35 | 35 | 0 | 0 |  |  | 0 | 0 |  | Electric Utility | N | U |  | Non Combustion (NUC, WAT, WND, GEO, or SUN)
EXCLUDE | KY | Meldahl Hydroelectric Project | 56872 | 2 | WAT | HY | 35 | 35 | 0 | 0 |  |  | 0 | 0 |  | Electric Utility | N | U |  | Non Combustion (NUC, WAT, WND, GEO, or SUN)
EXCLUDE | KY | Meldahl Hydroelectric Project | 56872 | 3 | WAT | HY | 35 | 35 | 0 | 0 |  |  | 0 | 0 |  | Electric Utility | N | U |  | Non Combustion (NUC, WAT, WND, GEO, or SUN)
COALST | KY | Mill Creek | 1364 | 1 | BIT | ST | 355.5 | 303 | 3300 | 2044330 |  |  | 2044330 | 2035282.362 |  | Electric Utility | N | OP
COALST | KY | Mill Creek | 1364 | 2 | BIT | ST | 355.5 | 301 | 3500 | 1980508 |  |  | 1980508 | 2214454.672 |  | Electric Utility | N | OP
COALST | KY | Mill Creek | 1364 | 3 | BIT | ST | 462.6 | 391 | 4400 | 1876684 |  |  | 1876684 | 1885961.969 |  | Electric Utility | N | OP
COALST | KY | Mill Creek | 1364 | 4 | BIT | ST | 543.6 | 477 | 5500 | 3160051 |  |  | 3160051 | 3286144.605 |  | Electric Utility | N | OP
EXCLUDE | KY | Mother Ann Lee | 1359 | 1 | WAT | HY | 0.6 | 0.7 | 0 | 3228 |  |  | 3228 | 0 |  | IPP Non-CHP | N | OP |  | Non Combustion (NUC, WAT, WND, GEO, or SUN)
EXCLUDE | KY | Mother Ann Lee | 1359 | 2 | WAT | HY | 0.6 | 0.7 | 0 | 3228 |  |  | 3228 | 0 |  | IPP Non-CHP | N | OP |  | Non Combustion (NUC, WAT, WND, GEO, or SUN)
EXCLUDE | KY | Mother Ann Lee | 1359 | 3 | WAT | HY | 0.6 | 0.7 | 0 | 3228 |  |  | 3228 | 0 |  | IPP Non-CHP | N | OP |  | Non Combustion (NUC, WAT, WND, GEO, or SUN)
EXCLUDE | KY | Ohio Falls | 1365 | 1 | WAT | HY | 10 | 6 | 0 | 24518.1925 |  |  | 24518.1925 | 0 |  | Electric Utility | N | OP |  | Non Combustion (NUC, WAT, WND, GEO, or SUN)
EXCLUDE | KY | Ohio Falls | 1365 | 2 | WAT | HY | 10 | 6 | 0 | 24518.1925 |  |  | 24518.1925 | 0 |  | Electric Utility | N | OP |  | Non Combustion (NUC, WAT, WND, GEO, or SUN)
EXCLUDE | KY | Ohio Falls | 1365 | 3 | WAT | HY | 10 | 6 | 0 | 24518.1925 |  |  | 24518.1925 | 0 |  | Electric Utility | N | OP |  | Non Combustion (NUC, WAT, WND, GEO, or SUN)
EXCLUDE | KY | Ohio Falls | 1365 | 4 | WAT | HY | 10 | 6 | 0 | 24518.1925 |  |  | 24518.1925 | 0 |  | Electric Utility | N | OP |  | Non Combustion (NUC, WAT, WND, GEO, or SUN)
EXCLUDE | KY | Ohio Falls | 1365 | 5 | WAT | HY | 10 | 6 | 0 | 24518.1925 |  |  | 24518.1925 | 0 |  | Electric Utility | N | OP |  | Non Combustion (NUC, WAT, WND, GEO, or SUN)
EXCLUDE | KY | Ohio Falls | 1365 | 6 | WAT | HY | 12.6 | 8 | 0 | 30892.9225 |  |  | 30892.9225 | 0 |  | Electric Utility | N | OP |  | Non Combustion (NUC, WAT, WND, GEO, or SUN)
EXCLUDE | KY | Ohio Falls | 1365 | 7 | WAT | HY | 12.6 | 8 | 0 | 30892.9225 |  |  | 30892.9225 | 0 |  | Electric Utility | N | OP |  | Non Combustion (NUC, WAT, WND, GEO, or SUN)
EXCLUDE | KY | Ohio Falls | 1365 | 8 | WAT | HY | 10 | 6 | 0 | 24518.1925 |  |  | 24518.1925 | 0 |  | Electric Utility | N | OP |  | Non Combustion (NUC, WAT, WND, GEO, or SUN)
EXCLUDE | KY | Paddys Run | 1366 | 11 | NG | GT | 16 | 12 | 162.3301 | 2207.5199 |  |  | 2207.5199 | 1227.3545 |  | Electric Utility | N | SB |  | Simple Cycle Turbine (PRMVR=GT or OT) unit under 25MW
SSTLOGN | KY | Paddys Run | 1366 | 12 | NG | GT | 32.6 | 23 | 330.7476 | 4497.8217 |  |  | 4497.8217 | 2500.7348 |  | Electric Utility | N | SB
SSTLOGN | KY | Paddys Run | 1366 | 13 | NG | GT | 178 | 147 | 1805.9223 | 24558.6584 |  |  | 24558.6584 | 13654.3187 |  | Electric Utility | N | OP
COALST | KY | Paradise | 1378 | 1 | BIT | ST | 704 | 628 | 9287 | 3855938 |  |  | 3855938 | 4129858.153 |  | Electric Utility | N | OP
COALST | KY | Paradise | 1378 | 2 | BIT | ST | 704 | 602 | 8069 | 4886320 |  |  | 4886320 | 5428296.232 |  | Electric Utility | N | OP
COALST | KY | Paradise | 1378 | 3 | BIT | ST | 1150.2 | 971 | 14771 | 3707354 |  |  | 3707354 | 4074894.236 |  | Electric Utility | N | OP
EXCLUDE | KY | Paris | 1376 | 1 | DFO | IC | 1.3 | 1.4 | 0 | 0 |  |  | 0 | 0 |  | Electric Utility | N | OP |  | Internal Combustion (PRMVR=IC)
EXCLUDE | KY | Paris | 1376 | 2 | DFO | IC | 1.3 | 1.4 | 0 | 0 |  |  | 0 | 0 |  | Electric Utility | N | OP |  | Internal Combustion (PRMVR=IC)
EXCLUDE | KY | Paris | 1376 | 3 | DFO | IC | 0.7 | 0.8 | 0 | 0 |  |  | 0 | 0 |  | Electric Utility | N | OP |  | Internal Combustion (PRMVR=IC)
EXCLUDE | KY | Paris | 1376 | 4 | DFO | IC | 0.9 | 1.1 | 0 | 0 |  |  | 0 | 0 |  | Electric Utility | N | OP |  | Internal Combustion (PRMVR=IC)
EXCLUDE | KY | Paris | 1376 | 5 | DFO | IC | 1.1 | 1.2 | 0 | 0 |  |  | 0 | 0 |  | Electric Utility | N | OP |  | Internal Combustion (PRMVR=IC)
EXCLUDE | KY | Paris | 1376 | 6 | DFO | IC | 3.1 | 3 | 0 | 0 |  |  | 0 | 0 |  | Electric Utility | N | OP |  | Internal Combustion (PRMVR=IC)
EXCLUDE | KY | Paris | 1376 | 7 | DFO | IC | 3.1 | 3 | 0 | 0 |  |  | 0 | 0 |  | Electric Utility | N | OP |  | Internal Combustion (PRMVR=IC)
EXCLUDE | KY | Pendleton County LFGTE | 56327 | 1 | LFG | IC | 0.8 | 0.8 | 0 | 0 |  |  | 0 | 0 |  | Electric Utility | N | OP |  | Internal Combustion (PRMVR=IC)
EXCLUDE | KY | Pendleton County LFGTE | 56327 | 2 | LFG | IC | 0.8 | 0.8 | 0 | 0 |  |  | 0 | 0 |  | Electric Utility | N | OP |  | Internal Combustion (PRMVR=IC)
EXCLUDE | KY | Pendleton County LFGTE | 56327 | 3 | LFG | IC | 0.8 | 0.8 | 0 | 0 |  |  | 0 | 0 |  | Electric Utility | N | OP |  | Internal Combustion (PRMVR=IC)
EXCLUDE | KY | Pendleton County LFGTE | 56327 | 4 | LFG | IC | 0.8 | 0.8 | 0 | 0 |  |  | 0 | 0 |  | Electric Utility | N | OP |  | Internal Combustion (PRMVR=IC)
EXCLUDE | KY | Pineville | 1360 | 3 | BIT | ST | 37.5 | 32 | 0 | 0 |  |  | 0 | 0 |  | Electric Utility | N | RE | 2002 | Retired in 2002
SSTLOGN | KY | PPS Power Plant No 1 | 56556 | 1 | NG | GT | 60 | 55 | 664 | 11912 |  |  | 11912 | 9844.257 |  | IPP Non-CHP | N | OP
SSTLOGN | KY | PPS Power Plant No 1 | 56556 | 2 | NG | GT | 60 | 55 | 664 | 11912 |  |  | 11912 | 9084.723 |  | IPP Non-CHP | N | OP
COALST | KY | R D Green | 6639 | 1 | BIT | ST | 293 | 231 | 2820 | 1708534 |  |  | 1708534 | 1929509.1 |  | Electric Utility | N | OP
COALST | KY | R D Green | 6639 | 2 | BIT | ST | 293 | 223 | 2660 | 1761632 |  |  | 1761632 | 2075166.875 |  | Electric Utility | N | OP
SSTLOGN | KY | Riverside Generating LLC | 55198 | GTG1 | NG | GT | 230 | 165 | 2133 | 17289.6 |  |  | 17289.6 | 15002.379 |  | Electric Utility/IPP Non-CHP | N | OP
SSTLOGN | KY | Riverside Generating LLC | 55198 | GTG2 | NG | GT | 230 | 165 | 2133 | 17289.6 |  |  | 17289.6 | 13913.554 |  | Electric Utility/IPP Non-CHP | N | OP
SSTLOGN | KY | Riverside Generating LLC | 55198 | GTG3 | NG | GT | 230 | 165 | 2133 | 17289.6 |  |  | 17289.6 | 10243.996 |  | Electric Utility/IPP Non-CHP | N | OP
SSTLOGN | KY | Riverside Generating LLC | 55198 | GTG4 | NG | GT | 230 | 165 | 2133 | 17289.6 |  |  | 17289.6 | 10048.491 |  | Electric Utility/IPP Non-CHP | N | OP
SSTLOGN | KY | Riverside Generating LLC | 55198 | GTG5 | NG | GT | 230 | 165 | 2133 | 17289.6 |  |  | 17289.6 | 7675.286 |  | Electric Utility/IPP Non-CHP | N | OP
COALST | KY | Robert A Reid | 1383 | 1 | BIT | ST | 96 | 65 | 837 | 95024 |  |  | 95024 | 142909.65 |  | Electric Utility | N | OP
SSTLOGN | KY | Robert A Reid | 1383 | GEN2 | NG | GT | 98.8 | 58 | 803.5 | 10376.6629 |  |  | 10376.6629 | 7252.7417 |  | Electric Utility | N | SB
COALST | KY | Shawnee | 1379 | 1 | BIT | ST | 175 | 134 | 2145 | 784304.4967 |  |  | 784304.4967 | 979368.55 |  | Electric Utility | N | OP
COALST | KY | Shawnee | 1379 | 2 | BIT | ST | 175 | 134 | 2316 | 784304.4967 |  |  | 784304.4967 | 975578.199 |  | Electric Utility | N | OP
COALST | KY | Shawnee | 1379 | 3 | BIT | ST | 175 | 134 | 2296 | 784304.4967 |  |  | 784304.4967 | 931188.886 |  | Electric Utility | N | OP
COALST | KY | Shawnee | 1379 | 4 | BIT | ST | 175 | 134 | 2112 | 784304.4967 |  |  | 784304.4967 | 944552.124 |  | Electric Utility | N | OP
COALST | KY | Shawnee | 1379 | 5 | BIT | ST | 175 | 134 | 2284 | 784304.4967 |  |  | 784304.4967 | 964449.894 |  | Electric Utility | N | OP
COALST | KY | Shawnee | 1379 | 6 | BIT | ST | 175 | 134 | 1972 | 784304.4967 |  |  | 784304.4967 | 991182.05 |  | Electric Utility | N | OP
COALST | KY | Shawnee | 1379 | 7 | BIT | ST | 175 | 134 | 2589 | 784304.4967 |  |  | 784304.4967 | 1026529.727 |  | Electric Utility | N | OP
COALST | KY | Shawnee | 1379 | 8 | BIT | ST | 175 | 134 | 2663 | 784304.4967 |  |  | 784304.4967 | 1010300.745 |  | Electric Utility | N | OP
COALST | KY | Shawnee | 1379 | 9 | BIT | ST | 175 | 134 | 2782 | 784304.4967 |  |  | 784304.4967 | 928403.102 |  | Electric Utility | N | OP
COALST | KY | Shawnee | 1379 | 10 | BIT | ST | 175 | 124 | 0 | 784304.4967 |  |  | 784304.4967 | 858555.8939 |  | Electric Utility | N | OS
EXCLUDE | KY | Smithland Hydroelectric Plant | 57400 | SG1 | WAT | HY | 25.3 | 25.3 | 0 | 0 |  |  | 0 | 0 |  | Electric Utility | N | U |  | Non Combustion (NUC, WAT, WND, GEO, or SUN)
EXCLUDE | KY | Smithland Hydroelectric Plant | 57400 | SG2 | WAT | HY | 25.3 | 25.3 | 0 | 0 |  |  | 0 | 0 |  | Electric Utility | N | U |  | Non Combustion (NUC, WAT, WND, GEO, or SUN)
EXCLUDE | KY | Smithland Hydroelectric Plant | 57400 | SG3 | WAT | HY | 25.3 | 25.3 | 0 | 0 |  |  | 0 | 0 |  | Electric Utility | N | U |  | Non Combustion (NUC, WAT, WND, GEO, or SUN)
COALST | KY | Trimble County | 6071 | 1 | BIT | ST | 566.1 | 511 | 5590 | 3212039 |  |  | 3212039 | 3342857.751 |  | Electric Utility | N | OP
COALST | KY | Trimble County | 6071 | 2 | BIT | ST | 834 | 731.9 | 7490 | 4616252 |  |  | 4616252 | 4629485.536 |  | Electric Utility | N | OP
SSTLOGN | KY | Trimble County | 6071 | 5 | NG | GT | 199 | 157 | 2050 | 63876.1667 |  |  | 63876.1667 | 43830.468 |  | Electric Utility | N | OP
SSTLOGN | KY | Trimble County | 6071 | 6 | NG | GT | 199 | 157 | 2050 | 63876.1667 |  |  | 63876.1667 | 48551.263 |  | Electric Utility | N | OP
SSTLOGN | KY | Trimble County | 6071 | 7 | NG | GT | 199 | 157 | 2050 | 63876.1667 |  |  | 63876.1667 | 51416.617 |  | Electric Utility | N | OP
SSTLOGN | KY | Trimble County | 6071 | 8 | NG | GT | 199 | 157 | 2050 | 63876.1667 |  |  | 63876.1667 | 39262.216 |  | Electric Utility | N | OP
SSTLOGN | KY | Trimble County | 6071 | 9 | NG | GT | 199 | 157 | 2050 | 63876.1667 |  |  | 63876.1667 | 54855.007 |  | Electric Utility | N | OP
SSTLOGN | KY | Trimble County | 6071 | 10 | NG | GT | 199 | 157 | 2050 | 63876.1667 |  |  | 63876.1667 | 34586.662 |  | Electric Utility | N | OP
EXCLUDE | KY | Tyrone | 1361 | 1 | DFO | ST | 31.2 | 27 | 0 | 0 |  |  | 0 | 0 |  | Electric Utility | N | RE | 2007 | Retired in 2007
EXCLUDE | KY | Tyrone | 1361 | 2 | DFO | ST | 31.2 | 31 | 0 | 0 |  |  | 0 | 0 |  | Electric Utility | N | RE | 2007 | Retired in 2007
COALST | KY | Tyrone | 1361 | 3 | BIT | ST | 75 | 71 | 0 | 23361 |  |  | 23361 | 33821.6108 |  | Electric Utility | N | SB
EXCLUDE | KY | Unknown | 7894 | 1 | NG | GT | 181 | 148 | 0 | 0 |  |  | 0 | 0 |  | Electric Utility | N | IP |  | Status of operation (IP,L,P,T,or U)
EXCLUDE | KY | Unknown | 7894 | 2 | NG | GT | 181 | 148 | 0 | 0 |  |  | 0 | 0 |  | Electric Utility | N | IP |  | Status of operation (IP,L,P,T,or U)
EXCLUDE | KY | Unknown | 7894 | 3 | NG | GT | 181 | 148 | 0 | 0 |  |  | 0 | 0 |  | Electric Utility | N | IP |  | Status of operation (IP,L,P,T,or U)
EXCLUDE | KY | Unknown | 7894 | 4 | NG | GT | 185 | 160 | 0 | 0 |  |  | 0 | 0 |  | Electric Utility | N | IP |  | Status of operation (IP,L,P,T,or U)
EXCLUDE | KY | Unknown | 7894 | 5 | NG | GT | 185 | 160 | 0 | 0 |  |  | 0 | 0 |  | Electric Utility | N | IP |  | Status of operation (IP,L,P,T,or U)
EXCLUDE | KY | Unknown | 7894 | 6 | NG | GT | 185 | 150 | 0 | 0 |  |  | 0 | 0 |  | Electric Utility | N | IP |  | Status of operation (IP,L,P,T,or U)
EXCLUDE | KY | Unknown | 7894 | 7 | NG | GT | 185 | 150 | 0 | 0 |  |  | 0 | 0 |  | Electric Utility | N | IP |  | Status of operation (IP,L,P,T,or U)
EXCLUDE | KY | Unknown | 7894 | 8 | NG | GT | 185 | 160 | 0 | 0 |  |  | 0 | 0 |  | Electric Utility | N | IP |  | Status of operation (IP,L,P,T,or U)
EXCLUDE | KY | Waterside | 1367 | 7 | NG | GT | 20 | 11 | 0 | 0 |  |  | 0 | 0 |  | Electric Utility | N | RE | 2006 | Simple Cycle Turbine (PRMVR=GT or OT) unit under 25MW
EXCLUDE | KY | Waterside | 1367 | 8 | NG | GT | 25 | 11 | 0 | 0 |  |  | 0 | 0 |  | Electric Utility | N | RE | 2006 | Retired in 2006
EXCLUDE | KY | Wolf Creek | 1380 | 1 | WAT | HY | 45 | 52 | 0 | 178800.1667 |  |  | 178800.1667 | 0 |  | Electric Utility | N | OP |  | Non Combustion (NUC, WAT, WND, GEO, or SUN)
EXCLUDE | KY | Wolf Creek | 1380 | 2 | WAT | HY | 45 | 52 | 0 | 178800.1667 |  |  | 178800.1667 | 0 |  | Electric Utility | N | OP |  | Non Combustion (NUC, WAT, WND, GEO, or SUN)
EXCLUDE | KY | Wolf Creek | 1380 | 3 | WAT | HY | 45 | 52 | 0 | 178800.1667 |  |  | 178800.1667 | 0 |  | Electric Utility | N | OP |  | Non Combustion (NUC, WAT, WND, GEO, or SUN)
EXCLUDE | KY | Wolf Creek | 1380 | 4 | WAT | HY | 45 | 52 | 0 | 178800.1667 |  |  | 178800.1667 | 0 |  | Electric Utility | N | OP |  | Non Combustion (NUC, WAT, WND, GEO, or SUN)
EXCLUDE | KY | Wolf Creek | 1380 | 5 | WAT | HY | 45 | 52 | 0 | 178800.1667 |  |  | 178800.1667 | 0 |  | Electric Utility | N | OP |  | Non Combustion (NUC, WAT, WND, GEO, or SUN)
EXCLUDE | KY | Wolf Creek | 1380 | 6 | WAT | HY | 45 | 52 | 0 | 178800.1667 |  |  | 178800.1667 | 0 |  | Electric Utility | N | OP |  | Non Combustion (NUC, WAT, WND, GEO, or SUN)
EXCLUDE | KY | Zorn | 1368 | 1 | NG | GT | 18 | 14 | 0 | -73 |  |  | -73 | 49.6774 |  | Electric Utility | N | SB |  | Simple Cycle Turbine (PRMVR=GT or OT) unit under 25MW
EXCLUDE | LA | A B Paterson | 1407 | 3 | NG | ST | 51.7 | 40 | 0 | 0 |  |  | 0 | 0 |  | Electric Utility | N | RE | 2010 | Retired in 2010
EXCLUDE | LA | A B Paterson | 1407 | 4 | NG | ST | 81.2 | 72 | 0 | 0 |  |  | 0 | 0 |  | Electric Utility | N | RE | 2010 | Retired in 2010
EXCLUDE | LA | A B Paterson | 1407 | 5 | DFO | GT | 16 | 11 | 0 | 0 |  |  | 0 | 0 |  | Electric Utility | N | RE | 2010 | Simple Cycle Turbine (PRMVR=GT or OT) unit under 25MW
NGCC | LA | Acadia Energy Center | 55173 | CT11 | NG | CC | 212 | 170.6 | 2500 | 435418.4186 |  |  | 435418.4186 | 224577.5748 |  | IPP Non-CHP | N | OP
NGCC | LA | Acadia Energy Center | 55173 | CT12 | NG | CC | 212 | 170.6 | 2500 | 435418.4186 |  |  | 435418.4186 | 224577.5748 |  | IPP Non-CHP | N | OP
NGCC | LA | Acadia Energy Center | 55173 | CT24 | NG | CC | 212 | 170.6 | 2500 | 435418.4186 |  |  | 435418.4186 | 224577.5748 |  | IPP Non-CHP | N | OP
NGCC | LA | Acadia Energy Center | 55173 | CT25 | NG | CC | 212 | 170.6 | 2500 | 435418.4186 |  |  | 435418.4186 | 224577.5748 |  | IPP Non-CHP | N | OP
NGCC | LA | Acadia Energy Center | 55173 | ST13 | NG | CC | 264 | 190.3 | 2500 | 542219.1628 |  |  | 542219.1628 | 279662.6403 |  | IPP Non-CHP | N | OP
NGCC | LA | Acadia Energy Center | 55173 | ST26 | NG | CC | 264 | 190.3 | 2500 | 542219.1628 |  |  | 542219.1628 | 279662.6403 |  | IPP Non-CHP | N | OP
EXCLUDE | LA | ADA Carbon Solutions Red River | 57938 | GEN1 | WH | ST | 20.8 | 20.5 | 0 | 14018.44 |  |  |  | 0 |  | Industrial CHP | Y | OP |  | Non Fossil fuel type
EXCLUDE | LA | Agrilectric Power Partners Ltd | 10593 | GEN1 | AB | ST | 12.1 | 10.9 | 0 | 70341 |  |  | 70341 | 153528.155 |  | IPP Non-CHP | N | OP |  | Non Fossil fuel type
EXCLUDE | LA | Agrilectric Power Partners Ltd | 10593 | GEN2 | AB | ST | 1.5 | 1.3 | 0 | 0 |  |  | 0 | 0 |  | IPP Non-CHP | N | RE | 2007 | Non Fossil fuel type
EXCLUDE | LA | Alliance Refinery | 52031 | GEN1 | NG | OT | 6 | 6 | 0 | 0 |  |  | 0 | 0 |  | Industrial Non-CHP | N | SB |  | Simple Cycle Turbine (PRMVR=GT or OT) unit under 25MW
EXCLUDE | LA | Alliance Refinery | 52031 | GEN2 | NG | ST | 19 | 19 | 0 | 25608 |  |  | 25608 | 25505.2887 |  | Industrial Non-CHP | N | OP |  | Steam unit (PRMVR=ST) under 25MW/250 MMBtu/hr
OGST | LA | Arsenal Hill | 1416 | 5 | NG | ST | 125 | 116 | 8614 | 58446 |  |  | 58446 | 1301691.567 |  | Electric Utility | N | OP
SSTLOGN | LA | Bayou Cove Peaking Power | 55433 | 1 | NG | GT | 110 | 75 | 0 | 14882 |  |  | 14882 | 11467.5204 |  | IPP Non-CHP | N | OP
SSTLOGN | LA | Bayou Cove Peaking Power | 55433 | 2 | NG | GT | 110 | 75 | 0 | 14882 |  |  | 14882 | 11467.5204 |  | IPP Non-CHP | N | OP
SSTLOGN | LA | Bayou Cove Peaking Power | 55433 | 3 | NG | GT | 110 | 75 | 0 | 14882 |  |  | 14882 | 11467.5204 |  | IPP Non-CHP | N | OP
SSTLOGN | LA | Bayou Cove Peaking Power | 55433 | 4 | NG | GT | 110 | 75 | 0 | 14882 |  |  | 14882 | 11467.5204 |  | IPP Non-CHP | N | OP
OGST | LA | Big Cajun 1 | 1464 | 1 | NG | ST | 113.6 | 110 | 625 | 365 |  |  | 365 | 247.195 |  | Electric Utility/IPP Non-CHP | N | SB
OGST | LA | Big Cajun 1 | 1464 | 2 | NG | ST | 113.6 | 110 | 625 | 730 |  |  | 730 | 247.195 |  | Electric Utility/IPP Non-CHP | N | OP
SSTLOGN | LA | Big Cajun 1 | 1464 | 3 | NG | GT | 132.8 | 105 | 1638 | 53682 |  |  | 53682 | 26901.992 |  | Electric Utility/IPP Non-CHP | N | OP
SSTLOGN | LA | Big Cajun 1 | 1464 | 4 | NG | GT | 132.8 | 105 | 1638 | 53682 |  |  | 53682 | 49428.961 |  | Electric Utility/IPP Non-CHP | N | OP
COALST | LA | Big Cajun 2 | 6055 | 1 | SUB | ST | 626 | 580 | 7200 | 3756950 |  |  | 3756950 | 4006967.23 |  | Electric Utility/IPP Non-CHP | N | OP
COALST | LA | Big Cajun 2 | 6055 | 2 | SUB | ST | 626 | 575 | 7200 | 4492725 |  |  | 4492725 | 5003694.903 |  | Electric Utility/IPP Non-CHP | N | OP
COALST | LA | Big Cajun 2 | 6055 | 3 | SUB | ST | 619 | 588 | 7200 | 4517696 |  |  | 4517696 | 4618484.135 |  | Electric Utility/IPP Non-CHP | N | OP
EXCLUDE | LA | Big Cajun 2 | 6055 | BC24 | SUB | ST | 730 | 705 | 0 | 0 |  |  | 0 | 0 |  | IPP Non-CHP | N | IP |  | Status of operation (IP,L,P,T,or U)
OGST | LA | Brame Energy Center | 6190 | 1 | NG | ST | 445.5 | 422 | 4500 | 705984 |  |  | 705984 | 519248.235 |  | Electric Utility | N | OP
COALST | LA | Brame Energy Center | 6190 | 2 | SUB | ST | 558 | 493 | 5796 | 3127126 |  |  | 3127126 | 3463188.335 |  | Electric Utility | N | OP
COALST | LA | Brame Energy Center | 6190 | 3 | PC | ST | 703.8 | 628 | 7112 | 3224674 |  |  | 3224674 | 3779739.163 |  | Electric Utility | N | OP
EXCLUDE | LA | Buras | 1401 | 8 | NG | GT | 20.7 | 12 | 0 | 9813 |  |  | 9813 | 21215.2693 |  | Electric Utility | N | OP |  | Simple Cycle Turbine (PRMVR=GT or OT) unit under 25MW
SSTLOGN | LA | Calcasieu | 55165 | G101 | NG | GT | 155 | 150 | 1950 | 152373.7188 |  |  | 152373.7188 | 91225.441 |  | Electric Utility | N | OP
SSTLOGN | LA | Calcasieu | 55165 | G102 | NG | GT | 165 | 160 | 2100 | 162204.2812 |  |  | 162204.2812 | 120145.843 |  | Electric Utility | N | OP
NGCC | LA | Carville Energy LLC | 55404 | CTG1 | NG | CC | 187 | 170 | 2493 | 744977.8175 | 0.73461 | 1224362.1869 | 1014107.841 | 371018.1987 |  | IPP CHP | Y | OP
NGCC | LA | Carville Energy LLC | 55404 | CTG2 | NG | CC | 187 | 170 | 2493 | 744977.8175 | 0.73461 | 1224362.1869 | 1014107.841 | 371018.1987 |  | IPP CHP | Y | OP
NGCC | LA | Carville Energy LLC | 55404 | STG | NG | CC | 196 | 133 | 2493 | 780832.3649 | 0.73461 | 1283288.7093 | 1062915.1703 | 388874.6896 |  | IPP CHP | Y | OP
EXCLUDE | LA | Chalmette Refining LLC | 50626 | GEN1 | OTH | OT | 5.7 | 1.2 | 0 | 8431 |  |  | 8431 | 0 |  | Industrial Non-CHP | N | OP |  | Non Fossil fuel type
EXCLUDE | LA | CII Carbon LLC | 54677 | TG-2 | PC | ST | 23 | 23 | 0 | 30028.4765 | 0.48554 | 144748.1005 | 61845.9077 | 226498.999 |  | Industrial CHP | Y | OP |  | Steam unit (PRMVR=ST) under 25MW/250 MMBtu/hr
EXCLUDE | LA | CII Carbon LLC | 54677 | TG-3 | PC | ST | 23 | 23 | 0 | 30028.4765 | 0.48554 | 144748.1005 | 61845.9077 | 113249.4995 |  | Industrial CHP | Y | SB |  | Steam unit (PRMVR=ST) under 25MW/250 MMBtu/hr
EXCLUDE | LA | CITGO Refinery Powerhouse | 52175 | GEN1 | OG | ST | 25 | 7.4 | 0 | 67064.83 | 0.062868 | 4547929.3608 | 1066756.2194 | 301444.3276 |  | Industrial CHP | Y | OS |  | Commercial/Industrial Unit
EXCLUDE | LA | CITGO Refinery Powerhouse | 52175 | GEN2 | OG | ST | 25 | 9.4 | 0 | 67064.83 | 0.062868 | 4547929.3608 | 1066756.2194 | 203105.0862 |  | Industrial CHP | Y | OP |  | Commercial/Industrial Unit
EXCLUDE | LA | CITGO Refinery Powerhouse | 52175 | GEN3 | OG | ST | 25 | 17.5 | 0 | 67064.83 | 0.062868 | 4547929.3608 | 1066756.2194 | 701227.8966 |  | Industrial CHP | Y | OP |  | Commercial/Industrial Unit
NGCC | LA | Coughlin Power Station | 1396 | 6 | NG | CC | 113.6 | 96 | 2099 | 27680.3364 |  |  | 27680.3364 | 13512.8888 |  | Electric Utility/IPP Non-CHP | N | OP
NGCC | LA | Coughlin Power Station | 1396 | 7 | NG | CC | 243.1 | 174 | 2099 | 59234.9452 |  |  | 59234.9452 | 28917.1062 |  | Electric Utility/IPP Non-CHP | N | OP
NGCC | LA | Coughlin Power Station | 1396 | U6CT | NG | CC | 188.7 | 163 | 2099 | 45979.5728 |  |  | 45979.5728 | 22446.1454 |  | Electric Utility/IPP Non-CHP | N | OP
NGCC | LA | Coughlin Power Station | 1396 | U72 | NG | CC | 188.7 | 149 | 1978 | 45979.5728 |  |  | 45979.5728 | 22446.1454 |  | Electric Utility/IPP Non-CHP | N | OP
NGCC | LA | Coughlin Power Station | 1396 | U7CT | NG | CC | 188.7 | 150 | 2099 | 45979.5728 |  |  | 45979.5728 | 22446.1454 |  | Electric Utility/IPP Non-CHP | N | OP
EXCLUDE | LA | D G Hunter | 6558 | 1 | NG | ST | 17.5 | 16 | 0 | 0 |  |  | 0 | 0 |  | Electric Utility | N | RE | 2005 | Steam unit (PRMVR=ST) under 25MW/250 MMBtu/hr
EXCLUDE | LA | D G Hunter | 6558 | 2 | NG | ST | 17.5 | 16 | 0 | 0 |  |  | 0 | 0 |  | Electric Utility | N | RE | 2005 | Steam unit (PRMVR=ST) under 25MW/250 MMBtu/hr
OGST | LA | D G Hunter | 6558 | 3 | NG | ST | 55 | 50 | 685 | 712 |  |  | 712 | 2194.7581 |  | Electric Utility | N | SB
OGST | LA | D G Hunter | 6558 | 4 | NG | ST | 85 | 80 | 1058.6364 | 4798 |  |  | 4798 | 16436.54 |  | Electric Utility | N | SB
EXCLUDE | LA | DeRidder Mill | 10488 | TG | BLQ | ST | 61.5 | 61.5 | 0 | 339588 | 0.11076 | 12403772.0166 | 3066091.2276 | 1592138.8145 |  | Industrial CHP | Y | OP |  | Commercial/Industrial Unit
COALST | LA | Dolet Hills | 51 | 1 | LIG | ST | 720.7 | 638 | 7600 | 4731881 |  |  | 4731881 | 5535635.003 |  | Electric Utility | N | OP
EXCLUDE | LA | Domino Sugar Arabi Plant | 54512 | TG1 | NG | ST | 5 | 4.2 | 0 | 11709.84 | 0.12579 | 370244.0773 | 93094.0891 | 37543.0292 |  | Industrial CHP | Y | OP |  | Steam unit (PRMVR=ST) under 25MW/250 MMBtu/hr
EXCLUDE | LA | Domino Sugar Arabi Plant | 54512 | TG2 | NG | ST | 5 | 2.4 | 0 | 13946.66 | 0.12579 | 440968.3022 | 110876.9726 | 44714.519 |  | Industrial CHP | Y | OP |  | Steam unit (PRMVR=ST) under 25MW/250 MMBtu/hr
EXCLUDE | LA | Domino Sugar Arabi Plant | 54512 | TG3 | NG | ST | 4 | 3 | 0 | 14283.25 | 0.12579 | 451610.6725 | 113552.8879 | 45793.6634 |  | Industrial CHP | Y | OP |  | Steam unit (PRMVR=ST) under 25MW/250 MMBtu/hr
EXCLUDE | LA | Dow St Charles Operations | 50152 | CGN1 | NG | CC | 125.8 | 100 | 0 | 650191.963 | 0.81977 | 650329.1724 | 793142.3966 | 528859.803 |  | Industrial CHP | Y | OP |  | Commercial/Industrial Unit
EXCLUDE | LA | Dow St Charles Operations | 50152 | CGN2 | NG | CC | 125.8 | 100 | 0 | 650191.963 | 0.81977 | 650329.1724 | 793142.3966 | 528859.803 |  | Industrial CHP | Y | OP |  | Commercial/Industrial Unit
EXCLUDE | LA | Dow St Charles Operations | 50152 | CSTG | NG | CC | 50 | 50 | 0 | 258422.8788 | 0.81977 | 258477.4135 | 315239.4263 | 210198.6498 |  | Industrial CHP | Y | OP |  | Commercial/Industrial Unit
EXCLUDE | LA | Dow St Charles Operations | 50152 | CTG | NG | CC | 10 | 10 | 0 | 51684.5758 | 0.81977 | 51695.4827 | 63047.8853 | 42039.73 |  | Industrial CHP | Y | OP |  | Combined Cycle (PRMVR=CC) unit under 25MW
EXCLUDE | LA | Dow St Charles Operations | 50152 | IGT | NG | CC | 9.6 | 9.6 | 0 | 49617.1927 | 0.81977 | 49627.6634 | 60525.9699 | 40358.1408 |  | Industrial CHP | Y | OS |  | Combined Cycle (PRMVR=CC) unit under 25MW
EXCLUDE | LA | Dow St Charles Operations | 50152 | STG | NG | CC | 22 | 22 | 0 | 113706.0667 | 0.81977 | 113730.062 | 138705.3476 | 92487.4059 |  | Industrial CHP | Y | OP |  | Combined Cycle (PRMVR=CC) unit under 25MW
EXCLUDE | LA | ExxonMobil Baton Rouge Turbine Generator | 10690 | CTG1 | NG | GT | 85.3 | 76.7 | 0 | 644869 | 0.37777 | 4832237.6198 | 1707054.8777 | 454252.1221 |  | Industrial CHP | Y | OP |  | Commercial/Industrial Unit
EXCLUDE | LA | ExxonMobil Garden City Gas Plant | 50728 | 1 | NG | ST | 0.6 | 0.6 | 0 | 0 | 0 |  |  | 0 |  | Industrial CHP | Y | RE | 2002 | Steam unit (PRMVR=ST) under 25MW/250 MMBtu/hr
EXCLUDE | LA | ExxonMobil Garden City Gas Plant | 50728 | 2 | NG | ST | 0.6 | 0.6 | 0 | 0 | 0 |  |  | 0 |  | Industrial CHP | Y | RE | 2002 | Steam unit (PRMVR=ST) under 25MW/250 MMBtu/hr
EXCLUDE | LA | ExxonMobil Garden City Gas Plant | 50728 | 3 | NG | ST | 0.6 | 0.6 | 0 | 0 | 0 |  |  | 0 |  | Industrial CHP | Y | RE | 2002 | Steam unit (PRMVR=ST) under 25MW/250 MMBtu/hr
EXCLUDE | LA | ExxonMobil Garden City Gas Plant | 50728 | 4 | NG | GT | 0.8 | 0.7 | 0 | 0 | 0 |  |  | 0 |  | Industrial CHP | Y | RE | 2002 | Simple Cycle Turbine (PRMVR=GT or OT) unit under 25MW
EXCLUDE | LA | ExxonMobil Garden City Gas Plant | 50728 | 5 | NG | IC | 0.1 | 0.1 | 0 | 0 | 0 |  |  | 0 |  | Industrial CHP | Y | RE | 2002 | Internal Combustion (PRMVR=IC)
EXCLUDE | LA | Formosa Plastics | 54518 | GT1 | NG | GT | 38.2 | 33 | 0 | 0 | 1 | 0 | 0 | 0 |  | Industrial CHP | Y | RE | 2010 | Retired in 2010
EXCLUDE | LA | Formosa Plastics | 54518 | GT2 | NG | GT | 42.7 | 33 | 0 | 138888.1681 | 0.86359 | 99801.6354 | 160825.8078 | 97496.7379 |  | Industrial CHP | Y | SB |  | Commercial/Industrial Unit
EXCLUDE | LA | Formosa Plastics | 54518 | GT3 | NG | GT | 38.8 | 33 | 0 | 126202.8319 | 0.86359 | 90686.2636 | 146136.7996 | 88591.8837 |  | Industrial CHP | Y | OP |  | Commercial/Industrial Unit
EXCLUDE | LA | Formosa Plastics | 54518 | ST1 | NG | ST | 12 | 8 | 0 | 38200 | 0.56394 | 134376.3086 | 67737.5825 | 18982.6533 |  | Industrial CHP | Y | OP |  | Steam unit (PRMVR=ST) under 25MW/250 MMBtu/hr
EXCLUDE | LA | Formosa Plastics | 54518 | ST2 | NG | ST | 12 | 8 | 0 | 40832 | 0.56394 | 143634.9066 | 72404.7374 | 20290.568 |  | Industrial CHP | Y | OP |  | Steam unit (PRMVR=ST) under 25MW/250 MMBtu/hr
EXCLUDE | LA | Franklin | 1435 | GT1 | NG | GT | 10 | 8 | 0 | 13 |  |  | 13 | 9.9939 |  | Electric Utility | N | OP |  | Simple Cycle Turbine (PRMVR=GT or OT) unit under 25MW
EXCLUDE | LA | Gaylord Container Bogalusa | 54427 | NO10 | WDS | ST | 37 | 34.4 | 0 | 125983.68 | 0.38698 | 907936.5417 | 325559.4145 | 453188.9798 |  | Industrial CHP | Y | OP |  | Non Fossil fuel type
EXCLUDE | LA | Gaylord Container Bogalusa | 54427 | NO8 | WDS | ST | 25 | 23.3 | 0 | 91498.346 |  |  | 91498.346 | 329138.2033 |  | Industrial CHP | N | OP |  | Non Fossil fuel type
EXCLUDE | LA | Gaylord Container Bogalusa | 54427 | NO9 | WDS | ST | 37.5 | 34.9 | 0 | 237568.62 |  |  | 237568.62 | 854582.7565 |  | Industrial CHP | N | OP |  | Non Fossil fuel type
EXCLUDE | LA | Geismar | 10319 | GEN1 | NG | GT | 35.7 | 33.7 | 0 | 248999.7751 | 0.33092 | 2290349.432 | 752447.0418 | 196242.3188 |  | Industrial CHP | Y | OP |  | Commercial/Industrial Unit
EXCLUDE | LA | Geismar | 10319 | GEN2 | NG | GT | 41.2 | 39.2 | 0 | 287361.0849 | 0.33092 | 2643204.3865 | 868370.2555 | 226475.7293 |  | Industrial CHP | Y | OP |  | Commercial/Industrial Unit
EXCLUDE | LA | Geismar | 10319 | GEN3 | NG | ST | 7.2 | 7.2 | 0 | 31774.29 |  |  | 31774.29 | 0 |  | Industrial CHP | N | OP |  | Steam unit (PRMVR=ST) under 25MW/250 MMBtu/hr
EXCLUDE | LA | Geismar Cogen | 56787 | GTG | NG | GT | 83.9 | 72.5 | 0 | 528116.44 | 0.77692 | 689849.3558 | 679753.901 | 399231.9978 |  | Industrial CHP | Y | OP |  | Commercial/Industrial Unit
EXCLUDE | LA | Georgia Gulf Plaquemine | 55051 | X773 | NG | GT | 102 | 80 | 0 | 555853.992 | 0.50862 | 2443031.4349 | 1092862.6603 | 412074.977 |  | Industrial CHP | Y | OP |  | Commercial/Industrial Unit
EXCLUDE | LA | Georgia Gulf Plaquemine | 55051 | X774 | NG | GT | 102 | 80 | 0 | 555853.992 | 0.50862 | 2443031.4349 | 1092862.6603 | 412074.977 |  | Industrial CHP | Y | OP |  | Commercial/Industrial Unit
EXCLUDE | LA | Georgia Gulf Plaquemine | 55051 | X775 | NG | GT | 102 | 80 | 0 | 555853.992 | 0.50862 | 2443031.4349 | 1092862.6603 | 412074.977 |  | Industrial CHP | Y | OP |  | Commercial/Industrial Unit
EXCLUDE | LA | Georgia Pacific Port Hudson | 10612 | GEN1 | BLQ | ST | 67.7 | 67.7 | 0 | 446694.11 | 0.1998 | 8138812.5907 | 2235706.2563 | 1225766.5996 |  | Industrial CHP | Y | OP |  | Commercial/Industrial Unit
EXCLUDE | LA | Georgia Pacific Port Hudson | 10612 | GEN2 | PC | ST | 60 | 60 | 0 | 406230.91 | 0.1998 | 7401568.9283 | 2033187.7377 | 1114732.1401 |  | Industrial CHP | Y | OP |  | Commercial/Industrial Unit
SSTLOGN | LA | Hargis-Hebert Electric Generating | 56283 | U-1 | NG | GT | 50.4 | 48 | 510 | 72776.5 |  |  | 72776.5 | 51298.267 |  | Electric Utility | N | OP
SSTLOGN | LA | Hargis-Hebert Electric Generating | 56283 | U-2 | NG | GT | 50.4 | 48 | 510 | 72776.5 |  |  | 72776.5 | 41930.666 |  | Electric Utility | N | OP
EXCLUDE | LA | Houma | 1439 | 6 | NG | IC | 1.4 | 1 | 0 | 0 |  |  | 0 | 0 |  | Electric Utility | N | RE | 2010 | Internal Combustion (PRMVR=IC)
EXCLUDE | LA | Houma | 1439 | 7 | NG | IC | 1.4 | 1 | 0 | 0 |  |  | 0 | 0 |  | Electric Utility | N | RE | 2010 | Internal Combustion (PRMVR=IC)
EXCLUDE | LA | Houma | 1439 | 8 | NG | IC | 1.4 | 1 | 0 | 0 |  |  | 0 | 0 |  | Electric Utility | N | RE | 2010 | Internal Combustion (PRMVR=IC)
EXCLUDE | LA | Houma | 1439 | 9 | NG | IC | 2.7 | 2.5 | 0 | 0 |  |  | 0 | 0 |  | Electric Utility | N | RE | 2010 | Internal Combustion (PRMVR=IC)
EXCLUDE | LA | Houma | 1439 | 10 | NG | IC | 4.5 | 3.7 | 0 | 0 |  |  | 0 | 0 |  | Electric Utility | N | RE | 2010 | Internal Combustion (PRMVR=IC)
EXCLUDE | LA | Houma | 1439 | 11 | NG | IC | 4.5 | 3.7 | 0 | 0 |  |  | 0 | 0 |  | Electric Utility | N | RE | 2010 | Internal Combustion (PRMVR=IC)
EXCLUDE | LA | Houma | 1439 | 12 | NG | IC | 4.5 | 3.3 | 0 | 0 |  |  | 0 | 0 |  | Electric Utility | N | RE | 2010 | Internal Combustion (PRMVR=IC)
EXCLUDE | LA | Houma | 1439 | 14 | NG | ST | 12.6 | 10 | 0 | 494.4 |  |  | 494.4 | 466.1135 |  | Electric Utility | N | OP |  | Steam unit (PRMVR=ST) under 25MW/250 MMBtu/hr
OGST | LA | Houma | 1439 | 15 | NG | ST | 25.5 | 23.5 | 450 | 10839 |  |  | 10839 | 7957.833 |  | Electric Utility | N | OP
OGST | LA | Houma | 1439 | 16 | NG | ST | 40.8 | 38.6 | 550 | 15893 |  |  | 15893 | 14149.598 |  | Electric Utility | N | OP
EXCLUDE | LA | IMC Phosphates Company Uncle Sam | 10198 | GEN1 | OTH | ST | 11 | 10.2 | 0 | 52894.1 | 0 |  |  | 0 |  | Industrial CHP | Y | OP |  | Non Fossil fuel type
EXCLUDE | LA | IMC Phosphates Company Uncle Sam | 10198 | GEN2 | OTH | ST | 11 | 10.2 | 0 | 52894.1 | 0 |  |  | 0 |  | Industrial CHP | Y | OP |  | Non Fossil fuel type
NGCC | LA | J Lamar Stall Unit | 56565 | 6A | NG | CC | 184 | 160 | 0 | 884983.0897 |  |  | 884983.0897 | 369278.3395 |  | Electric Utility | N | OP
NGCC | LA | J Lamar Stall Unit | 56565 | 6B | NG | CC | 184 | 160 | 0 | 884983.0897 |  |  | 884983.0897 | 369278.3395 |  | Electric Utility | N | OP
NGCC | LA | J Lamar Stall Unit | 56565 | 6STG | NG | CC | 256 | 187 | 0 | 1231280.8205 |  |  | 1231280.8205 | 513778.5594 |  | Electric Utility | N | OP
EXCLUDE | LA | Lake Charles Polymers | 57884 | G-900 | NG | GT | 14.3 | 11.5 | 0 | 0 |  |  | 0 | 27062.9952 |  | Industrial Non-CHP | N | OP |  | Simple Cycle Turbine (PRMVR=GT or OT) unit under 25MW
EXCLUDE | LA | Lake Charles Polymers | 57884 | G-901 | NG | IC | 8.4 | 8 | 0 | 0 |  |  | 0 | 0 |  | Industrial Non-CHP | N | OP |  | Internal Combustion (PRMVR=IC)
EXCLUDE | LA | Lake Charles Polymers | 57884 | G-902 | NG | IC | 8.4 | 8 | 0 | 0 |  |  | 0 | 0 |  | Industrial Non-CHP | N | OP |  | Internal Combustion (PRMVR=IC)
EXCLUDE | LA | LaO Energy Systems | 52006 | GEN1 | NG | CC | 57 | 57 | 0 | 234700.2295 | 0.90806 | 108107.6506 | 258463.6345 | 116662.2517 |  | Industrial CHP | Y | OP |  | Commercial/Industrial Unit
EXCLUDE | LA | LaO Energy Systems | 52006 | GEN2 | NG | CC | 88 | 80 | 0 | 362344.2139 | 0.90806 | 166903.0395 | 399031.576 | 180110.143 |  | Industrial CHP | Y | OP |  | Commercial/Industrial Unit
EXCLUDE | LA | LaO Energy Systems | 52006 | GEN3 | NG | CC | 90 | 94 | 0 | 370579.3097 | 0.90806 | 170696.2904 | 408100.4755 | 184203.5554 |  | Industrial CHP | Y | OP |  | Commercial/Industrial Unit
EXCLUDE | LA | LaO Energy Systems | 52006 | GEN4 | NG | CC | 76.5 | 49 | 0 | 314992.4132 | 0.90806 | 145091.8468 | 346885.4042 | 156573.0221 |  | Industrial CHP | Y | OP |  | Commercial/Industrial Unit
EXCLUDE | LA | LaO Energy Systems | 52006 | GEN5 | NG | CC | 76.5 | 52 | 0 | 314992.4132 | 0.90806 | 145091.8468 | 346885.4042 | 156573.0221 |  | Industrial CHP | Y | OP |  | Commercial/Industrial Unit
EXCLUDE | LA | LaO Energy Systems | 52006 | GEN6 | NG | CC | 76.5 | 52 | 0 | 314992.4132 | 0.90806 | 145091.8468 | 346885.4042 | 156573.0221 |  | Industrial CHP | Y | OP |  | Commercial/Industrial Unit
EXCLUDE | LA | LaO Energy Systems | 52006 | GEN7 | NG | CC | 125 | 95 | 0 | 514693.4857 | 0.90806 | 237078.1811 | 566806.216 | 255838.2714 |  | Industrial CHP | Y | OP |  | Commercial/Industrial Unit
EXCLUDE | LA | LaO Energy Systems | 52006 | GEN8 | NG | CC | 125 | 95 | 0 | 514693.4857 | 0.90806 | 237078.1811 | 566806.216 | 255838.2714 |  | Industrial CHP | Y | RE | 2011 | Commercial/Industrial Unit
OGST | LA | Lieberman | 1417 | 1 | NG | ST | 25 | 25 | 325.713 | 15476 |  |  | 15476 | 10238.0084 |  | Electric Utility | N | OP
OGST | LA | Lieberman | 1417 | 2 | NG | ST | 25 | 26 | 341.3715 | 16220 |  |  | 16220 | 10730.1949 |  | Electric Utility | N | OP
OGST | LA | Lieberman | 1417 | 3 | NG | ST | 114 | 109 | 827.2681 | 39307 |  |  | 39307 | 26003.1917 |  | Electric Utility | N | OP
OGST | LA | Lieberman | 1417 | 4 | NG | ST | 114 | 108 | 825.6475 | 39230 |  |  | 39230 | 25952.2531 |  | Electric Utility | N | OP
OGST | LA | Little Gypsy | 1402 | 1 | NG | ST | 247.7 | 238 | 2450 | 321384 |  |  | 321384 | 217713.041 |  | Electric Utility | N | OP
OGST | LA | Little Gypsy | 1402 | 2 | NG | ST | 420.7 | 410 | 4250 | 525715 |  |  | 525715 | 404603.597 |  | Electric Utility | N | OP
OGST | LA | Little Gypsy | 1402 | 3 | NG | ST | 582.2 | 522 | 5700 | 950182 |  |  | 950182 | 636336.305 |  | Electric Utility | N | OP
OGST | LA | Louis Doc Bonin | 1443 | 1 | NG | ST | 53.9 | 40 | 0 | 105334.577 |  |  | 105334.577 | 70420.5308 |  | Electric Utility | N | SB
OGST | LA | Louis Doc Bonin | 1443 | 2 | NG | ST | 100 | 75 | 974 | 195425.9314 |  |  | 195425.9314 | 180654.295 |  | Electric Utility | N | OP
OGST | LA | Louis Doc Bonin | 1443 | 3 | NG | ST | 187 | 170 | 1792 | 365446.4916 |  |  | 365446.4916 | 242870.108 |  | Electric Utility | N | OP
NGCC | LA | Louisiana 1 | 1391 | 1A | NG | CC | 23 | 18 | 800 | 159814.9006 | 0.41424 | 1028102.1945 | 385804.5389 | 121152.8999 | 1 | IPP CHP | Y | OP
NGCC | LA | Louisiana 1 | 1391 | 2A | NG | CC | 62.5 | 55 | 800 | 434279.6211 | 0.41424 | 2793755.9633 | 1048381.8991 | 329219.8366 |  | IPP CHP | Y | OP
NGCC | LA | Louisiana 1 | 1391 | 3A | NG | CC | 63 | 55 | 800 | 437753.8581 | 0.41424 | 2816106.011 | 1056768.9543 | 331853.5953 |  | IPP CHP | Y | OP
NGCC | LA | Louisiana 1 | 1391 | 4A | NG | CC | 101 | 100 | 2550 | 701795.8677 | 0.41424 | 4514709.6367 | 1694185.149 | 532019.256 |  | IPP CHP | Y | OP
NGCC | LA | Louisiana 1 | 1391 | 5A | NG | CC | 156.8 | 154.4 | 2665 | 1089520.7135 | 0.41424 | 7008974.9608 | 2630180.5085 | 825946.7262 |  | IPP CHP | Y | OP
OGST | LA | Louisiana 2 | 1392 | 10 | NG | ST | 50 | 40 | 0 | 0 |  |  | 0 | 0 |  | Electric Utility | N | OS
OGST | LA | Louisiana 2 | 1392 | 11 | NG | ST | 50 | 40 | 0 | 0 |  |  | 0 | 0 |  | Electric Utility | N | OS
OGST | LA | Louisiana 2 | 1392 | 12 | NG | ST | 75 | 58 | 0 | 0 |  |  | 0 | 0 |  | Electric Utility | N | OS
EXCLUDE | LA | Louisiana Sugar Refining | 10301 | GEN1 | NG | ST | 0.7 | 0.6 | 0 | 2025.6486 | 0.047215 | 185963.1076 | 42902.6506 | 8739.064 |  | Industrial CHP | Y | OP |  | Steam unit (PRMVR=ST) under 25MW/250 MMBtu/hr
EXCLUDE | LA | Louisiana Sugar Refining | 10301 | GEN2 | NG | ST | 2.5 | 1.7 | 0 | 7234.4595 | 0.047215 | 664153.9557 | 153223.7522 | 31210.9429 |  | Industrial CHP | Y | OP |  | Steam unit (PRMVR=ST) under 25MW/250 MMBtu/hr
EXCLUDE | LA | Louisiana Sugar Refining | 10301 | GEN3 | NG | ST | 1.7 | 1.5 | 0 | 4919.4324 | 0.047215 | 451624.6899 | 104192.1515 | 21223.4412 |  | Industrial CHP | Y | OP |  | Steam unit (PRMVR=ST) under 25MW/250 MMBtu/hr
EXCLUDE | LA | Louisiana Sugar Refining | 10301 | GEN4 | NG | ST | 2.5 | 2.1 | 0 | 7234.4595 | 0.047215 | 664153.9557 | 153223.7522 | 31210.9429 |  | Industrial CHP | Y | OP |  | Steam unit (PRMVR=ST) under 25MW/250 MMBtu/hr
EXCLUDE | LA | Louisiana Tech University Power Plant | 54240 | TG1 | NG | ST | 2.5 | 2.5 | 0 | 0 | 0 |  |  | 0 |  | Commercial CHP | Y | RE | 2002 | Steam unit (PRMVR=ST) under 25MW/250 MMBtu/hr
EXCLUDE | LA | Louisiana Tech University Power Plant | 54240 | TG2 | NG | ST | 5 | 4.6 | 0 | 0 | 0 |  |  | 0 |  | Commercial CHP | Y | RE | 2008 | Steam unit (PRMVR=ST) under 25MW/250 MMBtu/hr
EXCLUDE | LA | Louisiana Tech University Power Plant | 54240 | TG3 | NG | GT | 7.5 | 6.4 | 0 | 47030 | 0.40687 | 311906.3081 | 115590.8825 | 33848.5711 |  | Commercial CHP | Y | OP |  | Simple Cycle Turbine (PRMVR=GT or OT) unit under 25MW
EXCLUDE | LA | M A Patout Son Ltd | 51008 | 1000 | AB | ST | 1 | 1 | 0 | 340 | 0.001369 | 1128309.5695 | 248356.4646 | 126849.693 |  | Industrial CHP | Y | SB |  | Non Fossil fuel type
EXCLUDE | LA | M A Patout Son Ltd | 51008 | 2000 | AB | ST | 2 | 2 | 0 | 680 | 0.001369 | 2256619.139 | 496712.9291 | 253699.3861 |  | Industrial CHP | Y | SB |  | Non Fossil fuel type
EXCLUDE | LA | Mansfield Mill | 54091 | GEN1 | BLQ | ST | 40 | 24.6 | 0 | 209318.7 | 0.55549 | 762026.1458 | 376821.5163 | 179443.8399 |  | Industrial CHP | Y | OP |  | Commercial/Industrial Unit
EXCLUDE | LA | Mansfield Mill | 54091 | GEN2 | BLQ | ST | 40 | 25.6 | 0 | 213858.51 | 0.55549 | 778553.3548 | 384994.2123 | 188333.2265 |  | Industrial CHP | Y | OP |  | Commercial/Industrial Unit
EXCLUDE | LA | Mansfield Mill | 54091 | GEN3 | BLQ | ST | 30 | 22.1 | 0 | 180964.91 | 0.55549 | 658803.9811 | 325778.2118 | 155136.8241 |  | Industrial CHP | Y | OP |  | Commercial/Industrial Unit
EXCLUDE | LA | Mansfield Mill | 54091 | GEN4 | NG | GT | 25 | 14.8 | 0 | 170822.26 | 0.44505 | 969022.2653 | 383825.3957 | 159898.0192 |  | Industrial CHP | Y | OP |  | Commercial/Industrial Unit
OGST | LA | Michoud | 1409 | 1 | NG | ST | 115.2 | 65 | 250 | 290126.9725 |  |  | 290126.9725 | 150.927 |  | Electric Utility | N | RE | 2011
OGST | LA | Michoud | 1409 | 2 | NG | ST | 261.8 | 233 | 568.1424 | 659333.6927 |  |  | 659333.6927 | 409866.613 |  | Electric Utility | N | OP
OGST | LA | Michoud | 1409 | 3 | NG | ST | 582.2 | 529 | 1263.4549 | 1466249.3349 |  |  | 1466249.3349 | 1225404.27 |  | Electric Utility | N | OP
EXCLUDE | LA | Minden | 1447 | 1 | NG | ST | 12.5 | 12.5 | 0 | 1464 |  |  | 1464 | 1262.5061 |  | Electric Utility | N | SB |  | Steam unit (PRMVR=ST) under 25MW/250 MMBtu/hr
EXCLUDE | LA | Minden | 1447 | 2 | NG | ST | 12.5 | 12.5 | 0 | 1464 |  |  | 1464 | 1262.5061 |  | Electric Utility | N | SB |  | Steam unit (PRMVR=ST) under 25MW/250 MMBtu/hr
EXCLUDE | LA | Minden | 1447 | 3 | DFO | IC | 2.5 | 2 | 0 | 0 |  |  | 0 | 0 |  | Electric Utility | N | SB |  | Internal Combustion (PRMVR=IC)
EXCLUDE | LA | Minden | 1447 | 4 | DFO | IC | 2.5 | 2 | 0 | 0 |  |  | 0 | 0 |  | Electric Utility | N | SB |  | Internal Combustion (PRMVR=IC)
EXCLUDE | LA | Minden | 1447 | 5 | DFO | IC | 1.4 | 1.3 | 0 | 0 |  |  | 0 | 0 |  | Electric Utility | N | SB |  | Internal Combustion (PRMVR=IC)
EXCLUDE | LA | Minden | 1447 | 6 | DFO | IC | 2 | 1.8 | 0 | 0 |  |  | 0 | 0 |  | Electric Utility | N | SB |  | Internal Combustion (PRMVR=IC)
EXCLUDE | LA | Minden | 1447 | 7 | DFO | IC | 2 | 1.8 | 0 | 0 |  |  | 0 | 0 |  | Electric Utility | N | SB |  | Internal Combustion (PRMVR=IC)
OGST | LA | Monroe | 1448 | 10 | NG | ST | 25 | 22 | 0 | 0 |  |  | 0 | 0 |  | Electric Utility | N | RE | 2011
OGST | LA | Monroe | 1448 | 11 | NG | ST | 37.5 | 33 | 0 | 0 |  |  | 0 | 0 |  | Electric Utility | N | RE | 2011
OGST | LA | Monroe | 1448 | 12 | NG | ST | 75 | 71 | 0 | 0 |  |  | 0 | 0 |  | Electric Utility | N | RE | 2011
EXCLUDE | LA | Morgan City | 1449 | 1 | NG | ST | 6 | 5.8 | 0 | 0 |  |  | 0 | 0 |  | Electric Utility | N | OS |  | Steam unit (PRMVR=ST) under 25MW/250 MMBtu/hr
EXCLUDE | LA | Morgan City | 1449 | 2 | NG | ST | 6 | 5.8 | 0 | 0 |  |  | 0 | 0 |  | Electric Utility | N | OS |  | Steam unit (PRMVR=ST) under 25MW/250 MMBtu/hr
EXCLUDE | LA | Morgan City | 1449 | 3 | NG | ST | 20.8 | 18 | 0 | 35 |  |  | 35 | 47.7921 |  | Electric Utility | N | OP |  | Steam unit (PRMVR=ST) under 25MW/250 MMBtu/hr
OGST | LA | Morgan City | 1449 | 4 | NG | ST | 37.5 | 36 | 396 | 16800 |  |  | 16800 | 15150.81 |  | Electric Utility | N | OP
EXCLUDE | LA | Neptune Gas Processing Plant | 56139 | NPCG | NG | OT | 4.5 | 3.1 | 0 | 13150 |  |  | 13150 | 67016.2118 |  | Industrial Non-CHP | N | OP |  | Simple Cycle Turbine (PRMVR=GT or OT) unit under 25MW
EXCLUDE | LA | New Orleans | 10639 | GEN1 | NG | GT | 23.4 | 19 | 0 | 0 | 0 |  |  | 0 |  | Industrial CHP | Y | RE | 2005 | Simple Cycle Turbine (PRMVR=GT or OT) unit under 25MW
EXCLUDE | LA | New Orleans | 10639 | GEN2 | NG | ST | 7.8 | 4 | 0 | 0 | 0 |  |  | 0 |  | Industrial CHP | Y | RE | 2010 | Steam unit (PRMVR=ST) under 25MW/250 MMBtu/hr
EXCLUDE | LA | New Roads | 1453 | 1 | NG | IC | 2.3 | 1.8 | 0 | 0 |  |  | 0 | 0 |  | Electric Utility | N | OP |  | Internal Combustion (PRMVR=IC)
EXCLUDE | LA | New Roads | 1453 | 2 | NG | IC | 0.6 | 0.6 | 0 | 0 |  |  | 0 | 0 |  | Electric Utility | N | OP |  | Internal Combustion (PRMVR=IC)
EXCLUDE | LA | New Roads | 1453 | 3 | NG | IC | 1.1 | 0.7 | 0 | 0 |  |  | 0 | 0 |  | Electric Utility | N | OP |  | Internal Combustion (PRMVR=IC)
EXCLUDE | LA | New Roads | 1453 | 4 | NG | IC | 1.7 | 1.2 | 0 | 0 |  |  | 0 | 0 |  | Electric Utility | N | OP |  | Internal Combustion (PRMVR=IC)
EXCLUDE | LA | New Roads | 1453 | 5 | NG | IC | 1.7 | 1.2 | 0 | 0 |  |  | 0 | 0 |  | Electric Utility | N | OP |  | Internal Combustion (PRMVR=IC)
EXCLUDE | LA | New Roads | 1453 | 6 | NG | IC | 2 | 1.5 | 0 | 0 |  |  | 0 | 0 |  | Electric Utility | N | OP |  | Internal Combustion (PRMVR=IC)
OGST | LA | Nine Mile Point | 1403 | 1 | NG | ST | 69 | 50 | 587.378 | 141843.5723 |  |  | 141843.5723 | 92396.3082 |  | Electric Utility | N | RE | 2011
OGST | LA | Nine Mile Point | 1403 | 2 | NG | ST | 112.5 | 107 | 957.6815 | 231266.6939 |  |  | 231266.6939 | 150646.1548 |  | Electric Utility | N | RE | 2011
OGST | LA | Nine Mile Point | 1403 | 3 | NG | ST | 169.8 | 125 | 1445.4607 | 349058.53 |  |  | 349058.53 | 227375.2629 |  | Electric Utility | N | OP
OGST | LA | Nine Mile Point | 1403 | 5 | NG | ST | 895.1 | 740 | 7619.7399 | 1840060.6019 |  |  | 1840060.6019 | 1198607.761 |  | Electric Utility | N | OP
EXCLUDE | LA | Nine Mile Point | 1403 | 6 | NG | ST | 627 | 561 | 0 | 0 |  |  | 0 | 0 |  | Electric Utility | N | P |  | Status of operation (IP,L,P,T,or U)
OGST | LA | Nine Mile Point | 1403 | 6(4) | NG | ST | 895.1 | 500 | 7619.7399 | 1840060.6019 |  |  | 1840060.6019 | 1198607.761 |  | Electric Utility | N | OP
EXCLUDE | LA | Noranda Alumina LLC | 50846 | GT1 | NG | GT | 16 | 15 | 0 | 33647.5378 | 0.10812 | 1262716.7488 | 311208.3707 | 55543.66 |  | Industrial CHP | Y | OS |  | Simple Cycle Turbine (PRMVR=GT or OT) unit under 25MW
EXCLUDE | LA | Noranda Alumina LLC | 50846 | GT2 | NG | GT | 16 | 15 | 0 | 33647.5378 | 0.10812 | 1262716.7488 | 311208.3707 | 55543.66 |  | Industrial CHP | Y | OS |  | Simple Cycle Turbine (PRMVR=GT or OT) unit under 25MW
EXCLUDE | LA | Noranda Alumina LLC | 50846 | GT3 | NG | GT | 16 | 15 | 0 | 33647.5378 | 0.10812 | 1262716.7488 | 311208.3707 | 55543.66 |  | Industrial CHP | Y | OP |  | Simple Cycle Turbine (PRMVR=GT or OT) unit under 25MW
EXCLUDE | LA | Noranda Alumina LLC | 50846 | GT4 | NG | GT | 24.7 | 21 | 0 | 51943.3865 | 0.10812 | 1949318.981 | 480427.9222 | 85745.5251 |  | Industrial CHP | Y | OP |  | Simple Cycle Turbine (PRMVR=GT or OT) unit under 25MW
EXCLUDE | LA | Noranda Alumina LLC | 50846 | ST1 | NG | ST | 18.7 | 17 | 0 | 67320 | 0.082689 | 3397509.8774 | 814134.891 | 258857.7173 |  | Industrial CHP | Y | OP |  | Steam unit (PRMVR=ST) under 25MW/250 MMBtu/hr
EXCLUDE | LA | Noranda Alumina LLC | 50846 | ST2 | NG | ST | 18.7 | 17 | 0 | 25328 | 0.082689 | 1278255.0531 | 306304.3452 | 97390.7942 |  | Industrial CHP | Y | OP |  | Steam unit (PRMVR=ST) under 25MW/250 MMBtu/hr
EXCLUDE | LA | Noranda Alumina LLC | 50846 | ST3 | NG | ST | 7.2 | 6 | 0 | 27708 | 0.082689 | 1398369.0386 | 335086.8918 | 106542.3296 |  | Industrial CHP | Y | OP |  | Steam unit (PRMVR=ST) under 25MW/250 MMBtu/hr
SSTLOGN | LA | NRG Sterlington Power | 55099 | 1 | NG | GT | 25 | 24 | 0 | 40.311 |  |  | 40.311 | 46.874 |  | IPP Non-CHP | N | SB
SSTLOGN | LA | NRG Sterlington Power | 55099 | 2 | NG | GT | 25 | 22 | 0 | 40.311 |  |  | 40.311 | 46.874 |  | IPP Non-CHP | N | SB
SSTLOGN | LA | NRG Sterlington Power | 55099 | 3 | NG | GT | 25 | 22 | 0 | 40.311 |  |  | 40.311 | 46.874 |  | IPP Non-CHP | N | SB
SSTLOGN | LA | NRG Sterlington Power | 55099 | 4 | NG | GT | 25 | 23 | 0 | 40.311 |  |  | 40.311 | 46.874 |  | IPP Non-CHP | N | SB
SSTLOGN | LA | NRG Sterlington Power | 55099 | 6 | NG | GT | 25 | 18 | 0 | 40.311 |  |  | 40.311 | 46.874 |  | IPP Non-CHP | N | SB
SSTLOGN | LA | NRG Sterlington Power | 55099 | 7 | NG | GT | 25 | 16 | 0 | 40.311 |  |  | 40.311 | 46.874 |  | IPP Non-CHP | N | SB
SSTLOGN | LA | NRG Sterlington Power | 55099 | 8 | NG | GT | 25 | 19 | 0 | 40.311 |  |  | 40.311 | 46.874 |  | IPP Non-CHP | N | SB
EXCLUDE | LA | NRG Sterlington Power | 55099 | 9 | NG | GT | 17 | 16 | 0 | 27.4115 |  |  | 27.4115 | 31.8743 |  | IPP Non-CHP | N | SB |  | Simple Cycle Turbine (PRMVR=GT or OT) unit under 25MW
EXCLUDE | LA | NRG Sterlington Power | 55099 | 10 | NG | GT | 17 | 16 | 0 | 27.4115 |  |  | 27.4115 | 31.8743 |  | IPP Non-CHP | N | SB |  | Simple Cycle Turbine (PRMVR=GT or OT) unit under 25MW
EXCLUDE | LA | Oak Point Cogen | 55857 | 5121 | NG | GT | 4.7 | 4 | 0 | 18104.4 | 0.45936 | 96938.3534 | 39412.6547 | 22474.8065 |  | Industrial CHP | Y | OP |  | Simple Cycle Turbine (PRMVR=GT or OT) unit under 25MW
EXCLUDE | LA | Oak Point Cogen | 55857 | 5131 | NG | GT | 4.7 | 4 | 0 | 18104.4 | 0.45936 | 96938.3534 | 39412.6547 | 22474.8065 |  | Industrial CHP | Y | OP |  | Simple Cycle Turbine (PRMVR=GT or OT) unit under 25MW
EXCLUDE | LA | Oak Point Cogen | 55857 | 5141 | NG | GT | 4.7 | 4 | 0 | 18104.4 | 0.45936 | 96938.3534 | 39412.6547 | 22474.8065 |  | Industrial CHP | Y | OP |  | Simple Cycle Turbine (PRMVR=GT or OT) unit under 25MW
EXCLUDE | LA | Oak Point Cogen | 55857 | 5151 | NG | GT | 4.7 | 4 | 0 | 18104.4 | 0.45936 | 96938.3534 | 39412.6547 | 22474.8065 |  | Industrial CHP | Y | OP |  | Simple Cycle Turbine (PRMVR=GT or OT) unit under 25MW
EXCLUDE | LA | Oak Point Cogen | 55857 | 5161 | NG | GT | 4.7 | 4 | 0 | 18104.4 | 0.45936 | 96938.3534 | 39412.6547 | 22474.8065 |  | Industrial CHP | Y | OP |  | Simple Cycle Turbine (PRMVR=GT or OT) unit under 25MW
NGCC | LA | Ouachita | 55467 | CTG1 | NG | CC | 179.3 | 151 | 2100 | 260523.5546 |  |  | 260523.5546 | 108245.4633 |  | Electric Utility | N | OP
NGCC | LA | Ouachita | 55467 | CTG2 | NG | CC | 179.3 | 152 | 2110 | 260523.5546 |  |  | 260523.5546 | 108245.4633 |  | Electric Utility | N | OP
NGCC | LA | Ouachita | 55467 | CTG3 | NG | CC | 179.3 | 158 | 2100 | 260523.5546 |  |  | 260523.5546 | 108245.4633 |  | Electric Utility | N | OP
NGCC | LA | Ouachita | 55467 | STG1 | NG | CC | 122 | 104 | 2100 | 177266.4454 |  |  | 177266.4454 | 73652.7971 |  | Electric Utility | N | OP
NGCC | LA | Ouachita | 55467 | STG2 | NG | CC | 122 | 105 | 2110 | 177266.4454 |  |  | 177266.4454 | 73652.7971 |  | Electric Utility | N | OP
NGCC | LA | Ouachita | 55467 | STG3 | NG | CC | 122 | 100 | 2100 | 177266.4454 |  |  | 177266.4454 | 73652.7971 |  | Electric Utility | N | OP
EXCLUDE | LA | PCS Nitrogen Fertilizer LP | 50341 | GEN1 | NG | GT | 26 | 19 | 0 | 0 | 0 |  |  | 0 |  | Industrial CHP | Y | RE | 2005 | Retired in 2005
EXCLUDE | LA | PCS Nitrogen Fertilizer LP | 50341 | GEN2 | WH | ST | 10 | 8 | 0 | 0 |  |  | 0 | 0 |  | Industrial CHP | N | OS |  | Non Fossil fuel type
NGCC | LA | Perryville Power Station | 55620 | 2-CT | NG | CC | 172.9 | 156 | 2200 | 401235.9975 |  |  | 401235.9975 | 183988.0146 |  | Electric Utility | N | OP
NGCC | LA | Perryville Power Station | 55620 | CT-1 | NG | CC | 210.5 | 160 | 2200 | 488491.4833 |  |  | 488491.4833 | 223999.289 |  | Electric Utility | N | OP
NGCC | LA | Perryville Power Station | 55620 | CT-2 | NG | CC | 210.5 | 160 | 2200 | 488491.4833 |  |  | 488491.4833 | 223999.289 |  | Electric Utility | N | OP
NGCC | LA | Perryville Power Station | 55620 | ST-1 | NG | CC | 237 | 215 | 2200 | 549988.0359 |  |  | 549988.0359 | 252198.7244 |  | Electric Utility | N | OP
EXCLUDE | LA | Plant 31 Paper Mill | 50028 | GEN2 | NG | ST | 6 | 6 | 0 | 27760.0005 | 0.087547 | 1316244.1778 | 317086.8274 | 84095.1331 |  | Industrial CHP | Y | RE | 2011 | Steam unit (PRMVR=ST) under 25MW/250 MMBtu/hr
EXCLUDE | LA | Plant 31 Paper Mill | 50028 | GEN3 | NG | ST | 6 | 6 | 0 | 27760.0005 | 0.087547 | 1316244.1778 | 317086.8274 | 84095.1331 |  | Industrial CHP | Y | RE | 2011 | Steam unit (PRMVR=ST) under 25MW/250 MMBtu/hr
EXCLUDE | LA | Plant 31 Paper Mill | 50028 | GEN4 | NG | ST | 6 | 6 | 0 | 27760.0005 | 0.087547 | 1316244.1778 | 317086.8274 | 84095.1331 |  | Industrial CHP | Y | RE | 2011 | Steam unit (PRMVR=ST) under 25MW/250 MMBtu/hr
EXCLUDE | LA | Plant 31 Paper Mill | 50028 | GEN5 | NG | ST | 25 | 25 | 0 | 115666.6687 | 0.087547 | 5484350.741 | 1321195.1141 | 508933.0819 |  | Industrial CHP | Y | OP |  | Commercial/Industrial Unit
EXCLUDE | LA | Plant 31 Paper Mill | 50028 | GEN6 | NG | ST | 20 | 20 | 0 | 92533.3349 | 0.087547 | 4387480.5928 | 1056956.0912 | 374065.8152 |  | Industrial CHP | Y | OP |  | Steam unit (PRMVR=ST) under 25MW/250 MMBtu/hr
EXCLUDE | LA | Plaquemine | 1455 | 1 | NG | ST | 20 | 17.5 | 0 | 236.3636 |  |  | 236.3636 | 229.3128 |  | Electric Utility | N | SB |  | Steam unit (PRMVR=ST) under 25MW/250 MMBtu/hr
EXCLUDE | LA | Plaquemine | 1455 | 2 | NG | ST | 24 | 20.4 | 0 | 283.6364 |  |  | 283.6364 | 504.4881 |  | Electric Utility | N | OP |  | Steam unit (PRMVR=ST) under 25MW/250 MMBtu/hr
EXCLUDE | LA | Plaquemine Cogeneration Plant | 55419 | G500 | NG | CC | 198 | 151 | 2603 | 888529.9167 | 0.53438 | 3522039.8323 | 1662718.0393 | 583072.574 |  | Industrial CHP | Y | OP |  | Commercial/Industrial Unit
EXCLUDE | LA | Plaquemine Cogeneration Plant | 55419 | G600 | NG | CC | 198 | 151 | 2603 | 888529.9167 | 0.53438 | 3522039.8323 | 1662718.0393 | 583072.574 |  | Industrial CHP | Y | OP |  | Commercial/Industrial Unit
EXCLUDE | LA | Plaquemine Cogeneration Plant | 55419 | G700 | NG | CC | 198 | 151 | 2603 | 888529.9167 | 0.53438 | 3522039.8323 | 1662718.0393 | 583072.574 |  | Industrial CHP | Y | OP |  | Commercial/Industrial Unit
EXCLUDE | LA | Plaquemine Cogeneration Plant | 55419 | G800 | NG | CC | 198 | 151 | 2603 | 888529.9167 | 0.53438 | 3522039.8323 | 1662718.0393 | 583072.574 |  | Industrial CHP | Y | OP |  | Commercial/Industrial Unit
EXCLUDE | LA | Plaquemine Cogeneration Plant | 55419 | ST5 | NG | CC | 195 | 189 | 2603 | 875067.3422 | 0.53438 | 3468675.5924 | 1637525.3417 | 574238.141 |  | Industrial CHP | Y | OP |  | Commercial/Industrial Unit
EXCLUDE | LA | Plaquemine Operations | 52005 | GEN1 | NG | CS | 53 | 49 | 0 | 0 | 0 |  |  | 0 |  | Industrial CHP | Y | RE | 2002 | Retired in 2002
EXCLUDE | LA | Plaquemine Operations | 52005 | GEN2 | NG | CS | 53 | 49 | 0 | 0 | 0 |  |  | 0 |  | Industrial CHP | Y | RE | 2002 | Retired in 2002
EXCLUDE | LA | Port Allen | 50389 | GEN1 | NG | GT | 3.8 | 3.2 | 0 | 25427.5 | 0.34953 | 215279.104 | 72748.5223 | 24781.665 |  | Industrial CHP | Y | OP |  | Simple Cycle Turbine (PRMVR=GT or OT) unit under 25MW
EXCLUDE | LA | Port Allen | 50389 | GEN2 | NG | GT | 3.8 | 2.6 | 0 | 25427.5 | 0.34953 | 215279.104 | 72748.5223 | 24781.665 |  | Industrial CHP | Y | OP |  | Simple Cycle Turbine (PRMVR=GT or OT) unit under 25MW
EXCLUDE | LA | PPG Plant C Caustic | 50490 | TE | NG | ST | 3.4 | 2.7 | 0 | 16170 | 0 |  |  | 9182.0115 |  | Industrial CHP | Y | OP |  | Steam unit (PRMVR=ST) under 25MW/250 MMBtu/hr
EXCLUDE | LA | PPG Powerhouse A | 50487 | A1 | PUR | ST | 7.5 | 7.5 | 0 | 5155.4286 |  |  | 5155.4286 | 0 |  | Industrial Non-CHP | N | OS |  | Non Fossil fuel type
EXCLUDE | LA | PPG Powerhouse A | 50487 | A2 | PUR | ST | 7.5 | 7.5 | 0 | 5155.4286 |  |  | 5155.4286 | 0 |  | Industrial Non-CHP | N | OS |  | Non Fossil fuel type
EXCLUDE | LA | PPG Powerhouse A | 50487 | A4 | PUR | ST | 7.5 | 7.5 | 0 | 5155.4286 |  |  | 5155.4286 | 0 |  | Industrial Non-CHP | N | OS |  | Non Fossil fuel type
EXCLUDE | LA | PPG Powerhouse A | 50487 | A7 | PUR | ST | 10 | 10 | 0 | 6873.9048 |  |  | 6873.9048 | 0 |  | Industrial Non-CHP | N | OP |  | Non Fossil fuel type
EXCLUDE | LA | PPG Powerhouse A | 50487 | A9 | PUR | ST | 20 | 20 | 0 | 13747.8095 |  |  | 13747.8095 | 0 |  | Industrial Non-CHP | N | OS |  | Non Fossil fuel type
EXCLUDE | LA | PPG Powerhouse C | 50489 | C1 | NG | CC | 73.1 | 55 | 0 | 375819.4222 | 0.93662 | 115699.2167 | 401251.5478 | 297811.8747 |  | Industrial CHP | Y | OP |  | Commercial/Industrial Unit
EXCLUDE | LA | PPG Powerhouse C | 50489 | C2 | NG | CC | 73.1 | 55 | 0 | 375819.4222 | 0.93662 | 115699.2167 | 401251.5478 | 297811.8747 |  | Industrial CHP | Y | OP |  | Commercial/Industrial Unit
EXCLUDE | LA | PPG Powerhouse C | 50489 | C3 | NG | CC | 57.1 | 52 | 0 | 293560.7251 | 0.93662 | 90375.1748 | 313426.3116 | 232627.3331 |  | Industrial CHP | Y | OP |  | Commercial/Industrial Unit
EXCLUDE | LA | PPG Powerhouse C | 50489 | C4 | NG | CC | 77.2 | 70.6 | 0 | 396898.2133 | 0.93662 | 122188.5025 | 423756.7645 | 314515.4135 |  | Industrial CHP | Y | OP |  | Commercial/Industrial Unit
EXCLUDE | LA | PPG Powerhouse C | 50489 | C5 | NG | CC | 77.2 | 70.6 | 0 | 396898.2133 | 0.93662 | 122188.5025 | 423756.7645 | 314515.4135 |  | Industrial CHP | Y | OP |  | Commercial/Industrial Unit
EXCLUDE | LA | PPG Riverside | 50488 | GEN1 | PUR | ST | 35 | 35 | 0 | 40601.2963 |  |  | 40601.2963 | 0 |  | Industrial Non-CHP | N | OS |  | Non Fossil fuel type
EXCLUDE | LA | PPG Riverside | 50488 | GEN2 | PUR | ST | 45 | 30 | 0 | 52201.6667 |  |  | 52201.6667 | 0 |  | Industrial Non-CHP | N | OP |  | Non Fossil fuel type
EXCLUDE | LA | PPG Riverside | 50488 | GEN3 | PUR | ST | 82 | 40 | 0 | 95123.037 |  |  | 95123.037 | 0 |  | Industrial Non-CHP | N | OP |  | Non Fossil fuel type
COALST | LA | R S Nelson | 1393 | 1 | PC | ST | 113.6 | 107 | 0 | 852582 | 1 | 0 | 852582 | 632372.6512 |  | Electric Utility | Y | OP
COALST | LA | R S Nelson | 1393 | 2 | PC | ST | 113.6 | 106 | 0 | 848633 | 1 | 0 | 848633 | 632372.6512 |  | Electric Utility | Y | OP
OGST | LA | R S Nelson | 1393 | 3 | NG | ST | 163.2 | 145 | 1870 | 225479 |  |  | 225479 | 213882.83 |  | Electric Utility | N | OP
OGST | LA | R S Nelson | 1393 | 4 | NG | ST | 591.8 | 450 | 5469 | 1110119 |  |  | 1110119 | 787838.421 |  | Electric Utility | N | OP
COALST | LA | R S Nelson | 1393 | 6 | SUB | ST | 614.6 | 550 | 6790 | 3754148 |  |  | 3754148 | 4443792.917 |  | Electric Utility | N | OP
EXCLUDE | LA | Rayne | 1456 | 8 | DFO | IC | 4.1 | 3.4 | 0 | 0 |  |  | 0 | 0 |  | Electric Utility | N | OP |  | Internal Combustion (PRMVR=IC)
EXCLUDE | LA | Rayne | 1456 | 9 | DFO | IC | 4.1 | 3.6 | 0 | 0 |  |  | 0 | 0 |  | Electric Utility | N | OP |  | Internal Combustion (PRMVR=IC)
EXCLUDE | LA | River Bend | 6462 | 1 | NUC | ST | 1035.9 | 974 | 0 | 7686445 |  |  | 7686445 | 0 |  | Electric Utility | N | OP |  | Non Combustion (NUC, WAT, WND, GEO, or SUN)
EXCLUDE | LA | Rodemacher | 1445 | 3 | NG | ST | 13.3 | 13 | 0 | 0 |  |  | 0 | 0 |  | Electric Utility | N | RE | 1997 | Steam unit (PRMVR=ST) under 25MW/250 MMBtu/hr
EXCLUDE | LA | Rodemacher | 1445 | 4 | NG | ST | 25.4 | 25 | 0 | 0 |  |  | 0 | 0 |  | Electric Utility | N | RE | 1997 | Retired in 1997
EXCLUDE | LA | RS Cogen | 55117 | RS-4 | NG | CC | 103 | 80 | 2155 | 634631.8884 | 0.9965 | 10146.3388 | 636862.1798 | 336537.729 |  | Industrial CHP | Y | OP |  | Commercial/Industrial Unit
EXCLUDE | LA | RS Cogen | 55117 | RS-5 | NG | CC | 195 | 167.7 | 2155 | 1201487.5558 | 0.9965 | 19209.088 | 1205709.952 | 637134.5355 |  | Industrial CHP | Y | OP |  | Commercial/Industrial Unit
EXCLUDE | LA | RS Cogen | 55117 | RS-6 | NG | CC | 195 | 167.7 | 2155 | 1201487.5558 | 0.9965 | 19209.088 | 1205709.952 | 637134.5355 |  | Industrial CHP | Y | OP |  | Commercial/Industrial Unit
EXCLUDE | LA | Shell Chemical | 56248 | 101G | NG | GT | 40 | 34.5 | 0 | 293942.5 | 0.81354 | 306488.4046 | 361312.46 | 237350.0696 |  | Industrial CHP | Y | OP |  | Commercial/Industrial Unit
EXCLUDE | LA | Shell Chemical | 56248 | 201G | NG | GT | 40 | 34.5 | 0 | 293942.5 | 0.81354 | 306488.4046 | 361312.46 | 237350.0696 |  | Industrial CHP | Y | OP |  | Commercial/Industrial Unit
EXCLUDE | LA | Sidney A Murray Jr Hydroelectric | 54678 | 1 | WAT | HY | 24 | 24 | 0 | 130502.375 |  |  | 130502.375 | 0 |  | IPP Non-CHP | N | OP |  | Non Combustion (NUC, WAT, WND, GEO, or SUN)
EXCLUDE | LA | Sidney A Murray Jr Hydroelectric | 54678 | 2 | WAT | HY | 24 | 24 | 0 | 130502.375 |  |  | 130502.375 | 0 |  | IPP Non-CHP | N | OP |  | Non Combustion (NUC, WAT, WND, GEO, or SUN)
EXCLUDE | LA | Sidney A Murray Jr Hydroelectric | 54678 | 3 | WAT | HY | 24 | 24 | 0 | 130502.375 |  |  | 130502.375 | 0 |  | IPP Non-CHP | N | OP |  | Non Combustion (NUC, WAT, WND, GEO, or SUN)
EXCLUDE | LA | Sidney A Murray Jr Hydroelectric | 54678 | 4 | WAT | HY | 24 | 24 | 0 | 130502.375 |  |  | 130502.375 | 0 |  | IPP Non-CHP | N | OP |  | Non Combustion (NUC, WAT, WND, GEO, or SUN)
EXCLUDE | LA | Sidney A Murray Jr Hydroelectric | 54678 | 5 | WAT | HY | 24 | 24 | 0 | 130502.375 |  |  | 130502.375 | 0 |  | IPP Non-CHP | N | OP |  | Non Combustion (NUC, WAT, WND, GEO, or SUN)
EXCLUDE | LA | Sidney A Murray Jr Hydroelectric | 54678 | 6 | WAT | HY | 24 | 24 | 0 | 130502.375 |  |  | 130502.375 | 0 |  | IPP Non-CHP | N | OP |  | Non Combustion (NUC, WAT, WND, GEO, or SUN)
EXCLUDE | LA | Sidney A Murray Jr Hydroelectric | 54678 | 7 | WAT | HY | 24 | 24 | 0 | 130502.375 |  |  | 130502.375 | 0 |  | IPP Non-CHP | N | OP |  | Non Combustion (NUC, WAT, WND, GEO, or SUN)
EXCLUDE | LA | Sidney A Murray Jr Hydroelectric | 54678 | 8 | WAT | HY | 24 | 24 | 0 | 130502.375 |  |  | 130502.375 | 0 |  | IPP Non-CHP | N | OP |  | Non Combustion (NUC, WAT, WND, GEO, or SUN)
EXCLUDE | LA | St Francisville Mill | 10697 | GEN1 | NG | GT | 45 | 38.3 | 0 | 0 | 0 |  |  | 0 |  | Industrial CHP | Y | RE | 1999 | Retired in 1999
EXCLUDE | LA | St Francisville Mill | 10697 | GEN2 | BLQ | ST | 12.5 | 16.5 | 0 | 0 | 0 |  |  | 0 |  | Industrial CHP | Y | OS |  | Steam unit (PRMVR=ST) under 25MW/250 MMBtu/hr
OGST | LA | Sterlington | 1404 | 6 | NG | ST | 247.7 | 212 | 0 | 0 |  |  | 0 | 0 |  | Electric Utility | N | OS
NGCC | LA | Sterlington | 1404 | 7A | NG | CC | 59.3 | 44 | 1072 | 6765.1264 |  |  | 6765.1264 | 4519.4079 |  | Electric Utility | N | OP
NGCC | LA | Sterlington | 1404 | 7B | NG | CC | 66 | 44 | 1072 | 7529.483 |  |  | 7529.483 | 5030.0324 |  | Electric Utility | N | OP
NGCC | LA | Sterlington | 1404 | 7C | NG | CC | 101 | 86 | 1072 | 11522.3906 |  |  | 11522.3906 | 7697.4738 |  | Electric Utility | N | OP
EXCLUDE | LA | Stingray Facility | 54531 | 1S72 | NG | GT | 2.5 | 2.5 | 0 | 17220 |  |  | 17220 | 19471.0097 |  | Industrial Non-CHP | N | OP |  | Simple Cycle Turbine (PRMVR=GT or OT) unit under 25MW
EXCLUDE | LA | Stone Container Hodge | 50810 | NO4 | NG | ST | 3 | 3 | 0 | 19665.744 | 0.23922 | 284526.1103 | 82208.1187 | 30275.3851 |  | Industrial CHP | Y | SB |  | Steam unit (PRMVR=ST) under 25MW/250 MMBtu/hr
EXCLUDE | LA | Stone Container Hodge | 50810 | NO6 | NG | ST | 5 | 5 | 0 | 32776.2399 | 0.23922 | 474210.1838 | 137013.5312 | 50458.9751 |  | Industrial CHP | Y | SB |  | Steam unit (PRMVR=ST) under 25MW/250 MMBtu/hr
EXCLUDE | LA | Stone Container Hodge | 50810 | NO7 | NG | ST | 15.6 | 15.6 | 0 | 102261.8685 | 0.23922 | 1479535.7734 | 427482.2173 | 157432.0023 |  | Industrial CHP | Y | OP |  | Steam unit (PRMVR=ST) under 25MW/250 MMBtu/hr
EXCLUDE | LA | Stone Container Hodge | 50810 | NO8 | NG | ST | 27.5 | 27.5 | 0 | 180269.3196 | 0.23922 | 2608156.0108 | 753574.4216 | 277524.3631 |  | Industrial CHP | Y | OP |  | Commercial/Industrial Unit
EXCLUDE | LA | Stone Container Hodge | 50810 | NO9 | NG | ST | 23.3 | 23.3 | 0 | 152737.278 | 0.23922 | 2209819.4564 | 638483.0554 | 235138.824 |  | Industrial CHP | Y | OP |  | Steam unit (PRMVR=ST) under 25MW/250 MMBtu/hr
SSTLOGN | LA | T J Labbe Electric Generating | 56108 | U-1 | NG | GT | 50.4 | 48 | 510 | 86576.5 |  |  | 86576.5 | 106779.784 |  | Electric Utility | N | OP
SSTLOGN | LA | T J Labbe Electric Generating | 56108 | U-2 | NG | GT | 50.4 | 48 | 510 | 86576.5 |  |  | 86576.5 | 23829.913 |  | Electric Utility | N | OP
EXCLUDE | LA | Taft Cogeneration Facility | 55089 | CT1 | NG | CC | 178.5 | 155 | 2385 | 1117561.7036 | 0.94128 | 317177.3751 | 1187281.2322 | 511257.3619 |  | Industrial CHP | Y | OP |  | Commercial/Industrial Unit
EXCLUDE | LA | Taft Cogeneration Facility | 55089 | CT2 | NG | CC | 178.5 | 155 | 2385 | 1117561.7036 | 0.94128 | 317177.3751 | 1187281.2322 | 511257.3619 |  | Industrial CHP | Y | OP |  | Commercial/Industrial Unit
EXCLUDE | LA | Taft Cogeneration Facility | 55089 | CT3 | NG | CC | 178.5 | 155 | 2385 | 1117561.7036 | 0.94128 | 317177.3751 | 1187281.2322 | 511257.3619 |  | Industrial CHP | Y | OP |  | Commercial/Industrial Unit
EXCLUDE | LA | Taft Cogeneration Facility | 55089 | ST1 | NG | CC | 358.7 | 325 | 2385 | 2245766.8521 | 0.94128 | 637375.487 | 2385869.9046 | 1027383.8414 |  | Industrial CHP | Y | OP |  | Commercial/Industrial Unit
EXCLUDE | LA | Teche | 1400 | 1 | NG | ST | 24.9 | 18 | 0 | 47531.702 |  |  | 47531.702 | 31953.8685 |  | Electric Utility | N | OP |  | Steam unit (PRMVR=ST) under 25MW/250 MMBtu/hr
OGST | LA | Teche | 1400 | 2 | NG | ST | 54.4 | 33 | 0 | 103844.3609 |  |  | 103844.3609 | 72465.2422 |  | Electric Utility | N | RE | 2011
OGST | LA | Teche | 1400 | 3 | NG | ST | 348.5 | 328 | 3733 | 665252.9371 |  |  | 665252.9371 | 518620.264 |  | Electric Utility | N | OP
SSTLOGN | LA | Teche | 1400 | 4 | NG | GT | 38.4 | 34 | 449.4 | 44005 |  |  | 44005 | 32536.6 |  | Electric Utility | N | OP
EXCLUDE | LA | Thibodaux | 6706 | 9 | NG | ST | 21 | 19 | 0 | 0 |  |  | 0 | 0 |  | Electric Utility | N | RE | 2002 | Steam unit (PRMVR=ST) under 25MW/250 MMBtu/hr
EXCLUDE | LA | Toca Plant | 54705 | EG-1 | NG | IC | 0.8 | 0.8 | 0 | 0 |  |  | 0 | 0 |  | Industrial Non-CHP | N | SB |  | Internal Combustion (PRMVR=IC)
EXCLUDE | LA | Toca Plant | 54705 | EG2A | NG | IC | 0.5 | 0.5 | 0 | 0 |  |  | 0 | 0 |  | Industrial Non-CHP | N | SB |  | Internal Combustion (PRMVR=IC)
EXCLUDE | LA | Toca Plant | 54705 | EG-3 | NG | IC | 0.8 | 0.8 | 0 | 0 |  |  | 0 | 0 |  | Industrial Non-CHP | N | SB |  | Internal Combustion (PRMVR=IC)
EXCLUDE | LA | Toca Plant | 54705 | EG-4 | NG | IC | 0.7 | 0.7 | 0 | 0 |  |  | 0 | 0 |  | Industrial Non-CHP | N | SB |  | Internal Combustion (PRMVR=IC)
NGCC | LA | Washington Parish Energy Center | 55486 | CTG1 | NG | CC | 200 | 172 | 0 | 0 |  |  | 0 | 0 |  | IPP Non-CHP | N | V
NGCC | LA | Washington Parish Energy Center | 55486 | CTG2 | NG | CC | 200 | 172 | 0 | 0 |  |  | 0 | 0 |  | IPP Non-CHP | N | V
NGCC | LA | Washington Parish Energy Center | 55486 | ST1 | NG | CC | 255 | 215 | 0 | 0 |  |  | 0 | 0 |  | IPP Non-CHP | N | V
OGST | LA | Waterford 1 & 2 | 8056 | 1 | NG | ST | 445.5 | 411 | 4600 | 380646 |  |  | 380646 | 354835.079 |  | Electric Utility | N | OP
OGST | LA | Waterford 1 & 2 | 8056 | 2 | NG | ST | 445.5 | 411 | 4600 | 654775 |  |  | 654775 | 488524.391 |  | Electric Utility | N | OP
SSTLOGN | LA | Waterford 1 & 2 | 8056 | 4 | DFO | GT | 41 | 31 | 507 | 867 |  |  | 867 | 1138.9 |  | Electric Utility | N | SB
EXCLUDE | LA | Waterford 3 | 4270 | 3 | NUC | ST | 1199.8 | 1159 | 0 | 8928530 |  |  | 8928530 | 0 |  | Electric Utility | N | OP |  | Non Combustion (NUC, WAT, WND, GEO, or SUN)
OGST | LA | Willow Glen | 1394 | 1 | NG | ST | 163.2 | 152 | 1496 | 239393 |  |  | 239393 | 172450.937 |  | Electric Utility | N | OP
OGST | LA | Willow Glen | 1394 | 2 | NG | ST | 239.4 | 195 | 3136 | 26524 |  |  | 26524 | 20233.413 |  | Electric Utility | N | OP
OGST | LA | Willow Glen | 1394 | 3 | NG | ST | 591.8 | 450 | 0 | 0 |  |  | 0 | 0 |  | Electric Utility | N | OS
OGST | LA | Willow Glen | 1394 | 4 | NG | ST | 591.8 | 470 | 5488 | 1157301 |  |  | 1157301 | 626649.328 |  | Electric Utility | N | OP
OGST | LA | Willow Glen | 1394 | 5 | NG | ST | 591.8 | 485 | 0 | 0 |  |  | 0 | 259244.1916 |  | Electric Utility | N | OS
EXCLUDE | MA | AMERESCO Chicopee Energy | 56426 | Unit1 | LFG | IC | 1.9 | 1.9 | 0 | 0 |  |  | 0 | 0 |  | IPP Non-CHP | N | OP |  | Internal Combustion (PRMVR=IC)
EXCLUDE | MA | AMERESCO Chicopee Energy | 56426 | Unit2 | LFG | IC | 1.9 | 1.9 | 0 | 0 |  |  | 0 | 0 |  | IPP Non-CHP | N | OP |  | Internal Combustion (PRMVR=IC)
EXCLUDE | MA | AMERESCO Chicopee Energy | 56426 | Unit3 | LFG | IC | 1.9 | 1.9 | 0 | 0 |  |  | 0 | 0 |  | IPP Non-CHP | N | OP |  | Internal Combustion (PRMVR=IC)
EXCLUDE | MA | AMERESCO Chicopee Energy | 56426 | UNIT4 | LFG | IC | 2.1 | 2 | 0 | 0 |  |  | 0 | 0 |  | IPP Non-CHP | N | OP |  | Internal Combustion (PRMVR=IC)
EXCLUDE | MA | Anderson Power Products Division | 10553 | 3622 | DFO | IC | 0.1 | 0.1 | 0 | 0 |  |  | 0 | 0 |  | Industrial Non-CHP | N | OS |  | Internal Combustion (PRMVR=IC)
EXCLUDE | MA | Anderson Power Products Division | 10553 | 6033 | DFO | IC | 0.3 | 0.3 | 0 | 0 |  |  | 0 | 0 |  | Industrial Non-CHP | N | SB |  | Internal Combustion (PRMVR=IC)
EXCLUDE | MA | Anderson Power Products Division | 10553 | 6035 | DFO | IC | 0.3 | 0.3 | 0 | 0 |  |  | 0 | 0 |  | Industrial Non-CHP | N | SB |  | Internal Combustion (PRMVR=IC)
EXCLUDE | MA | Anderson Power Products Division | 10553 | 6046 | DFO | IC | 0.3 | 0.3 | 0 | 0 |  |  | 0 | 0 |  | Industrial Non-CHP | N | SB |  | Internal Combustion (PRMVR=IC)
NGCC | MA | ANP Bellingham Energy Project | 55211 | U1 | NG | CC | 289 | 236.4 | 2184 | 547563 |  |  | 547563 | 238922.959 |  | Electric Utility/IPP Non-CHP | N | OP
NGCC | MA | ANP Bellingham Energy Project | 55211 | U2 | NG | CC | 289 | 238.6 | 2184 | 547563 |  |  | 547563 | 238922.959 |  | Electric Utility/IPP Non-CHP | N | OP
NGCC | MA | ANP Blackstone Energy Project | 55212 | U1 | NG | CC | 289 | 218.3 | 2184 | 1043982.5 |  |  | 1043982.5 | 449286.456 |  | Electric Utility/IPP Non-CHP | N | OP
NGCC | MA | ANP Blackstone Energy Project | 55212 | U2 | NG | CC | 289 | 221.3 | 2184 | 1043982.5 |  |  | 1043982.5 | 449286.456 |  | Electric Utility/IPP Non-CHP | N | OP
EXCLUDE | MA | Barre | 55776 | BA1 | LFG | IC | 0.5 | 0.4 | 0 | 0 |  |  | 0 | 0 |  | IPP Non-CHP | N | OP |  | Internal Combustion (PRMVR=IC)
EXCLUDE | MA | Barre | 55776 | BA2 | LFG | IC | 0.5 | 0.4 | 0 | 0 |  |  | 0 | 0 |  | IPP Non-CHP | N | OP |  | Internal Combustion (PRMVR=IC)
EXCLUDE | MA | Beacon Power Flywheel System 1 | 57711 | TYN1 | MWH | FW | 1 | 1 | 0 | 0 |  |  | 0 | 0 |  | IPP Non-CHP | N | OP |  | Energy Storage Battery or Energy Storage Compressed Air or Flywheel (PRMVR=BA or CE or FW)
EXCLUDE | MA | Beacon Power Flywheel System 2 | 57712 | TYN2 | MWH | FW | 2 | 2 | 0 | 0 |  |  | 0 | 0 |  | IPP Non-CHP | N | OA |  | Energy Storage Battery or Energy Storage Compressed Air or Flywheel (PRMVR=BA or CE or FW)
EXCLUDE | MA | Bear Swamp | 8005 | GEN1 | WAT | PS | 300 | 300 | 0 | -71794 |  |  | -71794 | 0 |  | IPP Non-CHP | N | OP |  | Non Combustion (NUC, WAT, WND, GEO, or SUN)
EXCLUDE | MA | Bear Swamp | 8005 | GEN2 | WAT | PS | 300 | 300 | 0 | -71794 |  |  | -71794 | 0 |  | IPP Non-CHP | N | OP |  | Non Combustion (NUC, WAT, WND, GEO, or SUN)
NGCC | MA | Bellingham Cogeneration Facility | 10307 | CT1 | NG | CC | 128.7 | 102 | 1433 | 199312.334 | 0.94302 | 54786.7316 | 211355.1384 | 103166.2397 |  | Electric Utility/IPP CHP | Y | OP
NGCC | MA | Bellingham Cogeneration Facility | 10307 | CT2 | NG | CC | 128.7 | 102 | 1433 | 199312.334 | 0.94302 | 54786.7316 | 211355.1384 | 103166.2397 |  | Electric Utility/IPP CHP | Y | OP
NGCC | MA | Bellingham Cogeneration Facility | 10307 | ST1 | NG | CC | 128.7 | 60 | 1433 | 199312.334 | 0.94302 | 54786.7316 | 211355.1384 | 103166.2397 |  | Electric Utility/IPP CHP | Y | OP
NGCC | MA | Berkshire Power | 55041 | GEN2 | NG | CC | 289 | 229.3 | 2112 | 1060233 |  |  | 1060233 | 465074.014 |  | Electric Utility/IPP Non-CHP | N | OP
EXCLUDE | MA | Berkshire Wind Power Project | 57721 | BWP | WND | WT | 15 | 15 | 0 | 30204 |  |  | 30204 | 0 |  | Electric Utility | N | OP |  | Non Combustion (NUC, WAT, WND, GEO, or SUN)
EXCLUDE | MA | Boatlock | 1603 | 1 | WAT | HY | 0.7 | 0.7 | 0 | 3530.0323 |  |  | 3530.0323 | 0 |  | Electric Utility | N | OP |  | Non Combustion (NUC, WAT, WND, GEO, or SUN)
EXCLUDE | MA | Boatlock | 1603 | 2 | WAT | HY | 1.2 | 1.2 | 0 | 6051.4839 |  |  | 6051.4839 | 0 |  | Electric Utility | N | OP |  | Non Combustion (NUC, WAT, WND, GEO, or SUN)
EXCLUDE | MA | Boatlock | 1603 | 3 | WAT | HY | 1.2 | 1.2 | 0 | 6051.4839 |  |  | 6051.4839 | 0 |  | Electric Utility | N | OP |  | Non Combustion (NUC, WAT, WND, GEO, or SUN)
EXCLUDE | MA | Boott Hydropower | 10556 | GEN1 | WAT | HY | 7.5 | 7.1 | 0 | 33941.2664 |  |  | 33941.2664 | 0 |  | IPP Non-CHP | N | OP |  | Non Combustion (NUC, WAT, WND, GEO, or SUN)
EXCLUDE | MA | Boott Hydropower | 10556 | GEN2 | WAT | HY | 7.5 | 7.1 | 0 | 33941.2664 |  |  | 33941.2664 | 0 |  | IPP Non-CHP | N | OP |  | Non Combustion (NUC, WAT, WND, GEO, or SUN)
EXCLUDE | MA | Boott Hydropower | 10556 | GEN3 | WAT | HY | 7.9 | 7.5 | 0 | 35751.4672 |  |  | 35751.4672 | 0 |  | IPP Non-CHP | N | OP |  | Non Combustion (NUC, WAT, WND, GEO, or SUN)
EXCLUDE | MA | Boston Scientific Solar | 57992 | BSMA | SUN | PV | 1.1 | 1.1 | 0 | 0 |  |  | 0 | 0 |  | IPP Non-CHP | N | L |  | Non Combustion (NUC, WAT, WND, GEO, or SUN)
COALST | MA | Brayton Point | 1619 | 1 | BIT | ST | 241 | 243.5 | 2450 | 874517 |  |  | 874517 | 893350.075 |  | Electric Utility/IPP Non-CHP | N | OP
COALST | MA | Brayton Point | 1619 | 2 | BIT | ST | 241 | 244 | 2450 | 659005 |  |  | 659005 | 650571.35 |  | Electric Utility/IPP Non-CHP | N | OP
COALST | MA | Brayton Point | 1619 | 3 | BIT | ST | 642.6 | 612 | 5655 | 2046779 |  |  | 2046779 | 1869011.625 |  | Electric Utility/IPP Non-CHP | N | OP
OGST | MA | Brayton Point | 1619 | 4 | NG | ST | 475.5 | 435 | 4800 | 32201 |  |  | 32201 | 33067.25 |  | Electric Utility/IPP Non-CHP | N | OP
EXCLUDE | MA | Brayton Point | 1619 | IC1 | DFO | IC | 2.7 | 2.5 | 0 | 0 |  |  | 0 | 0 |  | IPP Non-CHP | N | OP |  | Internal Combustion (PRMVR=IC)
EXCLUDE | MA | Brayton Point | 1619 | IC2 | DFO | IC | 2.7 | 2.5 | 0 | 0 |  |  | 0 | 0 |  | IPP Non-CHP | N | OP |  | Internal Combustion (PRMVR=IC)
EXCLUDE | MA | Brayton Point | 1619 | IC3 | DFO | IC | 2.7 | 2.5 | 0 | 0 |  |  | 0 | 0 |  | IPP Non-CHP | N | OP |  | Internal Combustion (PRMVR=IC)
EXCLUDE | MA | Brayton Point | 1619 | IC4 | DFO | IC | 2.7 | 2.5 | 0 | 0 |  |  | 0 | 0 |  | IPP Non-CHP | N | SB |  | Internal Combustion (PRMVR=IC)
EXCLUDE | MA | Brockton Power Company LLC | 57355 | SGT6 | NG | CC | 205 | 179.7 | 0 | 0 |  |  | 0 | 0 |  | Industrial Non-CHP | N | IP |  | Status of operation (IP,L,P,T,or U)
EXCLUDE | MA | Brockton Power Company LLC | 57355 | SST90 | NG | CC | 171 | 152.3 | 0 | 0 |  |  | 0 | 0 |  | Industrial Non-CHP | N | IP |  | Status of operation (IP,L,P,T,or U)
EXCLUDE | MA | Cabot | 1629 | 1 | WAT | HY | 10.3 | 10.3 | 0 | 58574.6667 |  |  | 58574.6667 | 0 |  | IPP Non-CHP | N | OP |  | Non Combustion (NUC, WAT, WND, GEO, or SUN)
EXCLUDE | MA | Cabot | 1629 | 2 | WAT | HY | 10.3 | 10.3 | 0 | 58574.6667 |  |  | 58574.6667 | 0 |  | IPP Non-CHP | N | OP |  | Non Combustion (NUC, WAT, WND, GEO, or SUN)
EXCLUDE | MA | Cabot | 1629 | 3 | WAT | HY | 10.3 | 10.3 | 0 | 58574.6667 |  |  | 58574.6667 | 0 |  | IPP Non-CHP | N | OP |  | Non Combustion (NUC, WAT, WND, GEO, or SUN)
EXCLUDE | MA | Cabot | 1629 | 4 | WAT | HY | 10.3 | 10.3 | 0 | 58574.6667 |  |  | 58574.6667 | 0 |  | IPP Non-CHP | N | OP |  | Non Combustion (NUC, WAT, WND, GEO, or SUN)
EXCLUDE | MA | Cabot | 1629 | 5 | WAT | HY | 10.3 | 10.3 | 0 | 58574.6667 |  |  | 58574.6667 | 0 |  | IPP Non-CHP | N | OP |  | Non Combustion (NUC, WAT, WND, GEO, or SUN)
EXCLUDE | MA | Cabot | 1629 | 6 | WAT | HY | 10.3 | 10.3 | 0 | 58574.6667 |  |  | 58574.6667 | 0 |  | IPP Non-CHP | N | OP |  | Non Combustion (NUC, WAT, WND, GEO, or SUN)
EXCLUDE | MA | Cabot Holyoke | 9864 | 1 | WAT | HY | 0.8 | 0.6 | 0 | 3803.3846 |  |  | 3803.3846 | 0 |  | Electric Utility | N | OP |  | Non Combustion (NUC, WAT, WND, GEO, or SUN)
EXCLUDE | MA | Cabot Holyoke | 9864 | 2 | WAT | HY | 0.8 | 0.6 | 0 | 3803.3846 |  |  | 3803.3846 | 0 |  | Electric Utility | N | OP |  | Non Combustion (NUC, WAT, WND, GEO, or SUN)
EXCLUDE | MA | Cabot Holyoke | 9864 | 3 | WAT | HY | 0.4 | 0.3 | 0 | 1901.6923 |  |  | 1901.6923 | 0 |  | Electric Utility | N | OP |  | Non Combustion (NUC, WAT, WND, GEO, or SUN)
EXCLUDE | MA | Cabot Holyoke | 9864 | 4 | WAT | HY | 0.6 | 0.5 | 0 | 2852.5385 |  |  | 2852.5385 | 0 |  | Electric Utility | N | OP |  | Non Combustion (NUC, WAT, WND, GEO, or SUN)
EXCLUDE | MA | Cabot Holyoke | 9864 | 6 | NG | ST | 10 | 9.3 | 0 | 0 |  |  | 0 | 0 |  | Electric Utility | N | SB | 2013 | Steam unit (PRMVR=ST) under 25MW/250 MMBtu/hr
EXCLUDE | MA | Cabot Holyoke | 9864 | 8 | NG | ST | 10 | 9.3 | 0 | 0 |  |  |  | 0 |  | Electric Utility | Y | SB | 2013 | Steam unit (PRMVR=ST) under 25MW/250 MMBtu/hr
EXCLUDE | MA | Cabot Holyoke | 9864 | 9 | NG | ST | 6 | 5.7 | 0 | 0 |  |  | 0 | 0 |  | Electric Utility | N | RE | 2009 | Steam unit (PRMVR=ST) under 25MW/250 MMBtu/hr
OGST | MA | Canal | 1599 | 1 | RFO | ST | 585 | 566 | 5450 | 36958 |  |  | 36958 | 40593.534 |  | Electric Utility/IPP Non-CHP | N | OP
OGST | MA | Canal | 1599 | 2 | RFO | ST | 580 | 553 | 5973 | 11139.524 |  |  | 11139.524 | 11866.335 |  | Electric Utility/IPP Non-CHP | N | OP
EXCLUDE | MA | Canal | 1599 | UN2R | NG | GT | 448 | 448 | 0 | 0 |  |  | 0 | 0 |  | IPP Non-CHP | N | IP |  | Status of operation (IP,L,P,T,or U)
EXCLUDE | MA | Cape Wind Energy Project | 56678 | CWA1 | WND | WT | 468 | 468 | 0 | 0 |  |  | 0 | 0 |  | IPP Non-CHP | N | IP |  | Non Combustion (NUC, WAT, WND, GEO, or SUN)
EXCLUDE | MA | Chemical | 1604 | 1 | WAT | HY | 0.8 | 0.8 | 0 | 2734.5 |  |  | 2734.5 | 0 |  | Electric Utility | N | OP |  | Non Combustion (NUC, WAT, WND, GEO, or SUN)
EXCLUDE | MA | Chemical | 1604 | 2 | WAT | HY | 0.8 | 0.8 | 0 | 2734.5 |  |  | 2734.5 | 0 |  | Electric Utility | N | OP |  | Non Combustion (NUC, WAT, WND, GEO, or SUN)
EXCLUDE | MA | Cherry Street | 9038 | 7 | DFO | IC | 3.3 | 2.8 | 0 | 0 |  |  | 0 | 0 |  | Electric Utility | N | OP |  | Internal Combustion (PRMVR=IC)
EXCLUDE | MA | Cherry Street | 9038 | 8 | DFO | IC | 4 | 3.4 | 0 | 0 |  |  | 0 | 0 |  | Electric Utility | N | OP |  | Internal Combustion (PRMVR=IC)
EXCLUDE | MA | Cherry Street | 9038 | 9 | DFO | IC | 3 | 2.3 | 0 | 0 |  |  | 0 | 0 |  | Electric Utility | N | RE | 2003 | Internal Combustion (PRMVR=IC)
EXCLUDE | MA | Cherry Street | 9038 | 10 | DFO | IC | 2.2 | 2.1 | 0 | 0 |  |  | 0 | 0 |  | Electric Utility | N | OP |  | Internal Combustion (PRMVR=IC)
EXCLUDE | MA | Cherry Street | 9038 | 11 | DFO | IC | 2.2 | 2.1 | 0 | 0 |  |  | 0 | 0 |  | Electric Utility | N | OP |  | Internal Combustion (PRMVR=IC)
EXCLUDE | MA | Cherry Street | 9038 | 12 | DFO | IC | 5.6 | 4.9 | 0 | 0 |  |  | 0 | 0 |  | Electric Utility | N | OP |  | Internal Combustion (PRMVR=IC)
EXCLUDE | MA | Chicopee Electric | 55590 | 1 | LFG | IC | 1 | 0.9 | 0 | 0 |  |  | 0 | 0 |  | IPP Non-CHP | N | OS |  | Internal Combustion (PRMVR=IC)
EXCLUDE | MA | Chicopee Electric | 55590 | 2 | LFG | IC | 1 | 0.9 | 0 | 0 |  |  | 0 | 0 |  | IPP Non-CHP | N | OS |  | Internal Combustion (PRMVR=IC)
EXCLUDE | MA | Chicopee Hydroelectric Station | 50832 | 1 | WAT | HY | 1.2 | 1.2 | 0 | 6462.5 |  |  | 6462.5 | 0 |  | IPP Non-CHP | N | OP |  | Non Combustion (NUC, WAT, WND, GEO, or SUN)
EXCLUDE | MA | Chicopee Hydroelectric Station | 50832 | 2 | WAT | HY | 1.2 | 1.2 | 0 | 6462.5 |  |  | 6462.5 | 0 |  | IPP Non-CHP | N | OP |  | Non Combustion (NUC, WAT, WND, GEO, or SUN)
EXCLUDE | MA | Clark University | 10408 | GEN1 | NG | IC | 1.8 | 1.8 | 0 | 0 | 0.50355 | 0 | 0 | 0 |  | Commercial CHP | Y | OP |  | Internal Combustion (PRMVR=IC)
OGST | MA | Cleary Flood | 1682 | 8 | RFO | ST | 28.3 | 26 | 398 | 3090 |  |  | 3090 | 4103.623 |  | Electric Utility | N | OP
EXCLUDE | MA | Cleary Flood | 1682 | 9A | DFO | CC | 23 | 20.5 | 1334 | 10566.7458 |  |  | 10566.7458 | 7047.6066 |  | Electric Utility | N | OP |  | Combined Cycle (PRMVR=CC) unit under 25MW
NGCC | MA | Cleary Flood | 1682 | CA9 | NG | CC | 95 | 87 | 1334 | 43645.2542 |  |  | 43645.2542 | 29109.6794 |  | Electric Utility | N | OP
EXCLUDE | MA | Cobble Mountain | 1630 | 1 | WAT | HY | 13 | 12.9 | 0 | 13682.303 |  |  | 13682.303 | 0 |  | IPP Non-CHP | N | OP |  | Non Combustion (NUC, WAT, WND, GEO, or SUN)
EXCLUDE | MA | Cobble Mountain | 1630 | 2 | WAT | HY | 7 | 6.8 | 0 | 7367.3939 |  |  | 7367.3939 | 0 |  | IPP Non-CHP | N | OP |  | Non Combustion (NUC, WAT, WND, GEO, or SUN)
EXCLUDE | MA | Cobble Mountain | 1630 | 3 | WAT | HY | 13 | 12.9 | 0 | 13682.303 |  |  | 13682.303 | 0 |  | IPP Non-CHP | N | OP |  | Non Combustion (NUC, WAT, WND, GEO, or SUN)
EXCLUDE | MA | Collins Facility | 52166 | 1 | WAT | HY | 0.6 | 0.6 | 0 | 2692 |  |  | 2692 | 0 |  | IPP Non-CHP | N | OP |  | Non Combustion (NUC, WAT, WND, GEO, or SUN)
EXCLUDE | MA | Collins Facility | 52166 | 2 | WAT | HY | 0.6 | 0.6 | 0 | 2692 |  |  | 2692 | 0 |  | IPP Non-CHP | N | OP |  | Non Combustion (NUC, WAT, WND, GEO, or SUN)
EXCLUDE | MA | Commercial Street | 6585 | 2 | DFO | IC | 1.1 | 1 | 0 | 0 |  |  | 0 | 0 |  | Electric Utility | N | RE | 2010 | Internal Combustion (PRMVR=IC)
EXCLUDE | MA | Cosgrove Intake and Power Station | 10825 | UNI1 | WAT | HY | 1.6 | 1 | 0 | 2255.5 |  |  | 2255.5 | 0 |  | IPP Non-CHP | N | OP |  | Non Combustion (NUC, WAT, WND, GEO, or SUN)
EXCLUDE | MA | Cosgrove Intake and Power Station | 10825 | UNI2 | WAT | HY | 1.6 | 1 | 0 | 2255.5 |  |  | 2255.5 | 0 |  | IPP Non-CHP | N | OP |  | Non Combustion (NUC, WAT, WND, GEO, or SUN)
EXCLUDE | MA | Covanta Haverhill | 50661 | GEN1 | MSB | ST | 46 | 42.8 | 0 | 332871 |  |  | 332871 | 562074.9182 |  | IPP Non-CHP | N | OP |  | Non Fossil fuel type
EXCLUDE | MA | Dartmouth II Solar | 57838 | D2MA | SUN | PV | 2 | 2 | 0 | 0 |  |  | 0 | 0 |  | Electric Utility | N | L |  | Non Combustion (NUC, WAT, WND, GEO, or SUN)
NGCC | MA | Dartmouth Power Associates LP | 52026 | GEN1 | NG | CC | 45 | 36 | 656 | 59943.7052 |  |  | 59943.7052 | 30535.1538 |  | Electric Utility/IPP Non-CHP | N | OP
NGCC | MA | Dartmouth Power Associates LP | 52026 | GEN2 | NG | CC | 32 | 26 | 656 | 42626.6348 |  |  | 42626.6348 | 21713.8872 |  | Electric Utility/IPP Non-CHP | N | OP
EXCLUDE | MA | Dartmouth Power Associates LP | 52026 | GEN3 | NG | GT | 24.7 | 20.6 | 267.1 | 3930 |  |  | 3930 | 2954.647 |  | Electric Utility/IPP Non-CHP | N | OP |  | Simple Cycle Turbine (PRMVR=GT or OT) unit under 25MW
EXCLUDE | MA | Dartmouth Solar | 57473 | DSMA | SUN | PV | 1.6 | 1.6 | 0 | 0 |  |  | 0 | 0 |  | IPP Non-CHP | N | OP |  | Non Combustion (NUC, WAT, WND, GEO, or SUN)
EXCLUDE | MA | Deer Island Treatment Plant | 10823 | 6ENT | OBG | IC | 6 | 6 | 0 | 0 |  |  | 0 | 0 |  | Commercial CHP | N | RE | 2004 | Internal Combustion (PRMVR=IC)
EXCLUDE | MA | Deer Island Treatment Plant | 10823 | 7ENT | OBG | IC | 6 | 6 | 0 | 0 |  |  | 0 | 0 |  | Commercial CHP | N | RE | 2004 | Internal Combustion (PRMVR=IC)
EXCLUDE | MA | Deer Island Treatment Plant | 10823 | F101 | OBG | FC | 0.2 | 0.2 | 0 | 0 |  |  | 0 | 0 |  | Commercial CHP | N | RE | 2001 | Fuel Cell (PRMVR=FC)
EXCLUDE | MA | Deer Island Treatment Plant | 10823 | G101 | DFO | GT | 26 | 22 | 278.45 | 1206.87 |  |  | 1206.87 | 1288.653 |  | Commercial CHP | N | SB |  | Commercial/Industrial Unit
EXCLUDE | MA | Deer Island Treatment Plant | 10823 | G201 | DFO | GT | 26 | 22 | 278.45 | 1206.87 |  |  | 1206.87 | 1288.653 |  | Commercial CHP | N | SB |  | Commercial/Industrial Unit
EXCLUDE | MA | Deer Island Treatment Plant | 10823 | H101 | WAT | HY | 1 | 1 | 0 | 2823.48 |  |  | 2823.48 | 0 |  | Commercial CHP | N | OP |  | Non Combustion (NUC, WAT, WND, GEO, or SUN)
EXCLUDE | MA | Deer Island Treatment Plant | 10823 | H201 | WAT | HY | 1 | 1 | 0 | 2823.48 |  |  | 2823.48 | 0 |  | Commercial CHP | N | OP |  | Non Combustion (NUC, WAT, WND, GEO, or SUN)
EXCLUDE | MA | Deer Island Treatment Plant | 10823 | PV101 | SUN | PV | 0.1 | 0.1 | 0 | 646.47 |  |  | 646.47 | 0 |  | Commercial CHP | N | OP |  | Non Combustion (NUC, WAT, WND, GEO, or SUN)
EXCLUDE | MA | Deer Island Treatment Plant | 10823 | S101 | OBG | ST | 17.5 | 9 | 0 | 16044.06 | 1 | 0 | 16044.06 | 27157.1494 |  | Commercial CHP | Y | OP |  | Non Fossil fuel type
EXCLUDE | MA | Deer Island Treatment Plant | 10823 | WT101 | WND | WT | 0.6 | 0.6 | 0 | 955.845 |  |  | 955.845 | 0 |  | Commercial CHP | N | OP |  | Non Combustion (NUC, WAT, WND, GEO, or SUN)
EXCLUDE | MA | Deer Island Treatment Plant | 10823 | WT102 | WND | WT | 0.6 | 0.6 | 0 | 955.845 |  |  | 955.845 | 0 |  | Commercial CHP | N | OP |  | Non Combustion (NUC, WAT, WND, GEO, or SUN)
EXCLUDE | MA | Deerfield 2 | 6047 | GEN1 | WAT | HY | 1.6 | 2.1 | 0 | 5083.6667 |  |  | 5083.6667 | 0 |  | IPP Non-CHP | N | OP |  | Non Combustion (NUC, WAT, WND, GEO, or SUN)
EXCLUDE | MA | Deerfield 2 | 6047 | GEN2 | WAT | HY | 1.6 | 2.1 | 0 | 5083.6667 |  |  | 5083.6667 | 0 |  | IPP Non-CHP | N | OP |  | Non Combustion (NUC, WAT, WND, GEO, or SUN)
EXCLUDE | MA | Deerfield 2 | 6047 | GEN3 | WAT | HY | 1.6 | 2.1 | 0 | 5083.6667 |  |  | 5083.6667 | 0 |  | IPP Non-CHP | N | OP |  | Non Combustion (NUC, WAT, WND, GEO, or SUN)
EXCLUDE | MA | Deerfield 3 | 6083 | GEN1 | WAT | HY | 1.6 | 2.1 | 0 | 9156.6667 |  |  | 9156.6667 | 0 |  | IPP Non-CHP | N | OP |  | Non Combustion (NUC, WAT, WND, GEO, or SUN)
EXCLUDE | MA | Deerfield 3 | 6083 | GEN2 | WAT | HY | 1.6 | 2.1 | 0 | 9156.6667 |  |  | 9156.6667 | 0 |  | IPP Non-CHP | N | OP |  | Non Combustion (NUC, WAT, WND, GEO, or SUN)
EXCLUDE | MA | Deerfield 3 | 6083 | GEN3 | WAT | HY | 1.6 | 2.1 | 0 | 9156.6667 |  |  | 9156.6667 | 0 |  | IPP Non-CHP | N | OP |  | Non Combustion (NUC, WAT, WND, GEO, or SUN)
EXCLUDE | MA | Deerfield 4 | 6119 | GEN1 | WAT | HY | 1.6 | 2.1 | 0 | 4753.6667 |  |  | 4753.6667 | 0 |  | IPP Non-CHP | N | OP |  | Non Combustion (NUC, WAT, WND, GEO, or SUN)
EXCLUDE | MA | Deerfield 4 | 6119 | GEN2 | WAT | HY | 1.6 | 2.1 | 0 | 4753.6667 |  |  | 4753.6667 | 0 |  | IPP Non-CHP | N | OP |  | Non Combustion (NUC, WAT, WND, GEO, or SUN)
EXCLUDE | MA | Deerfield 4 | 6119 | GEN3 | WAT | HY | 1.6 | 2.1 | 0 | 4753.6667 |  |  | 4753.6667 | 0 |  | IPP Non-CHP | N | OP |  | Non Combustion (NUC, WAT, WND, GEO, or SUN)
EXCLUDE | MA | Deerfield 5 | 1620 | GEN1 | WAT | HY | 17.5 | 13.9 | 0 | 64950 |  |  | 64950 | 0 |  | IPP Non-CHP | N | OP |  | Non Combustion (NUC, WAT, WND, GEO, or SUN)
NGCC | MA | Dighton Power Plant | 55026 | UNT1 | NG | CC | 200 | 153.4 | 1423 | 980181 |  |  | 980181 | 464428.527 |  | Electric Utility/IPP Non-CHP | N | OP
EXCLUDE | MA | Dorchester Solar Site | 57265 | 1 | SUN | PV | 1 | 1 | 0 | 0 |  |  | 0 | 0 |  | Electric Utility | N | OP |  | Non Combustion (NUC, WAT, WND, GEO, or SUN)
EXCLUDE | MA | Doreen | 1631 | DORE | JF | GT | 21.1 | 16.6 | 0 | 179 |  |  | 179 | 221.5106 |  | IPP Non-CHP | N | SB |  | Simple Cycle Turbine (PRMVR=GT or OT) unit under 25MW
EXCLUDE | MA | Douglas Solar | 57934 | DOMA | SUN | PV | 2 | 2 | 0 | 0 |  |  | 0 | 0 |  | IPP Non-CHP | N | L |  | Non Combustion (NUC, WAT, WND, GEO, or SUN)
EXCLUDE | MA | Dwight | 6378 | DW2 | WAT | HY | 0.4 | 0.4 | 0 | 1303.3333 |  |  | 1303.3333 | 0 |  | IPP Non-CHP | N | SB |  | Non Combustion (NUC, WAT, WND, GEO, or SUN)
EXCLUDE | MA | Dwight | 6378 | DW3 | WAT | HY | 0.4 | 0.4 | 0 | 1303.3333 |  |  | 1303.3333 | 0 |  | IPP Non-CHP | N | SB |  | Non Combustion (NUC, WAT, WND, GEO, or SUN)
EXCLUDE | MA | Dwight | 6378 | DW4 | WAT | HY | 0.4 | 0.5 | 0 | 1303.3333 |  |  | 1303.3333 | 0 |  | IPP Non-CHP | N | OP |  | Non Combustion (NUC, WAT, WND, GEO, or SUN)
EXCLUDE | MA | East Bridgewater | 55584 | 1 | LFG | IC | 1 | 0.9 | 0 | 0 |  |  | 0 | 0 |  | IPP Non-CHP | N | RE | 2010 | Internal Combustion (PRMVR=IC)
EXCLUDE | MA | East Bridgewater | 55584 | 2 | LFG | IC | 1 | 0.9 | 0 | 0 |  |  | 0 | 0 |  | IPP Non-CHP | N | RE | 2010 | Internal Combustion (PRMVR=IC)
EXCLUDE | MA | East Bridgewater | 55584 | 3 | LFG | IC | 1 | 0.9 | 0 | 0 |  |  | 0 | 0 |  | IPP Non-CHP | N | RE | 2010 | Internal Combustion (PRMVR=IC)
EXCLUDE | MA | East Bridgewater | 55584 | 4 | LFG | IC | 1 | 0.9 | 0 | 0 |  |  | 0 | 0 |  | IPP Non-CHP | N | RE | 2010 | Internal Combustion (PRMVR=IC)
EXCLUDE | MA | East Bridgewater | 55584 | 5 | LFG | IC | 1 | 0.9 | 0 | 0 |  |  | 0 | 0 |  | IPP Non-CHP | N | RE | 2010 | Internal Combustion (PRMVR=IC)
EXCLUDE | MA | East Bridgewater | 55584 | 6 | LFG | IC | 1 | 0.9 | 0 | 0 |  |  | 0 | 0 |  | IPP Non-CHP | N | RE | 2010 | Internal Combustion (PRMVR=IC)
EXCLUDE | MA | Eastman Gelatine | 50955 | GEN1 | NG | ST | 1.5 | 1.3 | 0 | 3547.3881 | 0.10652 | 135364.7463 | 33302.2414 | 9474.54 |  | Industrial CHP | Y | SB |  | Steam unit (PRMVR=ST) under 25MW/250 MMBtu/hr
EXCLUDE | MA | Eastman Gelatine | 50955 | GEN2 | NG | ST | 1.5 | 1.5 | 0 | 3547.3881 | 0.10652 | 135364.7463 | 33302.2414 | 9474.54 |  | Industrial CHP | Y | SB |  | Steam unit (PRMVR=ST) under 25MW/250 MMBtu/hr
EXCLUDE | MA | Eastman Gelatine | 50955 | GEN3 | NG | ST | 3.7 | 3.3 | 0 | 8750.2239 | 0.10652 | 333899.7075 | 82145.5289 | 23370.532 |  | Industrial CHP | Y | OP |  | Steam unit (PRMVR=ST) under 25MW/250 MMBtu/hr
EXCLUDE | MA | Erving Paper Mills | 54228 | 1 | RFO | ST | 2.5 | 0.3 | 0 | 0 |  |  |  | 0 |  | Industrial CHP | Y | RE | 2011 | Steam unit (PRMVR=ST) under 25MW/250 MMBtu/hr
EXCLUDE | MA | Exelon Edgar LLC | 1585 | GT1 | DFO | GT | 14.2 | 9.2 | 0 | 0 |  |  | 0 | 0 |  | IPP Non-CHP | N | RE | 2001 | Simple Cycle Turbine (PRMVR=GT or OT) unit under 25MW
EXCLUDE | MA | Exelon Edgar LLC | 1585 | GT2 | DFO | GT | 14.2 | 12 | 0 | 0 |  |  | 0 | 0 |  | IPP Non-CHP | N | RE | 2001 | Simple Cycle Turbine (PRMVR=GT or OT) unit under 25MW
EXCLUDE | MA | Exelon Framingham LLC | 1586 | GT1 | DFO | GT | 14.2 | 10 | 0 | 221.3333 |  |  | 221.3333 | 364.1879 |  | IPP Non-CHP | N | OP |  | Simple Cycle Turbine (PRMVR=GT or OT) unit under 25MW
EXCLUDE | MA | Exelon Framingham LLC | 1586 | GT2 | DFO | GT | 14.2 | 10 | 0 | 221.3333 |  |  | 221.3333 | 364.1879 |  | IPP Non-CHP | N | OP |  | Simple Cycle Turbine (PRMVR=GT or OT) unit under 25MW
EXCLUDE | MA | Exelon Framingham LLC | 1586 | GT3 | DFO | GT | 14.2 | 9.4 | 0 | 221.3333 |  |  | 221.3333 | 364.1879 |  | IPP Non-CHP | N | OP |  | Simple Cycle Turbine (PRMVR=GT or OT) unit under 25MW
EXCLUDE | MA | Exelon L Street | 1587 | GT1 | DFO | GT | 18.6 | 16 | 0 | 156 |  |  | 156 | 228.0182 |  | IPP Non-CHP | N | OP |  | Simple Cycle Turbine (PRMVR=GT or OT) unit under 25MW
SSTLOGN | MA | Exelon Medway LLC | 1592 | GT1 | DFO | GT | 45 | 36 | 1176 | 891 |  |  | 891 | 3562.3 |  | Electric Utility/IPP Non-CHP | N | OP
SSTLOGN | MA | Exelon Medway LLC | 1592 | GT2 | DFO | GT | 45 | 35 | 392 | 891 |  |  | 891 | 1146.4 |  | Electric Utility/IPP Non-CHP | N | OP
SSTLOGN | MA | Exelon Medway LLC | 1592 | GT3 | DFO | GT | 45 | 36 | 784 | 891 |  |  | 891 | 2086.3 |  | Electric Utility/IPP Non-CHP | N | OP
EXCLUDE | MA | Fellsway Development LLC | 54992 | CAT1 | DFO | IC | 0.7 | 0.7 | 0 | 0 |  |  |  | 0 |  | Commercial CHP | Y | RE | 2011 | Internal Combustion (PRMVR=IC)
EXCLUDE | MA | Fellsway Development LLC | 54992 | CAT2 | DFO | IC | 1 | 0.8 | 0 | 0 |  |  |  | 0 |  | Commercial CHP | Y | RE | 2011 | Internal Combustion (PRMVR=IC)
EXCLUDE | MA | Fellsway Development LLC | 54992 | GT | NG | GT | 0.8 | 0.6 | 0 | 0 |  |  |  | 0 |  | Commercial CHP | Y | RE | 2011 | Simple Cycle Turbine (PRMVR=GT or OT) unit under 25MW
EXCLUDE | MA | Fellsway Development LLC | 54992 | ST | AB | ST | 0.2 | 0.2 | 0 | 0 |  |  |  | 0 |  | Commercial CHP | Y | RE | 2011 | Non Fossil fuel type
EXCLUDE | MA | Fife Brook | 8004 | GEN1 | WAT | HY | 11.2 | 11.2 | 0 | 39644 |  |  | 39644 | 0 |  | IPP Non-CHP | N | OP |  | Non Combustion (NUC, WAT, WND, GEO, or SUN)
EXCLUDE | MA | Fitchburg Gas Recovery | 56527 | GEN1 | LFG | IC | 1.6 | 1.6 | 0 | 0 |  |  | 0 | 0 |  | IPP Non-CHP | N | OP |  | Internal Combustion (PRMVR=IC)
EXCLUDE | MA | Fitchburg Gas Recovery | 56527 | GEN2 | LFG | IC | 1.6 | 1.6 | 0 | 0 |  |  | 0 | 0 |  | IPP Non-CHP | N | OP |  | Internal Combustion (PRMVR=IC)
EXCLUDE | MA | Fitchburg Gas Recovery | 56527 | GEN3 | LFG | IC | 1.6 | 1.6 | 0 | 0 |  |  | 0 | 0 |  | IPP Non-CHP | N | OP |  | Internal Combustion (PRMVR=IC)
NGCC | MA | Fore River Generating Station | 55317 | GT11 | NG | CC | 278.6 | 220.3 | 3001 | 1527437.1172 |  |  | 1527437.1172 | 644517.7279 |  | Electric Utility/IPP Non-CHP | N | OP
NGCC | MA | Fore River Generating Station | 55317 | GT12 | NG | CC | 278.6 | 220.3 | 3001 | 1527437.1172 |  |  | 1527437.1172 | 644517.7279 |  | Electric Utility/IPP Non-CHP | N | OP
NGCC | MA | Fore River Generating Station | 55317 | ST15 | NG | CC | 315 | 247.8 | 3001 | 1727001.7657 |  |  | 1727001.7657 | 728726.0742 |  | Electric Utility/IPP Non-CHP | N | OP
EXCLUDE | MA | Front Street | 7396 | 1 | DFO | IC | 2.7 | 2.8 | 0 | 0 |  |  | 0 | 0 |  | Electric Utility | N | OP |  | Internal Combustion (PRMVR=IC)
EXCLUDE | MA | Front Street | 7396 | 2 | DFO | IC | 2.7 | 2.8 | 0 | 0 |  |  | 0 | 0 |  | Electric Utility | N | OP |  | Internal Combustion (PRMVR=IC)
EXCLUDE | MA | Front Street | 7396 | 3 | DFO | IC | 2.7 | 2.8 | 0 | 0 |  |  | 0 | 0 |  | Electric Utility | N | OP |  | Internal Combustion (PRMVR=IC)
EXCLUDE | MA | Gardners Falls | 1634 | GF2 | WAT | HY | 0.4 | 0.4 | 0 | 522.8571 |  |  | 522.8571 | 0 |  | IPP Non-CHP | N | OS |  | Non Combustion (NUC, WAT, WND, GEO, or SUN)
EXCLUDE | MA | Gardners Falls | 1634 | GF3 | WAT | HY | 0.9 | 0.9 | 0 | 1176.4286 |  |  | 1176.4286 | 0 |  | IPP Non-CHP | N | SB |  | Non Combustion (NUC, WAT, WND, GEO, or SUN)
EXCLUDE | MA | Gardners Falls | 1634 | GF4 | WAT | HY | 0.9 | 0.9 | 0 | 1176.4286 |  |  | 1176.4286 | 0 |  | IPP Non-CHP | N | OP |  | Non Combustion (NUC, WAT, WND, GEO, or SUN)
EXCLUDE | MA | Gardners Falls | 1634 | GF5 | WAT | HY | 1.3 | 1.6 | 0 | 1699.2857 |  |  | 1699.2857 | 0 |  | IPP Non-CHP | N | OP |  | Non Combustion (NUC, WAT, WND, GEO, or SUN)
EXCLUDE | MA | General Electric Aircraft Engines | 10029 | GEN5 | NG | ST | 10 | 10 | 383 | 8230 | 0.3699 | 63779.3657 | 22249.4972 | 7931.5138 |  | Industrial CHP | Y | OP |  | Steam unit (PRMVR=ST) under 25MW/250 MMBtu/hr
EXCLUDE | MA | General Electric Aircraft Engines | 10029 | GEN6 | NG | ST | 10 | 10 | 383 | 7802 | 0.3699 | 60462.5287 | 21092.4152 | 7519.0365 |  | Industrial CHP | Y | OP |  | Steam unit (PRMVR=ST) under 25MW/250 MMBtu/hr
EXCLUDE | MA | General Electric Aircraft Engines | 10029 | GEN7 | NG | ST | 12.5 | 12.5 | 383 | 39190 | 0.3699 | 303707.5751 | 105948.6991 | 37768.6542 |  | Industrial CHP | Y | OP |  | Steam unit (PRMVR=ST) under 25MW/250 MMBtu/hr
EXCLUDE | MA | General Electric Aircraft Engines | 10029 | GEN8 | NG | GT | 21.1 | 21.1 | 0 | 88 | 0 |  |  | 182.2282 |  | Industrial CHP | Y | OP |  | Simple Cycle Turbine (PRMVR=GT or OT) unit under 25MW
EXCLUDE | MA | Gillette SBMC | 54225 | CTG3 | NG | GT | 7.2 | 7.2 | 0 | 26884.34 | 0.98482 | 1885.4723 | 27298.7902 | 21330.4623 |  | Industrial CHP | Y | OP |  | Simple Cycle Turbine (PRMVR=GT or OT) unit under 25MW
EXCLUDE | MA | Gillette SBMC | 54225 | DG | DFO | IC | 0.5 | 0.5 | 0 | 0 |  |  | 0 | 0 |  | Industrial CHP | N | SB |  | Internal Combustion (PRMVR=IC)
EXCLUDE | MA | Gillette SBMC | 54225 | DG2 | DFO | IC | 0.5 | 0.5 | 0 | 0 |  |  | 0 | 0 |  | Industrial CHP | N | SB |  | Internal Combustion (PRMVR=IC)
EXCLUDE | MA | Gillette SBMC | 54225 | DG3 | DFO | IC | 1 | 1 | 0 | 0 |  |  | 0 | 0 |  | Industrial CHP | N | SB |  | Internal Combustion (PRMVR=IC)
EXCLUDE | MA | Gillette SBMC | 54225 | TG1 | NG | ST | 7.1 | 6.3 | 0 | 0 | 0 |  |  | 0 |  | Industrial CHP | Y | IP |  | Steam unit (PRMVR=ST) under 25MW/250 MMBtu/hr
EXCLUDE | MA | Gillette SBMC | 54225 | TG2 | NG | ST | 5 | 5 | 0 | 20312.77 | 0 |  |  | 14185.1055 |  | Industrial CHP | Y | OP |  | Steam unit (PRMVR=ST) under 25MW/250 MMBtu/hr
EXCLUDE | MA | Globe Manufacturing | 10830 | ENG2 | NG | IC | 1.6 | 1.5 | 0 | 0 |  |  |  | 0 |  | Industrial CHP | Y | RE | 1999 | Internal Combustion (PRMVR=IC)
EXCLUDE | MA | Globe Manufacturing | 10830 | ENG3 | NG | IC | 1.6 | 1.5 | 0 | 0 |  |  |  | 0 |  | Industrial CHP | Y | RE | 1999 | Internal Combustion (PRMVR=IC)
EXCLUDE | MA | Globe Manufacturing | 10830 | GT | NG | GT | 3.8 | 3.5 | 0 | 0 |  |  |  | 0 |  | Industrial CHP | Y | RE | 1999 | Simple Cycle Turbine (PRMVR=GT or OT) unit under 25MW
EXCLUDE | MA | Groveland Solar | 57989 | GSMA | SUN | PV | 3.2 | 3.2 | 0 | 0 |  |  | 0 | 0 |  | IPP Non-CHP | N | P |  | Non Combustion (NUC, WAT, WND, GEO, or SUN)
EXCLUDE | MA | GRS Fall River | 55589 | 1 | LFG | IC | 1 | 0.9 | 0 | 0 |  |  | 0 | 0 |  | IPP Non-CHP | N | OP |  | Internal Combustion (PRMVR=IC)
EXCLUDE | MA | GRS Fall River | 55589 | 2 | LFG | IC | 1 | 0.9 | 0 | 0 |  |  | 0 | 0 |  | IPP Non-CHP | N | OP |  | Internal Combustion (PRMVR=IC)
EXCLUDE | MA | GRS Fall River | 55589 | 3 | LFG | GT | 5.3 | 4.4 | 0 | 27438 |  |  | 27438 | 26874.8868 |  | IPP Non-CHP | N | OP |  | Non Fossil fuel type
EXCLUDE | MA | Hadley Falls | 1605 | 1 | WAT | HY | 17.6 | 15.3 | 0 | 112007.6647 |  |  | 112007.6647 | 0 |  | Electric Utility | N | OP |  | Non Combustion (NUC, WAT, WND, GEO, or SUN)
EXCLUDE | MA | Hadley Falls | 1605 | 2 | WAT | HY | 15.8 | 15 | 0 | 100552.3353 |  |  | 100552.3353 | 0 |  | Electric Utility | N | OP |  | Non Combustion (NUC, WAT, WND, GEO, or SUN)
EXCLUDE | MA | Hadley Falls | 1605 | 3 | WAT | HY | 3.5 | 3.4 | 0 | 0 |  |  | 0 | 0 |  | Electric Utility | N | IP |  | Non Combustion (NUC, WAT, WND, GEO, or SUN)
EXCLUDE | MA | Halifax Electric | 55586 | 1 | LFG | IC | 1 | 0.9 | 0 | 0 |  |  | 0 | 0 |  | IPP Non-CHP | N | RE | 2010 | Internal Combustion (PRMVR=IC)
EXCLUDE | MA | Halifax Electric | 55586 | 2 | LFG | IC | 1 | 0.9 | 0 | 0 |  |  | 0 | 0 |  | IPP Non-CHP | N | RE | 2010 | Internal Combustion (PRMVR=IC)
EXCLUDE | MA | Halifax Electric | 55586 | 3 | LFG | IC | 1 | 0.9 | 0 | 0 |  |  | 0 | 0 |  | IPP Non-CHP | N | RE | 2010 | Internal Combustion (PRMVR=IC)
EXCLUDE | MA | Harris Energy Realty | 54981 | ALBA | WAT | HY | 0.3 | 0.3 | 0 | 155.8182 |  |  | 155.8182 | 0 |  | Electric Utility | N | OP | 2014 | Non Combustion (NUC, WAT, WND, GEO, or SUN)
EXCLUDE | MA | Harris Energy Realty | 54981 | ALBD | WAT | HY | 0.5 | 0.4 | 0 | 259.697 |  |  | 259.697 | 0 |  | Electric Utility | N | OP | 2014 | Non Combustion (NUC, WAT, WND, GEO, or SUN)
EXCLUDE | MA | Harris Energy Realty | 54981 | C-AB | WAT | HY | 0.3 | 0.3 | 0 | 155.8182 |  |  | 155.8182 | 0 |  | Electric Utility | N | OP | 2012 | Non Combustion (NUC, WAT, WND, GEO, or SUN)
EXCLUDE | MA | Harris Energy Realty | 54981 | C-C | WAT | HY | 0.3 | 0.2 | 0 | 155.8182 |  |  | 155.8182 | 0 |  | Electric Utility | N | OP | 2012 | Non Combustion (NUC, WAT, WND, GEO, or SUN)
EXCLUDE | MA | Harris Energy Realty | 54981 | GILA | WAT | HY | 0.5 | 0.5 | 0 | 259.697 |  |  | 259.697 | 0 |  | Electric Utility | N | OP | 2012 | Non Combustion (NUC, WAT, WND, GEO, or SUN)
EXCLUDE | MA | Harris Energy Realty | 54981 | GILD | WAT | HY | 0.4 | 0.3 | 0 | 207.7576 |  |  | 207.7576 | 0 |  | Electric Utility | N | OP | 2014 | Non Combustion (NUC, WAT, WND, GEO, or SUN)
EXCLUDE | MA | Harris Energy Realty | 54981 | NONO | WAT | HY | 0.5 | 0.5 | 0 | 259.697 |  |  | 259.697 | 0 |  | Electric Utility | N | OP | 2013 | Non Combustion (NUC, WAT, WND, GEO, or SUN)
EXCLUDE | MA | Harris Energy Realty | 54981 | TOM | WAT | HY | 0.5 | 0.4 | 0 | 259.697 |  |  | 259.697 | 0 |  | Electric Utility | N | OP | 2013 | Non Combustion (NUC, WAT, WND, GEO, or SUN)
EXCLUDE | MA | Haverhill Solar Power Project | 57269 | 1 | SUN | PV | 1 | 0.8 | 0 | 989 |  |  | 989 | 0 |  | Electric Utility | N | OP |  | Non Combustion (NUC, WAT, WND, GEO, or SUN)
EXCLUDE | MA | High Street Station | 1670 | 1 | NG | IC | 1.2 | 1.2 | 0 | 0 |  |  | 0 | 0 |  | Electric Utility | N | SB |  | Internal Combustion (PRMVR=IC)
EXCLUDE | MA | High Street Station | 1670 | 2 | NG | IC | 1.3 | 1.3 | 0 | 0 |  |  | 0 | 0 |  | Electric Utility | N | SB |  | Internal Combustion (PRMVR=IC)
EXCLUDE | MA | High Street Station | 1670 | 3 | DFO | IC | 0.7 | 0.7 | 0 | 0 |  |  | 0 | 0 |  | Electric Utility | N | OS |  | Internal Combustion (PRMVR=IC)
EXCLUDE | MA | High Street Station | 1670 | 4 | DFO | IC | 0.6 | 0.6 | 0 | 0 |  |  | 0 | 0 |  | Electric Utility | N | OS |  | Internal Combustion (PRMVR=IC)
EXCLUDE | MA | High Street Station | 1670 | 6 | NG | IC | 1.1 | 1.2 | 0 | 0 |  |  | 0 | 0 |  | Electric Utility | N | SB |  | Internal Combustion (PRMVR=IC)
EXCLUDE | MA | High Street Station | 1670 | 7 | DFO | IC | 1.3 | 1.3 | 0 | 0 |  |  | 0 | 0 |  | Electric Utility | N | SB |  | Internal Combustion (PRMVR=IC)
EXCLUDE | MA | High Street Station | 1670 | 8 | DFO | IC | 1.1 | 1.1 | 0 | 0 |  |  | 0 | 0 |  | Electric Utility | N | SB |  | Internal Combustion (PRMVR=IC)
EXCLUDE | MA | High Street Station | 1670 | 9 | NG | IC | 1.3 | 1.3 | 0 | 0 |  |  | 0 | 0 |  | Electric Utility | N | SB |  | Internal Combustion (PRMVR=IC)
EXCLUDE | MA | High Street Station | 1670 | 10 | NG | IC | 1.2 | 1.2 | 0 | 0 |  |  | 0 | 0 |  | Electric Utility | N | SB |  | Internal Combustion (PRMVR=IC)
EXCLUDE | MA | High Street Station | 1670 | 11 | NG | IC | 1.2 | 1.2 | 0 | 0 |  |  | 0 | 0 |  | Electric Utility | N | SB |  | Internal Combustion (PRMVR=IC)
EXCLUDE | MA | High Street Station | 1670 | 12 | NG | IC | 1.2 | 1.2 | 0 | 0 |  |  | 0 | 0 |  | Electric Utility | N | SB |  | Internal Combustion (PRMVR=IC)
EXCLUDE | MA | Holyoke Solar Cooperative at Mueller | 57931 | PV1 | SUN | PV | 2.7 | 2.7 | 0 | 138 |  |  | 138 | 0 |  | IPP Non-CHP | N | OP |  | Non Combustion (NUC, WAT, WND, GEO, or SUN)
EXCLUDE | MA | Hull Wind II | 56800 | HW2 | WND | WT | 1.8 | 1.8 | 0 | 4106 |  |  | 4106 | 0 |  | Electric Utility | N | OP |  | Non Combustion (NUC, WAT, WND, GEO, or SUN)
EXCLUDE | MA | Indian Orchard | 6379 | IO3 | WAT | HY | 1.5 | 1.5 | 0 | 5340.4054 |  |  | 5340.4054 | 0 |  | IPP Non-CHP | N | OP |  | Non Combustion (NUC, WAT, WND, GEO, or SUN)
EXCLUDE | MA | Indian Orchard | 6379 | IO4 | WAT | HY | 2.2 | 2.2 | 0 | 7832.5946 |  |  | 7832.5946 | 0 |  | IPP Non-CHP | N | OP |  | Non Combustion (NUC, WAT, WND, GEO, or SUN)
EXCLUDE | MA | Indian Orchard Plant 1 | 10417 | TG | BIT | ST | 5.7 | 3.6 | 0 | 22369 | 0.090589 | 1021595.723 | 246928.435 | 137299.556 |  | Industrial CHP | Y | OP |  | Steam unit (PRMVR=ST) under 25MW/250 MMBtu/hr
EXCLUDE | MA | Indian Orchard PV Facility | 57674 | 1 | SUN | PV | 2.3 | 2.3 | 0 | 144 |  |  | 144 | 0 |  | Electric Utility | N | OP |  | Non Combustion (NUC, WAT, WND, GEO, or SUN)
EXCLUDE | MA | International Paper Woronoco Mill | 50166 | GEN2 | WAT | HY | 1.8 | 1.7 | 0 | 0 |  |  | 0 | 0 |  | Industrial Non-CHP | N | OS |  | Non Combustion (NUC, WAT, WND, GEO, or SUN)
EXCLUDE | MA | Ipswich Wind Turbine | 57855 | 1 | WND | WT | 1.6 | 1.6 | 0 | 2137 |  |  | 2137 | 0 |  | Electric Utility | N | OP |  | Non Combustion (NUC, WAT, WND, GEO, or SUN)
NGCC | MA | Kendall Square Station | 1595 | 1 | NG | CC | 17.2 | 16 | 273 | 71427.0016 | 0.99985 | 48.099 | 71437.5743 | 38007.2611 | 1 | Electric Utility/IPP CHP | Y | OP
NGCC | MA | Kendall Square Station | 1595 | 2 | NG | CC | 23 | 21.4 | 409 | 95512.8509 | 0.99985 | 64.3184 | 95526.9889 | 50823.6631 | 1 | Electric Utility/IPP CHP | Y | OP
NGCC | MA | Kendall Square Station | 1595 | 3 | NG | CC | 27.2 | 25.3 | 273 | 112954.3281 | 0.99985 | 76.0636 | 112971.0478 | 60104.5059 |  | Electric Utility/IPP CHP | Y | OP
NGCC | MA | Kendall Square Station | 1595 | GEN4 | NG | CC | 186.2 | 155 | 2116 | 773238.8194 | 0.99985 | 520.6998 | 773353.2757 | 411450.6988 |  | Electric Utility/IPP CHP | Y | OP
EXCLUDE | MA | Kendall Square Station | 1595 | JET1 | JF | GT | 20 | 20 | 0 | 1100 | 0.7207 | 1939.353 | 1526.2939 | 1270.7799 |  | IPP CHP | Y | SB |  | Simple Cycle Turbine (PRMVR=GT or OT) unit under 25MW
EXCLUDE | MA | Kendall Square Station | 1595 | JET2 | JF | GT | 20 | 20 | 0 | 0 | 0.7207 | 0 | 0 | 0 |  | IPP CHP | Y | RE | 2004 | Simple Cycle Turbine (PRMVR=GT or OT) unit under 25MW
EXCLUDE | MA | Kraft Foods Atlantic Gelatin | 50425 | GEN1 | RFO | ST | 7.5 | 2.5 | 0 | 0 |  |  | 0 | 0 |  | Industrial Non-CHP | N | OS |  | Steam unit (PRMVR=ST) under 25MW/250 MMBtu/hr
EXCLUDE | MA | Kraft Foods Atlantic Gelatin | 50425 | GEN2 | RFO | ST | 0.7 | 0.3 | 0 | 0 |  |  | 0 | 0 |  | Industrial Non-CHP | N | OS |  | Steam unit (PRMVR=ST) under 25MW/250 MMBtu/hr
EXCLUDE | MA | Kraft Foods Atlantic Gelatin | 50425 | GEN3 | DFO | IC | 1 | 0.3 | 0 | 0 |  |  | 0 | 0 |  | Industrial Non-CHP | N | OS |  | Internal Combustion (PRMVR=IC)
EXCLUDE | MA | Lawrence Hydroelectric Associates | 50545 | GEN1 | WAT | HY | 7.4 | 7 | 0 | 25135 |  |  | 25135 | 0 |  | IPP Non-CHP | N | OP |  | Non Combustion (NUC, WAT, WND, GEO, or SUN)
EXCLUDE | MA | Lawrence Hydroelectric Associates | 50545 | GEN2 | WAT | HY | 7.4 | 7 | 0 | 25135 |  |  | 25135 | 0 |  | IPP Non-CHP | N | OP |  | Non Combustion (NUC, WAT, WND, GEO, or SUN)
NGCC | MA | L'Energia Energy Center | 54586 | TRENT | NG | CC | 57.9 | 58 | 685 | 68594.8452 |  |  | 68594.8452 | 34725.5836 |  | IPP Non-CHP | N | OP
EXCLUDE | MA | L'Energia Energy Center | 54586 | V643 | NG | CC | 65.5 | 58 | 0 | 0 |  |  | 0 | 0 |  | IPP Non-CHP | N | RE | 2007 | Retired in 2007
NGCC | MA | L'Energia Energy Center | 54586 | VAX | NG | CC | 27.1 | 14 | 685 | 32105.7048 |  |  | 32105.7048 | 16253.2524 |  | IPP Non-CHP | N | OP
NGCC | MA | Lowell Cogeneration Company LP | 10802 | GEN1 | NG | CC | 25 | 20 | 310 | 3803.9925 | 0.48533 | 18351.8196 | 7837.9505 | 2625.156 |  | IPP CHP | Y | OP
NGCC | MA | Lowell Cogeneration Company LP | 10802 | GEN2 | NG | CC | 8.5 | 8.5 | 310 | 1293.3575 | 0.48533 | 6239.6187 | 2664.9032 | 892.553 | 1 | IPP CHP | Y | OP
EXCLUDE | MA | Lowell Landfill | 55095 | UNT1 | LFG | IC | 0.8 | 0.8 | 0 | 0 |  |  | 0 | 0 |  | IPP Non-CHP | N | RE | 2007 | Internal Combustion (PRMVR=IC)
EXCLUDE | MA | Lowell Landfill | 55095 | UNT2 | LFG | IC | 0.8 | 0.8 | 0 | 0 |  |  | 0 | 0 |  | IPP Non-CHP | N | RE | 2007 | Internal Combustion (PRMVR=IC)
SSTLOGN | MA | M Street Jet | 10176 | NO.6 | KER | GT | 69 | 50 | 792 | 791 |  |  | 791 | 1121.1 |  | Electric Utility/IPP Non-CHP | N | OP
EXCLUDE | MA | MA Military Reservation Wind Project | 57253 | 1 | WND | WT | 1.5 | 1.5 | 0 | 991 |  |  | 991 | 0 |  | IPP Non-CHP | N | OP |  | Non Combustion (NUC, WAT, WND, GEO, or SUN)
EXCLUDE | MA | MA Military Reservation Wind Project | 57253 | 2 | WND | WT | 1.5 | 1.5 | 0 | 991 |  |  | 991 | 0 |  | IPP Non-CHP | N | OP |  | Non Combustion (NUC, WAT, WND, GEO, or SUN)
EXCLUDE | MA | MA Military Reservation Wind Project | 57253 | 3 | WND | WT | 1.5 | 1.5 | 0 | 991 |  |  | 991 | 0 |  | IPP Non-CHP | N | OP |  | Non Combustion (NUC, WAT, WND, GEO, or SUN)
EXCLUDE | MA | Mansfield | 55046 | GEN1 | NG | IC | 1 | 1 | 0 | 0 | 0 |  |  | 0 |  | Industrial CHP | Y | RE | 2011 | Internal Combustion (PRMVR=IC)
EXCLUDE | MA | Mansfield | 55046 | GEN2 | NG | IC | 1 | 1 | 0 | 0 | 0 |  |  | 0 |  | Industrial CHP | Y | RE | 2011 | Internal Combustion (PRMVR=IC)
EXCLUDE | MA | Mansfield | 55046 | GEN3 | NG | IC | 1 | 1 | 0 | 0 | 0 |  |  | 0 |  | Industrial CHP | Y | RE | 2011 | Internal Combustion (PRMVR=IC)
EXCLUDE | MA | Mass Inst Tech Cntrl Utilities/Cogen Plt | 54907 | CTG1 | NG | GT | 21.2 | 19 | 377.8 | 135858.38 | 0.96296 | 23773.7078 | 141084.1364 | 123621.9562 |  | Commercial CHP | Y | OP |  | Simple Cycle Turbine (PRMVR=GT or OT) unit under 25MW
NGCC | MA | Masspower | 10726 | GEN1 | NG | CC | 90 | 238.3 | 1250 | 289910.0422 | 0.9936 | 8497.9854 | 291778.0049 | 142513.3528 |  | IPP CHP | Y | OP
NGCC | MA | Masspower | 10726 | GEN2 | NG | CC | 90 |  | 1250 | 289910.0422 | 0.9936 | 8497.9854 | 291778.0049 | 142513.3528 |  | IPP CHP | Y | OP
NGCC | MA | Masspower | 10726 | GEN3 | NG | CC | 80.9 |  | 1250 | 260596.9157 | 0.9936 | 7638.7446 | 262276.0067 | 128103.6694 |  | IPP CHP | Y | OP
EXCLUDE | MA | Medical Area Total Energy Plant | 10883 | CT1 | NG | GT | 12.5 | 12.5 | 0 | 87882.481 | 0.60418 | 261924.4313 | 145456.7259 | 55152.7921 |  | Commercial CHP | Y | OP |  | Simple Cycle Turbine (PRMVR=GT or OT) unit under 25MW
EXCLUDE | MA | Medical Area Total Energy Plant | 10883 | CT2 | NG | GT | 12.5 | 12.5 | 0 | 87882.481 | 0.60418 | 261924.4313 | 145456.7259 | 55152.7921 |  | Commercial CHP | Y | OP |  | Simple Cycle Turbine (PRMVR=GT or OT) unit under 25MW
EXCLUDE | MA | Medical Area Total Energy Plant | 10883 | DEG1 | DFO | IC | 6.8 | 6 | 0 | 0 | 1 | 0 | 0 | 0 |  | Commercial CHP | Y | SB |  | Internal Combustion (PRMVR=IC)
EXCLUDE | MA | Medical Area Total Energy Plant | 10883 | DEG2 | DFO | IC | 6.8 | 6 | 0 | 0 | 1 | 0 | 0 | 0 |  | Commercial CHP | Y | SB |  | Internal Combustion (PRMVR=IC)
EXCLUDE | MA | Medical Area Total Energy Plant | 10883 | DEG3 | DFO | IC | 6.8 | 6 | 0 | 0 | 1 | 0 | 0 | 0 |  | Commercial CHP | Y | SB |  | Internal Combustion (PRMVR=IC)
EXCLUDE | MA | Medical Area Total Energy Plant | 10883 | DEG4 | DFO | IC | 6.8 | 6 | 0 | 0 | 1 | 0 | 0 | 0 |  | Commercial CHP | Y | SB |  | Internal Combustion (PRMVR=IC)
EXCLUDE | MA | Medical Area Total Energy Plant | 10883 | DEG5 | DFO | IC | 6.8 | 6 | 0 | 0 | 1 | 0 | 0 | 0 |  | Commercial CHP | Y | SB |  | Internal Combustion (PRMVR=IC)
EXCLUDE | MA | Medical Area Total Energy Plant | 10883 | DEG6 | DFO | IC | 6.8 | 6 | 0 | 0 | 1 | 0 | 0 | 0 |  | Commercial CHP | Y | SB |  | Internal Combustion (PRMVR=IC)
EXCLUDE | MA | Medical Area Total Energy Plant | 10883 | STG2 | NG | ST | 11 | 11 | 0 | 33221.53 | 0.1904 | 642665.5665 | 174487.4078 | 61615.5946 |  | Commercial CHP | Y | OP |  | Steam unit (PRMVR=ST) under 25MW/250 MMBtu/hr
EXCLUDE | MA | Medical Area Total Energy Plant | 10883 | STG3 | NG | ST | 11 | 11 | 0 | 37512.81 | 0.1904 | 725679.7412 | 197026.2349 | 69574.5829 |  | Commercial CHP | Y | OP |  | Steam unit (PRMVR=ST) under 25MW/250 MMBtu/hr
NGCC | MA | Milford Power LP | 54805 | GT-1 | NG | CC | 128.9 | 107.9 | 1401 | 154533.7202 |  |  | 154533.7202 | 76023.6059 |  | Electric Utility/IPP Non-CHP | N | OP
NGCC | MA | Milford Power LP | 54805 | ST-1 | NG | CC | 49.1 | 40.1 | 1401 | 58864.2798 |  |  | 58864.2798 | 28958.5651 |  | Electric Utility/IPP Non-CHP | N | OP
NGCC | MA | Millennium Power | 55079 | CT01 | NG | CC | 230 | 208.5 | 2842 | 1537940.3611 |  |  | 1537940.3611 | 647049.6882 |  | Electric Utility/IPP Non-CHP | N | OP
NGCC | MA | Millennium Power | 55079 | ST01 | NG | CC | 130 | 116.6 | 2842 | 869270.6389 |  |  | 869270.6389 | 365723.7368 |  | Electric Utility/IPP Non-CHP | N | OP
EXCLUDE | MA | MM Taunton Energy | 55093 | UNT1 | LFG | IC | 0.9 | 0.9 | 0 | 0 |  |  | 0 | 0 |  | IPP Non-CHP | N | OP |  | Internal Combustion (PRMVR=IC)
EXCLUDE | MA | MM Taunton Energy | 55093 | UNT2 | LFG | IC | 0.9 | 0.9 | 0 | 0 |  |  | 0 | 0 |  | IPP Non-CHP | N | OP |  | Internal Combustion (PRMVR=IC)
EXCLUDE | MA | MM Taunton Energy | 55093 | UNT3 | LFG | IC | 0.9 | 0.9 | 0 | 0 |  |  | 0 | 0 |  | IPP Non-CHP | N | OP |  | Internal Combustion (PRMVR=IC)
EXCLUDE | MA | MM Taunton Energy | 55093 | UNT4 | LFG | IC | 0.9 | 0.9 | 0 | 0 |  |  | 0 | 0 |  | IPP Non-CHP | N | OP |  | Internal Combustion (PRMVR=IC)
COALST | MA | Mount Tom | 1606 | 1 | BIT | ST | 136 | 143.6 | 1480 | 111015 |  |  | 111015 | 138269.775 |  | Electric Utility/IPP Non-CHP | N | OP
EXCLUDE | MA | Mystic Generating Station | 1588 | 4 | RFO | ST | 156.2 | 95.4 | 0 | 0 |  |  | 0 | 0 |  | IPP Non-CHP | N | RE | 2003 | Retired in 2003
EXCLUDE | MA | Mystic Generating Station | 1588 | 5 | RFO | ST | 156.2 | 91.6 | 0 | 0 |  |  | 0 | 0 |  | IPP Non-CHP | N | RE | 2003 | Retired in 2003
EXCLUDE | MA | Mystic Generating Station | 1588 | 6 | RFO | ST | 156.2 | 28 | 0 | 0 |  |  | 0 | 0 |  | IPP Non-CHP | N | RE | 2003 | Retired in 2003
OGST | MA | Mystic Generating Station | 1588 | 7 | NG | ST | 617 | 560.5 | 6266.8 | 99734 |  |  | 99734 | 73428.712 |  | Electric Utility/IPP Non-CHP | N | OP
EXCLUDE | MA | Mystic Generating Station | 1588 | GT1 | DFO | GT | 14.2 | 8.6 | 0 | 63 |  |  | 63 | 91.0606 |  | IPP Non-CHP | N | SB |  | Simple Cycle Turbine (PRMVR=GT or OT) unit under 25MW
NGCC | MA | Mystic Generating Station | 1588 | GT81 | NG | CC | 278.6 | 225.1 | 2982 | 1474814.8732 |  |  | 1474814.8732 | 643358.5867 |  | Electric Utility/IPP Non-CHP | N | OP
NGCC | MA | Mystic Generating Station | 1588 | GT82 | NG | CC | 278.6 | 225.1 | 2982 | 1474814.8732 |  |  | 1474814.8732 | 643358.5867 |  | Electric Utility/IPP Non-CHP | N | OP
NGCC | MA | Mystic Generating Station | 1588 | GT93 | NG | CC | 278.6 | 222.5 | 2982 | 1474814.8732 |  |  | 1474814.8732 | 643358.5867 |  | Electric Utility/IPP Non-CHP | N | OP
NGCC | MA | Mystic Generating Station | 1588 | GT94 | NG | CC | 278.6 | 222.5 | 2982 | 1474814.8732 |  |  | 1474814.8732 | 643358.5867 |  | Electric Utility/IPP Non-CHP | N | OP
NGCC | MA | Mystic Generating Station | 1588 | ST85 | NG | CC | 315 | 248.7 | 2982 | 1667504.2536 |  |  | 1667504.2536 | 727415.4875 |  | Electric Utility/IPP Non-CHP | N | OP
NGCC | MA | Mystic Generating Station | 1588 | ST96 | NG | CC | 315 | 250.3 | 2982 | 1667504.2536 |  |  | 1667504.2536 | 727415.4875 |  | Electric Utility/IPP Non-CHP | N | OP
OGST | MA | NAEA Energy Massachusetts LLC | 1642 | 3 | NG | ST | 113.6 | 101.2 | 1350 | 31847 |  |  | 31847 | 27869.012 |  | Electric Utility/IPP Non-CHP | N | OP
SSTLOGN | MA | NAEA Energy Massachusetts LLC | 1642 | GT-1 | NG | GT | 60 | 37.8 | 405.5474 | 19831.9708 |  |  | 19831.9708 | 12571.3647 |  | Electric Utility/IPP Non-CHP | N | OP
SSTLOGN | MA | NAEA Energy Massachusetts LLC | 1642 | GT-2 | NG | GT | 60 | 37.7 | 405.5474 | 19831.9708 |  |  | 19831.9708 | 12571.3647 |  | Electric Utility/IPP Non-CHP | N | OP
EXCLUDE | MA | NAEA Energy Massachusetts LLC | 1642 | WS1 | RFO | ST | 51 | 47.4 | 0 | 0 |  |  | 0 | 0 |  | IPP Non-CHP | N | RE | 2002 | Retired in 2002
EXCLUDE | MA | NAEA Energy Massachusetts LLC | 1642 | WS10 | KER | GT | 17 | 17.2 | 114.9051 | 5619.0584 |  |  | 5619.0584 | 3561.8867 |  | Electric Utility/IPP Non-CHP | N | OP |  | Simple Cycle Turbine (PRMVR=GT or OT) unit under 25MW
EXCLUDE | MA | NAEA Energy Massachusetts LLC | 1642 | WS2 | RFO | ST | 51 | 47.4 | 0 | 0 |  |  | 0 | 0 |  | IPP Non-CHP | N | RE | 2002 | Retired in 2002
EXCLUDE | MA | Nantucket | 1615 | 10 | DFO | IC | 1.2 | 1 | 0 | 0 |  |  | 0 | 0 |  | Electric Utility | N | RE | 2006 | Internal Combustion (PRMVR=IC)
EXCLUDE | MA | Nantucket | 1615 | 11 | DFO | IC | 1.2 | 1 | 0 | 0 |  |  | 0 | 0 |  | Electric Utility | N | RE | 2006 | Internal Combustion (PRMVR=IC)
EXCLUDE | MA | Nantucket | 1615 | 12 | DFO | GT | 3.7 | 2.8 | 0 | 98.5 |  |  | 98.5 | 126.9304 |  | Electric Utility | N | SB |  | Simple Cycle Turbine (PRMVR=GT or OT) unit under 25MW
EXCLUDE | MA | Nantucket | 1615 | 13 | DFO | GT | 3.7 | 2.9 | 0 | 98.5 |  |  | 98.5 | 126.9304 |  | Electric Utility | N | SB |  | Simple Cycle Turbine (PRMVR=GT or OT) unit under 25MW
EXCLUDE | MA | Nantucket | 1615 | 14 | DFO | IC | 2.5 | 2.5 | 0 | 0 |  |  | 0 | 0 |  | Electric Utility | N | RE | 2007 | Internal Combustion (PRMVR=IC)
EXCLUDE | MA | Nantucket | 1615 | 15 | DFO | IC | 2.5 | 2.5 | 0 | 0 |  |  | 0 | 0 |  | Electric Utility | N | RE | 2007 | Internal Combustion (PRMVR=IC)
EXCLUDE | MA | Nantucket | 1615 | 16 | DFO | IC | 2.5 | 2.5 | 0 | 0 |  |  | 0 | 0 |  | Electric Utility | N | RE | 2007 | Internal Combustion (PRMVR=IC)
EXCLUDE | MA | Nantucket | 1615 | 17 | DFO | IC | 2.5 | 2.5 | 0 | 0 |  |  | 0 | 0 |  | Electric Utility | N | RE | 2007 | Internal Combustion (PRMVR=IC)
EXCLUDE | MA | NECCO Co-Generation | 55999 | GEN1 | NG | IC | 2.9 | 2.8 | 0 | 0 | 0.763 | 0 | 0 | 0 |  | IPP CHP | Y | OP |  | Internal Combustion (PRMVR=IC)
EXCLUDE | MA | NECCO Co-Generation | 55999 | GEN2 | NG | IC | 2.9 | 2.8 | 0 | 0 | 0.763 | 0 | 0 | 0 |  | IPP CHP | Y | OP |  | Internal Combustion (PRMVR=IC)
EXCLUDE | MA | NEDC Solar Site | 57270 | 1 | SUN | PV | 1 | 0.8 | 0 | 1008 |  |  | 1008 | 0 |  | Electric Utility | N | OP |  | Non Combustion (NUC, WAT, WND, GEO, or SUN)
EXCLUDE | MA | New Boston Generating Station | 1589 | 1 | NG | ST | 359 | 350 | 0 | 0 |  |  | 0 | 0 |  | IPP Non-CHP | N | RE | 2007 | Retired in 2007
EXCLUDE | MA | New Boston Generating Station | 1589 | 2 | NG | ST | 358.7 | 352 | 0 | 0 |  |  | 0 | 0 |  | IPP Non-CHP | N | RE | 2002 | Retired in 2002
EXCLUDE | MA | New England Wind LLC | 57380 | 1 | WND | WT | 28.5 | 28.5 | 0 | 0 |  |  | 0 | 0 |  | IPP Non-CHP | N | U |  | Non Combustion (NUC, WAT, WND, GEO, or SUN)
EXCLUDE | MA | Newark America Mill | 57103 | 1 | NG | ST | 6.3 | 3 | 0 | 0 | 0 |  |  | 36081.5389 |  | Industrial CHP | Y | SB |  | Steam unit (PRMVR=ST) under 25MW/250 MMBtu/hr
EXCLUDE | MA | Northfield Mountain | 547 | 1 | WAT | PS | 235 | 270 | 0 | -74160.75 |  |  | -74160.75 | 0 |  | IPP Non-CHP | N | OP |  | Non Combustion (NUC, WAT, WND, GEO, or SUN)
EXCLUDE | MA | Northfield Mountain | 547 | 2 | WAT | PS | 235 | 270 | 0 | -74160.75 |  |  | -74160.75 | 0 |  | IPP Non-CHP | N | OP |  | Non Combustion (NUC, WAT, WND, GEO, or SUN)
EXCLUDE | MA | Northfield Mountain | 547 | 3 | WAT | PS | 235 | 270 | 0 | -74160.75 |  |  | -74160.75 | 0 |  | IPP Non-CHP | N | OP |  | Non Combustion (NUC, WAT, WND, GEO, or SUN)
EXCLUDE | MA | Northfield Mountain | 547 | 4 | WAT | PS | 235 | 270 | 0 | -74160.75 |  |  | -74160.75 | 0 |  | IPP Non-CHP | N | OP |  | Non Combustion (NUC, WAT, WND, GEO, or SUN)
EXCLUDE | MA | Norton Powerhouse | 50041 | GEN1 | BIT | ST | 2.5 | 2.5 | 0 | 6232.5893 | 0.088274 | 292851.735 | 70605.0398 | 29799.8065 |  | Industrial CHP | Y | OP |  | Steam unit (PRMVR=ST) under 25MW/250 MMBtu/hr
EXCLUDE | MA | Norton Powerhouse | 50041 | GEN2 | BIT | ST | 3.1 | 3.1 | 0 | 7728.4107 | 0.088274 | 363136.1514 | 87550.2494 | 36951.7601 |  | Industrial CHP | Y | OP |  | Steam unit (PRMVR=ST) under 25MW/250 MMBtu/hr
EXCLUDE | MA | Notus Wind 1 | 57414 | 1 | WND | WT | 1.7 | 1.7 | 0 | 4807 |  |  | 4807 | 0 |  | IPP Non-CHP | N | OP |  | Non Combustion (NUC, WAT, WND, GEO, or SUN)
EXCLUDE | MA | Oak Bluffs Diesel Generating Facility | 1597 | UN1 | DFO | IC | 2.7 | 2.7 | 0 | 0 |  |  | 0 | 0 |  | IPP Non-CHP | N | OP |  | Internal Combustion (PRMVR=IC)
EXCLUDE | MA | Oak Bluffs Diesel Generating Facility | 1597 | UN2 | DFO | IC | 2.7 | 2.7 | 0 | 0 |  |  | 0 | 0 |  | IPP Non-CHP | N | OP |  | Internal Combustion (PRMVR=IC)
EXCLUDE | MA | Oak Bluffs Diesel Generating Facility | 1597 | UN3 | DFO | IC | 2.7 | 2.7 | 0 | 0 |  |  | 0 | 0 |  | IPP Non-CHP | N | OP |  | Internal Combustion (PRMVR=IC)
EXCLUDE | MA | Oakdale Power Station | 10824 | OAKD | WAT | HY | 3.5 | 3 | 0 | 7800 |  |  | 7800 | 0 |  | IPP Non-CHP | N | OP |  | Non Combustion (NUC, WAT, WND, GEO, or SUN)
EXCLUDE | MA | Pepperell Hydro Power Plant | 10694 | 2121 | WAT | HY | 0.8 | 0.8 | 0 | 2241.4545 |  |  | 2241.4545 | 0 |  | Industrial Non-CHP | N | OP |  | Non Combustion (NUC, WAT, WND, GEO, or SUN)
EXCLUDE | MA | Pepperell Hydro Power Plant | 10694 | 8281 | WAT | HY | 0.8 | 0.8 | 0 | 2241.4545 |  |  | 2241.4545 | 0 |  | Industrial Non-CHP | N | OP |  | Non Combustion (NUC, WAT, WND, GEO, or SUN)
EXCLUDE | MA | Pepperell Hydro Power Plant | 10694 | G3 | WAT | HY | 0.6 | 0.6 | 0 | 1681.0909 |  |  | 1681.0909 | 0 |  | Industrial Non-CHP | N | OP |  | Non Combustion (NUC, WAT, WND, GEO, or SUN)
EXCLUDE | MA | Pilgrim Nuclear Power Station | 1590 | 1 | NUC | ST | 670 | 684.7 | 0 | 5085220 |  |  | 5085220 | 0 |  | IPP Non-CHP | N | OP |  | Non Combustion (NUC, WAT, WND, GEO, or SUN)
EXCLUDE | MA | Pinetree Power Fitchburg | 54620 | NO-1 | WDS | ST | 18 | 17 | 0 | 106351 |  |  | 106351 | 167829.9621 |  | IPP Non-CHP | N | OP |  | Non Fossil fuel type
EXCLUDE | MA | Pioneer Valley Resource Recovery | 50273 | DLV1 | MSB | ST | 9.4 | 7.5 | 0 | 43635 |  |  | 43635 | 100718.2827 |  | IPP Non-CHP | N | OP |  | Non Fossil fuel type
NGCC | MA | Pittsfield Generating LP | 50002 | GEN1 | NG | CC | 40 | 35.2 | 595 | 44822.6072 | 0.98966 | 2130.0731 | 45290.8237 | 23405.2078 |  | Electric Utility/IPP CHP | Y | OP
NGCC | MA | Pittsfield Generating LP | 50002 | GEN2 | NG | CC | 40 | 35.2 | 595 | 44822.6072 | 0.98966 | 2130.0731 | 45290.8237 | 23405.2078 |  | Electric Utility/IPP CHP | Y | OP
NGCC | MA | Pittsfield Generating LP | 50002 | GEN3 | NG | CC | 40 | 35.2 | 595 | 44822.6072 | 0.98966 | 2130.0731 | 45290.8237 | 23405.2078 |  | Electric Utility/IPP CHP | Y | OP
NGCC | MA | Pittsfield Generating LP | 50002 | GEN4 | NG | CC | 53.4 | 48.7 | 595 | 59838.1805 | 0.98966 | 2843.6476 | 60463.2496 | 31245.9525 |  | Electric Utility/IPP CHP | Y | OP
NGCC | MA | Potter Station 2 | 1660 | CC2 | NG | CC | 76 | 62.6 | 975 | 6553.7043 |  |  | 6553.7043 | 4179.8299 |  | Electric Utility | N | OP
NGCC | MA | Potter Station 2 | 1660 | CC3 | NG | CC | 25 | 15.5 | 975 | 14141.8317 |  |  | 14141.8317 | 1374.9441 |  | Electric Utility | N | OP
EXCLUDE | MA | Potter Station 2 | 1660 | IC1 | DFO | IC | 2.7 | 2.3 | 0 | 0 |  |  | 0 | 0 |  | Electric Utility | N | OP |  | Internal Combustion (PRMVR=IC)
EXCLUDE | MA | Potter Station 2 | 1660 | IC2 | DFO | IC | 2.7 | 2.3 | 0 | 0 |  |  | 0 | 0 |  | Electric Utility | N | RE | 2007 | Internal Combustion (PRMVR=IC)
SSTLOGN | MA | Potter Station 2 | 1660 | WAT1 | NG | GT | 58 | 52.6 | 565 | 24048.0899 |  |  | 24048.0899 | 15487.446 |  | Electric Utility | N | OP
SSTLOGN | MA | Potter Station 2 | 1660 | WAT2 | NG | GT | 58 | 52.6 | 565 | 24048.0899 |  |  | 24048.0899 | 13476.153 |  | Electric Utility | N | OP
EXCLUDE | MA | Princeton Wind Farm | 7501 | 1 | WND | WT | 0.3 | 0.3 | 0 | 0 |  |  | 0 | 0 |  | Electric Utility | N | RE | 2003 | Non Combustion (NUC, WAT, WND, GEO, or SUN)
EXCLUDE | MA | Princeton Wind Farm | 7501 | 2 | WND | WT | 3 | 3 | 0 | 5072 |  |  | 5072 | 0 |  | Electric Utility | N | OP |  | Non Combustion (NUC, WAT, WND, GEO, or SUN)
EXCLUDE | MA | Putts Bridge | 1637 | PB2 | WAT | HY | 1.6 | 1.5 | 0 | 10551.5 |  |  | 10551.5 | 0 |  | IPP Non-CHP | N | SB |  | Non Combustion (NUC, WAT, WND, GEO, or SUN)
EXCLUDE | MA | Putts Bridge | 1637 | PB3 | WAT | HY | 1.6 | 1.8 | 0 | 10551.5 |  |  | 10551.5 | 0 |  | IPP Non-CHP | N | OP |  | Non Combustion (NUC, WAT, WND, GEO, or SUN)
EXCLUDE | MA | Randolph Electric | 55585 | 1 | LFG | IC | 1 | 0.9 | 0 | 0 |  |  | 0 | 0 |  | IPP Non-CHP | N | RE | 2010 | Internal Combustion (PRMVR=IC)
EXCLUDE | MA | Randolph Electric | 55585 | 2 | LFG | IC | 1 | 0.9 | 0 | 0 |  |  | 0 | 0 |  | IPP Non-CHP | N | RE | 2010 | Internal Combustion (PRMVR=IC)
EXCLUDE | MA | Randolph Electric | 55585 | 3 | LFG | IC | 1 | 0.9 | 0 | 0 |  |  | 0 | 0 |  | IPP Non-CHP | N | RE | 2010 | Internal Combustion (PRMVR=IC)
EXCLUDE | MA | Redbridge | 1638 | RB3 | WAT | HY | 1.8 | 1.7 | 0 | 10315.5 |  |  | 10315.5 | 0 |  | IPP Non-CHP | N | SB |  | Non Combustion (NUC, WAT, WND, GEO, or SUN)
EXCLUDE | MA | Redbridge | 1638 | RB4 | WAT | HY | 1.8 | 0.4 | 0 | 10315.5 |  |  | 10315.5 | 0 |  | IPP Non-CHP | N | OP |  | Non Combustion (NUC, WAT, WND, GEO, or SUN)
EXCLUDE | MA | Revere Solar Site | 57266 | 1 | SUN | PV | 0.8 | 0.6 | 0 | 0 |  |  | 0 | 0 |  | Electric Utility | N | OP |  | Non Combustion (NUC, WAT, WND, GEO, or SUN)
EXCLUDE | MA | Riverside | 1607 | 4 | WAT | HY | 0.8 | 0.8 | 0 | 3822.8406 |  |  | 3822.8406 | 0 |  | Electric Utility | N | OP | 2013 | Non Combustion (NUC, WAT, WND, GEO, or SUN)
EXCLUDE | MA | Riverside | 1607 | 5 | WAT | HY | 0.6 | 0.6 | 0 | 2867.1304 |  |  | 2867.1304 | 0 |  | Electric Utility | N | OP | 2013 | Non Combustion (NUC, WAT, WND, GEO, or SUN)
EXCLUDE | MA | Riverside | 1607 | 6 | WAT | HY | 1.1 | 0.9 | 0 | 0 |  |  | 0 | 0 |  | Electric Utility | N | IP |  | Non Combustion (NUC, WAT, WND, GEO, or SUN)
EXCLUDE | MA | Riverside | 1607 | 7 | WAT | HY | 1.5 | 1.5 | 0 | 7167.8261 |  |  | 7167.8261 | 0 |  | Electric Utility | N | OP |  | Non Combustion (NUC, WAT, WND, GEO, or SUN)
EXCLUDE | MA | Riverside | 1607 | 8 | WAT | HY | 4 | 4 | 0 | 19114.2029 |  |  | 19114.2029 | 0 |  | Electric Utility | N | OP |  | Non Combustion (NUC, WAT, WND, GEO, or SUN)
COALST | MA | Salem Harbor | 1626 | 1 | BIT | ST | 81.9 | 79.7 | 0 | 138843 |  |  | 138843 | 149295.9806 |  | Electric Utility/IPP Non-CHP | N | OP | 2014
COALST | MA | Salem Harbor | 1626 | 2 | BIT | ST | 82 | 78 | 0 | 46525 |  |  | 46525 | 50027.6967 |  | Electric Utility/IPP Non-CHP | N | OP | 2014
COALST | MA | Salem Harbor | 1626 | 3 | BIT | ST | 165.7 | 149.8 | 1696 | 386822 |  |  | 386822 | 454572.395 |  | Electric Utility/IPP Non-CHP | N | OP | 2014
OGST | MA | Salem Harbor | 1626 | 4 | RFO | ST | 475.5 | 436.8 | 4800 | 11088.7213 |  |  | 11088.7213 | 15994.905 |  | Electric Utility/IPP Non-CHP | N | OP | 2014
EXCLUDE | MA | SEMASS Resource Recovery | 50290 | GEN1 | MSB | ST | 64.5 | 53.3 | 0 | 386057 |  |  | 386057 | 766382.7593 |  | IPP Non-CHP | N | OP |  | Non Fossil fuel type
EXCLUDE | MA | SEMASS Resource Recovery | 50290 | GEN2 | MSB | ST | 34 | 26.7 | 0 | 203429 |  |  | 203429 | 403837.9782 |  | IPP Non-CHP | N | OP |  | Non Fossil fuel type
EXCLUDE | MA | Sherman | 6012 | GEN1 | WAT | HY | 7.2 | 6.1 | 0 | 33893 |  |  | 33893 | 0 |  | IPP Non-CHP | N | OP |  | Non Combustion (NUC, WAT, WND, GEO, or SUN)
EXCLUDE | MA | Shrewsbury | 6125 | 1 | DFO | IC | 2.8 | 2.8 | 0 | 0 |  |  | 0 | 0 |  | Electric Utility | N | OP |  | Internal Combustion (PRMVR=IC)
EXCLUDE | MA | Shrewsbury | 6125 | 2 | DFO | IC | 2.8 | 2.8 | 0 | 0 |  |  | 0 | 0 |  | Electric Utility | N | OP |  | Internal Combustion (PRMVR=IC)
EXCLUDE | MA | Shrewsbury | 6125 | 3 | DFO | IC | 2.8 | 2.8 | 0 | 0 |  |  | 0 | 0 |  | Electric Utility | N | OP |  | Internal Combustion (PRMVR=IC)
EXCLUDE | MA | Shrewsbury | 6125 | 4 | DFO | IC | 2.8 | 2.8 | 0 | 0 |  |  | 0 | 0 |  | Electric Utility | N | OP |  | Internal Combustion (PRMVR=IC)
EXCLUDE | MA | Shrewsbury | 6125 | 5 | DFO | IC | 2.8 | 2.8 | 0 | 0 |  |  | 0 | 0 |  | Electric Utility | N | OP |  | Internal Combustion (PRMVR=IC)
EXCLUDE | MA | Shrewsbury Solar | 57990 | SSMA | SUN | PV | 2.5 | 2.5 | 0 | 0 |  |  | 0 | 0 |  | IPP Non-CHP | N | P |  | Non Combustion (NUC, WAT, WND, GEO, or SUN)
EXCLUDE | MA | Silver Lake Solar Photovoltaic Facility | 57676 | 1 | SUN | PV | 1.8 | 1.8 | 0 | 1839 |  |  | 1839 | 0 |  | Electric Utility | N | OP |  | Non Combustion (NUC, WAT, WND, GEO, or SUN)
EXCLUDE | MA | Somerset Plant | 50406 | GEN1 | BLQ | ST | 48.5 | 50 | 0 | 318165 | 0.16628 | 7257597.8054 | 1913475.1858 | 1106753.7331 |  | Industrial CHP | Y | OP |  | Commercial/Industrial Unit
EXCLUDE | MA | Somerset Plant | 50406 | GEN2 | BLQ | ST | 68.4 | 65 | 0 | 303258 | 0.16628 | 6917557.2275 | 1823823.0412 | 1054898.9474 |  | Industrial CHP | Y | OP |  | Commercial/Industrial Unit
EXCLUDE | MA | Somerset Station | 1613 | 5 | BIT | ST | 74 | 70 | 0 | 0 |  |  | 0 | 0 |  | IPP Non-CHP | N | RE | 1994 | Retired in 1994
COALST | MA | Somerset Station | 1613 | 6 | BIT | ST | 100 | 109.1 | 0 | 0 |  |  | 0 | 0 |  | IPP Non-CHP | N | RE | 2011
EXCLUDE | MA | Somerset Station | 1613 | JET1 | DFO | GT | 25 | 21.3 | 0 | 0 |  |  | 0 | 0 |  | IPP Non-CHP | N | RE | 2000 | Retired in 2000
SSTLOGN | MA | Somerset Station | 1613 | JET2 | DFO | GT | 25 | 18.3 | 0 | 0 |  |  | 0 | 0 |  | IPP Non-CHP | N | RE | 2011
EXCLUDE | MA | Southbridge Energy Center LLC | 54373 | AO1 | NG | ST | 5 | 4.7 | 0 | 0 | 0 |  |  | 0 |  | Industrial CHP | Y | RE | 2000 | Steam unit (PRMVR=ST) under 25MW/250 MMBtu/hr
EXCLUDE | MA | Southbridge Energy Center LLC | 54373 | AO2 | NG | ST | 3 | 2.8 | 0 | 0 | 0 |  |  | 0 |  | Industrial CHP | Y | RE | 2000 | Steam unit (PRMVR=ST) under 25MW/250 MMBtu/hr
EXCLUDE | MA | Southbridge Energy Center LLC | 54373 | ENG1 | NG | IC | 1.3 | 1.3 | 0 | 0 | 0 |  |  | 0 |  | Industrial CHP | Y | OP |  | Internal Combustion (PRMVR=IC)
EXCLUDE | MA | Southbridge Energy Center LLC | 54373 | ENG2 | NG | IC | 1.3 | 1.3 | 0 | 0 | 0 |  |  | 0 |  | Industrial CHP | Y | OP |  | Internal Combustion (PRMVR=IC)
EXCLUDE | MA | Southbridge Energy Center LLC | 54373 | ENG3 | NG | IC | 1.3 | 1.3 | 0 | 0 | 0 |  |  | 0 |  | Industrial CHP | Y | OP |  | Internal Combustion (PRMVR=IC)
EXCLUDE | MA | Southbridge Energy Center LLC | 54373 | ENG4 | NG | IC | 1.3 | 1.3 | 0 | 0 | 0 |  |  | 0 |  | Industrial CHP | Y | OP |  | Internal Combustion (PRMVR=IC)
EXCLUDE | MA | Southbridge Energy Center LLC | 54373 | ENG5 | NG | IC | 1.3 | 1.3 | 0 | 0 | 0 |  |  | 0 |  | Industrial CHP | Y | OP |  | Internal Combustion (PRMVR=IC)
SSTLOGN | MA | Stony Brook | 6081 | 1 | DFO | GT | 85 | 65 | 1050 | 1430.5 |  |  | 1430.5 | 1507.95 |  | Electric Utility | N | OP
SSTLOGN | MA | Stony Brook | 6081 | 2 | DFO | GT | 85 | 65 | 1050 | 1430.5 |  |  | 1430.5 | 1507.95 |  | Electric Utility | N | OP
EXCLUDE | MA | Stony Brook | 6081 | 3A | NG | CC | 302 | 289 | 0 | 0 |  |  | 0 | 0 |  | Electric Utility | N | P |  | Status of operation (IP,L,P,T,or U)
NGCC | MA | Stony Brook | 6081 | CA1 | NG | CC | 105 | 96 | 1050 | 43631.5833 |  |  | 43631.5833 | 25217.9958 |  | Electric Utility | N | OP
NGCC | MA | Stony Brook | 6081 | CT1 | NG | CC | 85 | 69.7 | 1050 | 35320.8056 |  |  | 35320.8056 | 20414.5681 |  | Electric Utility | N | OP
NGCC | MA | Stony Brook | 6081 | CT2 | NG | CC | 85 | 69.7 | 1050 | 35320.8056 |  |  | 35320.8056 | 20414.5681 |  | Electric Utility | N | OP
NGCC | MA | Stony Brook | 6081 | CT3 | NG | CC | 85 | 69.7 | 1050 | 35320.8056 |  |  | 35320.8056 | 20414.5681 |  | Electric Utility | N | OP
EXCLUDE | MA | Stony Brook | 6081 | CT4 | DFO | CC | 120 | 100 | 0 | 0 |  |  | 0 | 0 |  | Electric Utility | N | IP |  | Status of operation (IP,L,P,T,or U)
EXCLUDE | MA | Stony Brook | 6081 | EDSI | DFO | IC | 0.6 | 0.6 | 0 | 0 |  |  | 0 | 0 |  | Electric Utility | N | SB |  | Internal Combustion (PRMVR=IC)
EXCLUDE | MA | Town of Falmouth WWTP | 57654 | WIND1 | WND | WT | 1.7 | 0.8 | 0 | 1342.5 |  |  | 1342.5 | 0 |  | Commercial Non-CHP | N | OP |  | Non Combustion (NUC, WAT, WND, GEO, or SUN)
EXCLUDE | MA | Town of Falmouth WWTP | 57654 | WIND2 | WND | WT | 1.7 | 1.7 | 0 | 1342.5 |  |  | 1342.5 | 0 |  | Commercial Non-CHP | N | V |  | Non Combustion (NUC, WAT, WND, GEO, or SUN)
EXCLUDE | MA | Town of Norfolk MA at Medway Branch | 57942 | PV1 | SUN | PV | 1.2 | 1.2 | 0 | 0 |  |  | 0 | 0 |  | IPP Non-CHP | N | V |  | Non Combustion (NUC, WAT, WND, GEO, or SUN)
EXCLUDE | MA | Town of Uxbridge MA at Commerce Dr | 57941 | PV1 | SUN | PV | 1.8 | 1.8 | 0 | 0 |  |  | 0 | 0 |  | IPP Non-CHP | N | V |  | Non Combustion (NUC, WAT, WND, GEO, or SUN)
EXCLUDE | MA | Turners Falls | 6388 | 1 | WAT | HY | 1.3 | 1.9 | 0 | 6669.25 |  |  | 6669.25 | 0 |  | IPP Non-CHP | N | OP |  | Non Combustion (NUC, WAT, WND, GEO, or SUN)
EXCLUDE | MA | Turners Falls | 6388 | 2 | WAT | HY | 0.3 | 0.4 | 0 | 1539.0577 |  |  | 1539.0577 | 0 |  | IPP Non-CHP | N | OP |  | Non Combustion (NUC, WAT, WND, GEO, or SUN)
EXCLUDE | MA | Turners Falls | 6388 | 3 | WAT | HY | 1.2 | 1.3 | 0 | 6156.2308 |  |  | 6156.2308 | 0 |  | IPP Non-CHP | N | OP |  | Non Combustion (NUC, WAT, WND, GEO, or SUN)
EXCLUDE | MA | Turners Falls | 6388 | 5 | WAT | HY | 1.2 | 1.4 | 0 | 6156.2308 |  |  | 6156.2308 | 0 |  | IPP Non-CHP | N | OP |  | Non Combustion (NUC, WAT, WND, GEO, or SUN)
EXCLUDE | MA | Turners Falls | 6388 | 7 | WAT | HY | 1.2 | 1.4 | 0 | 6156.2308 |  |  | 6156.2308 | 0 |  | IPP Non-CHP | N | OP |  | Non Combustion (NUC, WAT, WND, GEO, or SUN)
EXCLUDE | MA | Univ of Massachusetts Medical Center | 50087 | GEN1 | NG | ST | 2.5 | 1.5 | 0 | 10228 | 0.19526 | 191768.8299 | 52381.1719 | 32621.2193 |  | Commercial CHP | Y | OP |  | Steam unit (PRMVR=ST) under 25MW/250 MMBtu/hr
EXCLUDE | MA | Univ of Massachusetts Medical Center | 50087 | GEN2 | NG | ST | 2.5 | 1.5 | 0 | 4529 | 0.19526 | 84916.0178 | 23194.596 | 14444.8086 |  | Commercial CHP | Y | OP |  | Steam unit (PRMVR=ST) under 25MW/250 MMBtu/hr
EXCLUDE | MA | Univ of Massachusetts Medical Center | 50087 | GEN3 | NG | ST | 5 | 3 | 0 | 12823 | 0.19526 | 240423.5144 | 65671.0761 | 40897.7215 |  | Commercial CHP | Y | OP |  | Steam unit (PRMVR=ST) under 25MW/250 MMBtu/hr
EXCLUDE | MA | Ware Energy | 50419 | GEN1 | WDS | ST | 9.3 | 8.7 | 0 | 0 |  |  | 0 | 0 |  | IPP Non-CHP | N | OS |  | Non Fossil fuel type
EXCLUDE | MA | Waters River | 1678 | 1 | NG | GT | 21.3 | 16.1 | 321.9 | 4085.7273 |  |  | 4085.7273 | 2658.5041 |  | Electric Utility | N | OP |  | Simple Cycle Turbine (PRMVR=GT or OT) unit under 25MW
SSTLOGN | MA | Waters River | 1678 | 2 | NG | GT | 43.6 | 30.5 | 658.9127 | 8363.2727 |  |  | 8363.2727 | 6655.2 |  | Electric Utility | N | OP
EXCLUDE | MA | Wellesley College Central Utility Plant | 54937 | 1118 | NG | IC | 1.3 | 1.2 | 0 | 0 | 0.40796 | 0 | 0 | 0 |  | Commercial CHP | Y | OP |  | Internal Combustion (PRMVR=IC)
EXCLUDE | MA | Wellesley College Central Utility Plant | 54937 | 1119 | NG | IC | 1.3 | 1.2 | 0 | 0 | 0.40796 | 0 | 0 | 0 |  | Commercial CHP | Y | OP |  | Internal Combustion (PRMVR=IC)
EXCLUDE | MA | Wellesley College Central Utility Plant | 54937 | 1120 | NG | IC | 1.3 | 1.2 | 0 | 0 | 0.40796 | 0 | 0 | 0 |  | Commercial CHP | Y | OP |  | Internal Combustion (PRMVR=IC)
EXCLUDE | MA | Wellesley College Central Utility Plant | 54937 | 1121 | NG | IC | 1.3 | 1.3 | 0 | 0 | 0.40796 | 0 | 0 | 0 |  | Commercial CHP | Y | OP |  | Internal Combustion (PRMVR=IC)
EXCLUDE | MA | Wellesley College Central Utility Plant | 54937 | 8187 | NG | IC | 1.9 | 1.9 | 0 | 0 | 0.40796 | 0 | 0 | 0 |  | Commercial CHP | Y | OP |  | Internal Combustion (PRMVR=IC)
EXCLUDE | MA | West Tisbury Generating Facility | 6049 | UN1 | DFO | IC | 2.7 | 2.8 | 0 | 0 |  |  | 0 | 0 |  | IPP Non-CHP | N | OP |  | Internal Combustion (PRMVR=IC)
EXCLUDE | MA | West Tisbury Generating Facility | 6049 | UN2 | DFO | IC | 2.7 | 2.8 | 0 | 0 |  |  | 0 | 0 |  | IPP Non-CHP | N | OP |  | Internal Combustion (PRMVR=IC)
EXCLUDE | MA | Wheelabrator Millbury Facility | 50878 | GEN1 | MSB | ST | 47.6 | 40 | 0 | 314726 |  |  | 314726 | 536214.3799 |  | IPP Non-CHP | N | OP |  | Non Fossil fuel type
EXCLUDE | MA | Wheelabrator North Andover | 50877 | GEN1 | MSB | ST | 40.3 | 30 | 0 | 242770 |  |  | 242770 | 501819.3367 |  | IPP Non-CHP | N | OP |  | Non Fossil fuel type
EXCLUDE | MA | Wheelabrator Saugus | 50880 | GEN1 | MSB | ST | 53.7 | 32 | 0 | 234788 |  |  | 234788 | 434471.2081 |  | IPP Non-CHP | N | OP |  | Non Fossil fuel type
EXCLUDE | MA | Wilkins Station | 6586 | 1 | DFO | IC | 2.7 | 2.5 | 0 | 0 |  |  | 0 | 0 |  | Electric Utility | N | OP |  | Internal Combustion (PRMVR=IC)
EXCLUDE | MA | Wilkins Station | 6586 | 2 | DFO | IC | 2.7 | 2.5 | 0 | 0 |  |  | 0 | 0 |  | Electric Utility | N | OP |  | Internal Combustion (PRMVR=IC)
EXCLUDE | MA | Winsor Dam Power Station | 10826 | WINS | WAT | HY | 1.2 | 0.6 | 0 | 0 |  |  | 0 | 0 |  | IPP Non-CHP | N | OS |  | Non Combustion (NUC, WAT, WND, GEO, or SUN)
EXCLUDE | MA | Woodland Road | 1643 | WOOD | DFO | GT | 20.4 | 16.7 | 0 | 208 |  |  | 208 | 239.7575 |  | IPP Non-CHP | N | SB |  | Simple Cycle Turbine (PRMVR=GT or OT) unit under 25MW
COALST | MD | AES Warrior Run Cogeneration Facility | 10678 | GEN1 | BIT | ST | 229 | 180 | 2250 | 1379176 | 0.98434 | 99812.722 | 1401116.0766 | 1626206.833 |  | IPP CHP | Y | OP
EXCLUDE | MD | Berlin | 6565 | 1A | DFO | IC | 1.1 | 1.1 | 0 | 0 |  |  | 0 | 0 |  | Electric Utility | N | OP |  | Internal Combustion (PRMVR=IC)
EXCLUDE | MD | Berlin | 6565 | 2A | DFO | IC | 1.8 | 1.8 | 0 | 0 |  |  | 0 | 0 |  | Electric Utility | N | OP |  | Internal Combustion (PRMVR=IC)
EXCLUDE | MD | Berlin | 6565 | 3A | DFO | IC | 1.8 | 1.8 | 0 | 0 |  |  | 0 | 0 |  | Electric Utility | N | OS |  | Internal Combustion (PRMVR=IC)
EXCLUDE | MD | Berlin | 6565 | 4A | DFO | IC | 1.8 | 1.8 | 0 | 0 |  |  | 0 | 0 |  | Electric Utility | N | OP |  | Internal Combustion (PRMVR=IC)
EXCLUDE | MD | Berlin | 6565 | 5A | DFO | IC | 2.5 | 2.5 | 0 | 0 |  |  | 0 | 0 |  | Electric Utility | N | OP |  | Internal Combustion (PRMVR=IC)
EXCLUDE | MD | Berlin | 6565 | 6A | DFO | IC | 5 | 5 | 0 | 0 |  |  | 0 | 0 |  | Electric Utility | N | IP |  | Internal Combustion (PRMVR=IC)
EXCLUDE | MD | Berlin | 6565 | 7A | DFO | IC | 7.5 | 7.5 | 0 | 0 |  |  | 0 | 0 |  | Electric Utility | N | IP |  | Internal Combustion (PRMVR=IC)
COALST | MD | Brandon Shores | 602 | 1 | BIT | ST | 685 | 635 | 8000 | 2727863 |  |  | 2727863 | 3333246.53 |  | Electric Utility/IPP Non-CHP | N | OP
COALST | MD | Brandon Shores | 602 | 2 | BIT | ST | 685 | 638 | 8000 | 3175116 |  |  | 3175116 | 3277172.544 |  | Electric Utility/IPP Non-CHP | N | OP
EXCLUDE | MD | Brown Station Road Plant I | 50060 | 3972 | LFG | IC | 0.9 | 0.8 | 0 | 0 |  |  | 0 | 0 |  | Commercial Non-CHP | N | OP |  | Internal Combustion (PRMVR=IC)
EXCLUDE | MD | Brown Station Road Plant I | 50060 | 9314 | LFG | IC | 0.9 | 0.8 | 0 | 0 |  |  | 0 | 0 |  | Commercial Non-CHP | N | OP |  | Internal Combustion (PRMVR=IC)
EXCLUDE | MD | Brown Station Road Plant I | 50060 | 9340 | LFG | IC | 0.9 | 0.8 | 0 | 0 |  |  | 0 | 0 |  | Commercial Non-CHP | N | OA |  | Internal Combustion (PRMVR=IC)
EXCLUDE | MD | Brown Station Road Plant II | 55964 | 1 | LFG | IC | 1 | 0.8 | 0 | 0 |  |  | 0 | 0 |  | Commercial Non-CHP | N | OP |  | Internal Combustion (PRMVR=IC)
EXCLUDE | MD | Brown Station Road Plant II | 55964 | 2 | LFG | IC | 1 | 0.8 | 0 | 0 |  |  | 0 | 0 |  | Commercial Non-CHP | N | OP |  | Internal Combustion (PRMVR=IC)
EXCLUDE | MD | Brown Station Road Plant II | 55964 | 3 | LFG | IC | 1 | 0.8 | 0 | 0 |  |  | 0 | 0 |  | Commercial Non-CHP | N | OP |  | Internal Combustion (PRMVR=IC)
EXCLUDE | MD | Brown Station Road Plant II | 55964 | 4 | LFG | IC | 1 | 0.8 | 0 | 0 |  |  | 0 | 0 |  | Commercial Non-CHP | N | OP |  | Internal Combustion (PRMVR=IC)
COALST | MD | C P Crane | 1552 | 1 | BIT | ST | 190.4 | 190 | 2500 | 504289 |  |  | 504289 | 579768.591 |  | Electric Utility/IPP Non-CHP | N | OP
COALST | MD | C P Crane | 1552 | 2 | BIT | ST | 209.4 | 195 | 2500 | 489091 |  |  | 489091 | 662672.969 |  | Electric Utility/IPP Non-CHP | N | OP
EXCLUDE | MD | C P Crane | 1552 | GT1 | DFO | GT | 16 | 14 | 0 | 666 |  |  | 666 | 1005.9053 |  | IPP Non-CHP | N | OP |  | Simple Cycle Turbine (PRMVR=GT or OT) unit under 25MW
EXCLUDE | MD | Calvert Cliffs Nuclear Power Plant | 6011 | 1 | NUC | ST | 918 | 855 | 0 | 7227455.1135 |  |  | 7227455.1135 | 0 |  | IPP Non-CHP | N | OP |  | Non Combustion (NUC, WAT, WND, GEO, or SUN)
EXCLUDE | MD | Calvert Cliffs Nuclear Power Plant | 6011 | 2 | NUC | ST | 910.7 | 850 | 0 | 7169981.8865 |  |  | 7169981.8865 | 0 |  | IPP Non-CHP | N | OP |  | Non Combustion (NUC, WAT, WND, GEO, or SUN)
OGST | MD | Chalk Point LLC | 1571 | 3 | NG | ST | 659 | 582 | 7366 | 330576 |  |  | 330576 | 256903.43 |  | Electric Utility/IPP Non-CHP | N | OP
OGST | MD | Chalk Point LLC | 1571 | 4 | NG | ST | 659 | 582 | 9817 | 326672 |  |  | 326672 | 290821.35 |  | Electric Utility/IPP Non-CHP | N | OP
EXCLUDE | MD | Chalk Point LLC | 1571 | GT1 | DFO | GT | 16 | 18 | 136.7273 | 1547.1814 |  |  | 1547.1814 | 972.4218 |  | Electric Utility/IPP Non-CHP | N | OP |  | Simple Cycle Turbine (PRMVR=GT or OT) unit under 25MW
SSTLOGN | MD | Chalk Point LLC | 1571 | GT2 | DFO | GT | 35 | 24 | 299.0909 | 3384.4592 |  |  | 3384.4592 | 854.349 |  | Electric Utility/IPP Non-CHP | N | OP
SSTLOGN | MD | Chalk Point LLC | 1571 | GT3 | NG | GT | 103 | 86 | 880.1818 | 9959.98 |  |  | 9959.98 | 12403.651 |  | Electric Utility/IPP Non-CHP | N | OP
SSTLOGN | MD | Chalk Point LLC | 1571 | GT4 | NG | GT | 103 | 86 | 880.1818 | 9959.98 |  |  | 9959.98 | 6575.759 |  | Electric Utility/IPP Non-CHP | N | OP
SSTLOGN | MD | Chalk Point LLC | 1571 | GT5 | NG | GT | 125 | 109 | 1068.1818 | 12087.3544 |  |  | 12087.3544 | 11863.718 |  | Electric Utility/IPP Non-CHP | N | OP
SSTLOGN | MD | Chalk Point LLC | 1571 | GT6 | NG | GT | 125 | 109 | 1068.1818 | 12087.3544 |  |  | 12087.3544 | 15358.157 |  | Electric Utility/IPP Non-CHP | N | OP
SSTLOGN | MD | Chalk Point LLC | 1571 | SGT1 | DFO | GT | 94 | 84 | 803.2727 | 9089.6905 |  |  | 9089.6905 | 5712.9782 |  | Electric Utility/IPP Non-CHP | N | OP
COALST | MD | Chalk Point LLC | 1571 | ST1 | BIT | ST | 364 | 331 | 3130 | 1464255 |  |  | 1464255 | 1624172.307 |  | Electric Utility/IPP Non-CHP | N | OP
COALST | MD | Chalk Point LLC | 1571 | ST2 | BIT | ST | 364 | 336 | 3130 | 2017003 |  |  | 2017003 | 2195844.949 |  | Electric Utility/IPP Non-CHP | N | OP
EXCLUDE | MD | Conowingo | 1574 | 1 | WAT | HY | 45 | 48 | 0 | 213508.5531 |  |  | 213508.5531 | 0 |  | IPP Non-CHP | N | OP |  | Non Combustion (NUC, WAT, WND, GEO, or SUN)
EXCLUDE | MD | Conowingo | 1574 | 2 | WAT | HY | 36 | 36 | 0 | 170806.8425 |  |  | 170806.8425 | 0 |  | IPP Non-CHP | N | OP |  | Non Combustion (NUC, WAT, WND, GEO, or SUN)
EXCLUDE | MD | Conowingo | 1574 | 3 | WAT | HY | 48 | 48 | 0 | 227742.4567 |  |  | 227742.4567 | 0 |  | IPP Non-CHP | N | OP |  | Non Combustion (NUC, WAT, WND, GEO, or SUN)
EXCLUDE | MD | Conowingo | 1574 | 4 | WAT | HY | 47.7 | 48 | 0 | 226319.0663 |  |  | 226319.0663 | 0 |  | IPP Non-CHP | N | OP |  | Non Combustion (NUC, WAT, WND, GEO, or SUN)
EXCLUDE | MD | Conowingo | 1574 | 5 | WAT | HY | 36 | 36 | 0 | 170806.8425 |  |  | 170806.8425 | 0 |  | IPP Non-CHP | N | OP |  | Non Combustion (NUC, WAT, WND, GEO, or SUN)
EXCLUDE | MD | Conowingo | 1574 | 6 | WAT | HY | 47.7 | 48 | 0 | 226319.0663 |  |  | 226319.0663 | 0 |  | IPP Non-CHP | N | OP |  | Non Combustion (NUC, WAT, WND, GEO, or SUN)
EXCLUDE | MD | Conowingo | 1574 | 7 | WAT | HY | 48 | 48 | 0 | 227742.4567 |  |  | 227742.4567 | 0 |  | IPP Non-CHP | N | OP |  | Non Combustion (NUC, WAT, WND, GEO, or SUN)
EXCLUDE | MD | Conowingo | 1574 | 8 | WAT | HY | 55.6 | 65 | 0 | 263801.679 |  |  | 263801.679 | 0 |  | IPP Non-CHP | N | OP |  | Non Combustion (NUC, WAT, WND, GEO, or SUN)
EXCLUDE | MD | Conowingo | 1574 | 9 | WAT | HY | 55.6 | 65 | 0 | 263801.679 |  |  | 263801.679 | 0 |  | IPP Non-CHP | N | OP |  | Non Combustion (NUC, WAT, WND, GEO, or SUN)
EXCLUDE | MD | Conowingo | 1574 | 10 | WAT | HY | 55.6 | 65 | 0 | 263801.679 |  |  | 263801.679 | 0 |  | IPP Non-CHP | N | OP |  | Non Combustion (NUC, WAT, WND, GEO, or SUN)
EXCLUDE | MD | Conowingo | 1574 | 11 | WAT | HY | 55.6 | 65 | 0 | 263801.679 |  |  | 263801.679 | 0 |  | IPP Non-CHP | N | OP |  | Non Combustion (NUC, WAT, WND, GEO, or SUN)
EXCLUDE | MD | CPV St Charles Energy Center | 56846 | GTG1 | NG | CC | 176 | 160 | 0 | 0 |  |  | 0 | 0 |  | IPP Non-CHP | N | L |  | Status of operation (IP,L,P,T,or U)
EXCLUDE | MD | CPV St Charles Energy Center | 56846 | GTG2 | NG | CC | 176 | 160 | 0 | 0 |  |  | 0 | 0 |  | IPP Non-CHP | N | L |  | Status of operation (IP,L,P,T,or U)
EXCLUDE | MD | CPV St Charles Energy Center | 56846 | STGEN | NG | CC | 285 | 285 | 0 | 0 |  |  | 0 | 0 |  | IPP Non-CHP | N | L |  | Status of operation (IP,L,P,T,or U)
EXCLUDE | MD | Crisfield | 1563 | CRIS | DFO | IC | 2.9 | 2.6 | 0 | 0 |  |  | 0 | 0 |  | IPP Non-CHP | N | SB |  | Internal Combustion (PRMVR=IC)
EXCLUDE | MD | Crisfield | 1563 | CRS2 | DFO | IC | 2.9 | 2.6 | 0 | 0 |  |  | 0 | 0 |  | IPP Non-CHP | N | SB |  | Internal Combustion (PRMVR=IC)
EXCLUDE | MD | Crisfield | 1563 | CRS3 | DFO | IC | 2.9 | 2.6 | 0 | 0 |  |  | 0 | 0 |  | IPP Non-CHP | N | SB |  | Internal Combustion (PRMVR=IC)
EXCLUDE | MD | Crisfield | 1563 | CRS4 | DFO | IC | 2.9 | 2.6 | 0 | 0 |  |  | 0 | 0 |  | IPP Non-CHP | N | SB |  | Internal Combustion (PRMVR=IC)
EXCLUDE | MD | Criterion Wind Project | 57300 | 1 | WND | WT | 70 | 70 | 0 | 198818 |  |  | 198818 | 0 |  | IPP Non-CHP | N | OP |  | Non Combustion (NUC, WAT, WND, GEO, or SUN)
EXCLUDE | MD | Deep Creek | 1567 | 1 | WAT | HY | 10 | 9 | 0 | 14335.5 |  |  | 14335.5 | 0 |  | IPP Non-CHP | N | OP |  | Non Combustion (NUC, WAT, WND, GEO, or SUN)
EXCLUDE | MD | Deep Creek | 1567 | 2 | WAT | HY | 10 | 9 | 0 | 14335.5 |  |  | 14335.5 | 0 |  | IPP Non-CHP | N | OP |  | Non Combustion (NUC, WAT, WND, GEO, or SUN)
COALST | MD | Dickerson | 1572 | 2 | BIT | ST | 196 | 179 | 1646 | 453050 |  |  | 453050 | 524327.778 |  | Electric Utility/IPP Non-CHP | N | OP
COALST | MD | Dickerson | 1572 | 3 | BIT | ST | 196 | 179 | 1646 | 456749 |  |  | 456749 | 515740.727 |  | Electric Utility/IPP Non-CHP | N | OP
EXCLUDE | MD | Dickerson | 1572 | GT1 | DFO | GT | 16 | 13 | 170.7602 | 1307.7895 |  |  | 1307.7895 | 911.5331 |  | Electric Utility/IPP Non-CHP | N | OP |  | Simple Cycle Turbine (PRMVR=GT or OT) unit under 25MW
SSTLOGN | MD | Dickerson | 1572 | GT2 | NG | GT | 163 | 147 | 1739.6199 | 13323.1053 |  |  | 13323.1053 | 9286.2439 |  | Electric Utility/IPP Non-CHP | N | OP
SSTLOGN | MD | Dickerson | 1572 | GT3 | NG | GT | 163 | 147 | 1739.6199 | 13323.1053 |  |  | 13323.1053 | 9286.2439 |  | Electric Utility/IPP Non-CHP | N | OP
COALST | MD | Dickerson | 1572 | ST1 | BIT | ST | 196 | 179 | 1646 | 355079 |  |  | 355079 | 410314.446 |  | Electric Utility/IPP Non-CHP | N | OP
EXCLUDE | MD | Domino Sugar Baltimore | 54795 | GEN1 | NG | ST | 5 | 5 | 0 | 6530.999 | 0.18972 | 126896.4229 | 34424.4097 | 13844.2401 |  | Industrial CHP | Y | OP |  | Steam unit (PRMVR=ST) under 25MW/250 MMBtu/hr
EXCLUDE | MD | Domino Sugar Baltimore | 54795 | GEN2 | NG | ST | 2.5 | 2.5 | 0 | 36043.902 | 0.18972 | 700328.1168 | 189984.7249 | 76404.9168 |  | Industrial CHP | Y | OP |  | Steam unit (PRMVR=ST) under 25MW/250 MMBtu/hr
EXCLUDE | MD | Domino Sugar Baltimore | 54795 | GEN3 | NG | ST | 2.5 | 2.5 | 0 | 0 | 0.18972 | 0 | 0 | 0 |  | Industrial CHP | Y | RE | 2000 | Steam unit (PRMVR=ST) under 25MW/250 MMBtu/hr
EXCLUDE | MD | Domino Sugar Baltimore | 54795 | GEN4 | NG | ST | 10 | 10 | 0 | 8528.426 | 0.18972 | 165706.158 | 44952.6987 | 18078.3334 |  | Industrial CHP | Y | OP |  | Steam unit (PRMVR=ST) under 25MW/250 MMBtu/hr
EXCLUDE | MD | Eastern Correctional Institute | 10693 | 1147 | WDS | ST | 1.9 | 1.3 | 0 | 8251.305 | 0.24308 | 116887.6944 | 33944.6728 | 51256.7077 |  | Commercial CHP | Y | OP |  | Non Fossil fuel type
EXCLUDE | MD | Eastern Correctional Institute | 10693 | 1148 | WDS | ST | 1.9 | 1.3 | 0 | 8251.305 | 0.24308 | 116887.6944 | 33944.6728 | 51256.7077 |  | Commercial CHP | Y | OP |  | Non Fossil fuel type
EXCLUDE | MD | Eastern Correctional Institute | 10693 | DG1 | DFO | IC | 1 | 1 | 0 | 0 |  |  | 0 | 0 |  | Commercial CHP | N | SB |  | Internal Combustion (PRMVR=IC)
EXCLUDE | MD | Eastern Correctional Institute | 10693 | DG2 | DFO | IC | 1 | 1 | 0 | 0 |  |  | 0 | 0 |  | Commercial CHP | N | SB |  | Internal Combustion (PRMVR=IC)
EXCLUDE | MD | Eastern Landfill Gas LLC | 56571 | 1 | LFG | IC | 1 | 1 | 0 | 0 |  |  | 0 | 0 |  | IPP Non-CHP | N | OP |  | Internal Combustion (PRMVR=IC)
EXCLUDE | MD | Eastern Landfill Gas LLC | 56571 | 2 | LFG | IC | 1 | 1 | 0 | 0 |  |  | 0 | 0 |  | IPP Non-CHP | N | OP |  | Internal Combustion (PRMVR=IC)
EXCLUDE | MD | Eastern Landfill Gas LLC | 56571 | 3 | LFG | IC | 1 | 1 | 0 | 0 |  |  | 0 | 0 |  | IPP Non-CHP | N | OP |  | Internal Combustion (PRMVR=IC)
EXCLUDE | MD | Easton | 1580 | 7 | DFO | IC | 2.5 | 2 | 0 | 0 |  |  | 0 | 0 |  | Electric Utility | N | OP |  | Internal Combustion (PRMVR=IC)
EXCLUDE | MD | Easton | 1580 | 8 | DFO | IC | 2.5 | 2 | 0 | 0 |  |  | 0 | 0 |  | Electric Utility | N | OP |  | Internal Combustion (PRMVR=IC)
EXCLUDE | MD | Easton | 1580 | 9 | DFO | IC | 3 | 2.5 | 0 | 0 |  |  | 0 | 0 |  | Electric Utility | N | OP |  | Internal Combustion (PRMVR=IC)
EXCLUDE | MD | Easton | 1580 | 10 | DFO | IC | 3.5 | 3.5 | 0 | 0 |  |  | 0 | 0 |  | Electric Utility | N | OP |  | Internal Combustion (PRMVR=IC)
EXCLUDE | MD | Easton | 1580 | 11 | DFO | IC | 3.8 | 3.6 | 0 | 0 |  |  | 0 | 0 |  | Electric Utility | N | OP |  | Internal Combustion (PRMVR=IC)
EXCLUDE | MD | Easton | 1580 | 12 | DFO | IC | 4.1 | 4.1 | 0 | 0 |  |  | 0 | 0 |  | Electric Utility | N | OP |  | Internal Combustion (PRMVR=IC)
EXCLUDE | MD | Easton | 1580 | 13 | DFO | IC | 5.6 | 5.6 | 0 | 0 |  |  | 0 | 0 |  | Electric Utility | N | OP |  | Internal Combustion (PRMVR=IC)
EXCLUDE | MD | Easton | 1580 | 14 | DFO | IC | 5.6 | 5.6 | 0 | 0 |  |  | 0 | 0 |  | Electric Utility | N | OP |  | Internal Combustion (PRMVR=IC)
EXCLUDE | MD | Easton | 1580 | 101 | DFO | IC | 1.5 | 1.5 | 0 | 0 |  |  | 0 | 0 |  | Electric Utility | N | OP |  | Internal Combustion (PRMVR=IC)
EXCLUDE | MD | Easton | 1580 | 102 | DFO | IC | 1.5 | 1.5 | 0 | 0 |  |  | 0 | 0 |  | Electric Utility | N | OP |  | Internal Combustion (PRMVR=IC)
EXCLUDE | MD | Easton 2 | 4257 | 21 | DFO | IC | 6.2 | 6.2 | 0 | 0 |  |  | 0 | 0 |  | Electric Utility | N | OP |  | Internal Combustion (PRMVR=IC)
EXCLUDE | MD | Easton 2 | 4257 | 22 | DFO | IC | 6.2 | 6.2 | 0 | 0 |  |  | 0 | 0 |  | Electric Utility | N | OP |  | Internal Combustion (PRMVR=IC)
EXCLUDE | MD | Easton 2 | 4257 | 23 | RFO | IC | 6.3 | 6.3 | 0 | 0 |  |  | 0 | 0 |  | Electric Utility | N | OP |  | Internal Combustion (PRMVR=IC)
EXCLUDE | MD | Easton 2 | 4257 | 24 | RFO | IC | 6.3 | 6.3 | 0 | 0 |  |  | 0 | 0 |  | Electric Utility | N | OP |  | Internal Combustion (PRMVR=IC)
EXCLUDE | MD | Easton 2 | 4257 | 201 | DFO | IC | 1.5 | 1.5 | 0 | 0 |  |  | 0 | 0 |  | Electric Utility | N | OP |  | Internal Combustion (PRMVR=IC)
EXCLUDE | MD | Easton 2 | 4257 | 202 | DFO | IC | 1.5 | 1.5 | 0 | 0 |  |  | 0 | 0 |  | Electric Utility | N | OP |  | Internal Combustion (PRMVR=IC)
EXCLUDE | MD | Easton 2 | 4257 | 203 | DFO | GT | 5.4 | 4.5 | 0 | 494 |  |  | 494 | 521.499 |  | Electric Utility | N | OP |  | Simple Cycle Turbine (PRMVR=GT or OT) unit under 25MW
EXCLUDE | MD | Easton 2 | 4257 | 204 | DFO | GT | 5.4 | 4.5 | 0 | 494 |  |  | 494 | 521.499 |  | Electric Utility | N | OP |  | Simple Cycle Turbine (PRMVR=GT or OT) unit under 25MW
EXCLUDE | MD | Eco Energy LLC | 57407 | 8418 | WDL | ST | 1.1 | 1.1 | 0 | 0 |  |  | 0 | 0 |  | IPP Non-CHP | N | IP |  | Non Fossil fuel type
EXCLUDE | MD | Eco Energy LLC | 57407 | 8428 | WDL | ST | 1 | 1 | 0 | 0 |  |  | 0 | 0 |  | IPP Non-CHP | N | IP |  | Non Fossil fuel type
EXCLUDE | MD | Eco Energy LLC | 57407 | 8429 | WDL | ST | 1.7 | 1.7 | 0 | 0 |  |  | 0 | 0 |  | IPP Non-CHP | N | IP |  | Non Fossil fuel type
EXCLUDE | MD | FC Landfill Energy | 57786 | UNIT1 | LFG | IC | 1.1 | 1.1 | 0 | 0 |  |  | 0 | 0 |  | Commercial Non-CHP | N | OP |  | Internal Combustion (PRMVR=IC)
EXCLUDE | MD | FC Landfill Energy | 57786 | UNIT2 | LFG | IC | 1.1 | 1.1 | 0 | 0 |  |  | 0 | 0 |  | Commercial Non-CHP | N | OP |  | Internal Combustion (PRMVR=IC)
EXCLUDE | MD | FedEx Field Solar Facility | 57747 | 1 | SUN | PV | 2 | 2 | 0 | 388 |  |  | 388 | 0 |  | IPP Non-CHP | N | OP |  | Non Combustion (NUC, WAT, WND, GEO, or SUN)
COALST | MD | FirstEnergy R Paul Smith Power Station | 1570 | 9 | BIT | ST | 34.5 | 28 | 470 | 9709 |  |  | 9709 | 19131.056 |  | IPP Non-CHP | N | OP | 2012
COALST | MD | FirstEnergy R Paul Smith Power Station | 1570 | 11 | BIT | ST | 75 | 87 | 918 | 77652 |  |  | 77652 | 88998.94 |  | IPP Non-CHP | N | OP | 2012
EXCLUDE | MD | Goddard Steam Plant | 57944 | 1 | SUB | ST | 6.2 | 5 | 0 | 0 |  |  | 0 | 0 |  | Commercial Non-CHP | N | OP | 2016 | Steam unit (PRMVR=ST) under 25MW/250 MMBtu/hr
EXCLUDE | MD | Goddard Steam Plant | 57944 | 2 | SUB | ST | 6.2 | 5 | 0 | 0 |  |  | 0 | 0 |  | Commercial Non-CHP | N | OP | 2016 | Steam unit (PRMVR=ST) under 25MW/250 MMBtu/hr
OGST | MD | Gould Street | 1553 | 3 | NG | ST | 103.5 | 97 | 1085 | 26110 |  |  | 26110 | 18499.38 |  | Electric Utility/IPP Non-CHP | N | OP
EXCLUDE | MD | Harford Waste to Energy Facility | 54935 | 1 | MSB | ST | 1.2 | 1.1 | 0 | 916.65 | 0.0067429 | 614282.8186 | 135943.6471 | 119467.4573 |  | Commercial CHP | Y | SB |  | Non Fossil fuel type
OGST | MD | Herbert A Wagner | 1554 | 1 | NG | ST | 132.8 | 126 | 1504 | 31797 |  |  | 31797 | 29944.046 |  | Electric Utility/IPP Non-CHP | N | OP
COALST | MD | Herbert A Wagner | 1554 | 2 | BIT | ST | 136 | 135 | 1789 | 386515 |  |  | 386515 | 529958.139 |  | Electric Utility/IPP Non-CHP | N | OP
COALST | MD | Herbert A Wagner | 1554 | 3 | BIT | ST | 359 | 305 | 2740 | 1122491 |  |  | 1122491 | 1172257.011 |  | Electric Utility/IPP Non-CHP | N | OP
OGST | MD | Herbert A Wagner | 1554 | 4 | RFO | ST | 414.7 | 397 | 4200 | 25515 |  |  | 25515 | 28190.179 |  | Electric Utility/IPP Non-CHP | N | OP
EXCLUDE | MD | Herbert A Wagner | 1554 | GT1 | DFO | GT | 16 | 12.9 | 0 | 368 |  |  | 368 | 496.3901 |  | IPP Non-CHP | N | OP |  | Simple Cycle Turbine (PRMVR=GT or OT) unit under 25MW
EXCLUDE | MD | IKEA College Park 411 | 58015 | PV | SUN | PV | 1 | 1 | 0 | 0 |  |  | 0 | 0 |  | Commercial Non-CHP | N | V |  | Non Combustion (NUC, WAT, WND, GEO, or SUN)
EXCLUDE | MD | IKEA Perryville 460 | 58014 | PV | SUN | PV | 2.1 | 2 | 0 | 0 |  |  | 0 | 0 |  | Commercial Non-CHP | N | U |  | Non Combustion (NUC, WAT, WND, GEO, or SUN)
EXCLUDE | MD | Inner Harbor East Heating | 56050 | 1 | NG | IC | 2.1 | 2.1 | 0 | 0 | 0.31361 | 0 | 0 | 0 |  | Commercial CHP | Y | SB |  | Internal Combustion (PRMVR=IC)
EXCLUDE | MD | Luke Mill | 50282 | GEN1 | BIT | ST | 35 | 32 | 0 | 193005 | 0.10974 | 7122940.7754 | 1758715.8973 | 931293.8719 |  | Industrial CHP | Y | OP |  | Commercial/Industrial Unit
EXCLUDE | MD | Luke Mill | 50282 | GEN2 | BIT | ST | 30 | 28 | 0 | 163143 | 0.10974 | 6020869.547 | 1486604.9461 | 787202.7986 |  | Industrial CHP | Y | OP |  | Commercial/Industrial Unit
EXCLUDE | MD | McCormick & Co. Inc. at Belcamp | 57646 | PV1 | SUN | PV | 1.4 | 1.4 | 0 | 2144 |  |  | 2144 | 0 |  | IPP Non-CHP | N | OP |  | Non Combustion (NUC, WAT, WND, GEO, or SUN)
EXCLUDE | MD | Montgomery County Oaks LFGE Plant | 55885 | CAT35 | LFG | IC | 1.6 | 1.5 | 0 | 0 |  |  | 0 | 0 |  | IPP Non-CHP | N | OP |  | Internal Combustion (PRMVR=IC)
EXCLUDE | MD | Montgomery County Oaks LFGE Plant | 55885 | GEJGC | LFG | IC | 0.8 | 0.8 | 0 | 0 |  |  | 0 | 0 |  | IPP Non-CHP | N | OP |  | Internal Combustion (PRMVR=IC)
EXCLUDE | MD | Montgomery County Oaks LFGE Plant | 55885 | N01 | LFG | GT | 2.8 | 2.3 | 0 | 0 |  |  | 0 | 0 |  | IPP Non-CHP | N | IP |  | Non Fossil fuel type
EXCLUDE | MD | Montgomery County Oaks LFGE Plant | 55885 | N02 | LFG | GT | 2.8 | 2.3 | 0 | 0 |  |  | 0 | 0 |  | IPP Non-CHP | N | IP |  | Non Fossil fuel type
EXCLUDE | MD | Montgomery County Resource Recovery | 50657 | GEN1 | MSB | ST | 67.8 | 54 | 0 | 302470 |  |  | 302470 | 575125.4281 |  | IPP Non-CHP | N | OP |  | Non Fossil fuel type
SSTLOGN | MD | Morgantown Generating Plant | 1573 | 3 | DFO | GT | 65 | 54 | 597.0777 | 2923.902 |  |  | 2923.902 | 3220.6898 |  | Electric Utility/IPP Non-CHP | N | OP
SSTLOGN | MD | Morgantown Generating Plant | 1573 | 4 | DFO | GT | 65 | 54 | 597.0777 | 2923.902 |  |  | 2923.902 | 3220.6898 |  | Electric Utility/IPP Non-CHP | N | OP
SSTLOGN | MD | Morgantown Generating Plant | 1573 | 5 | DFO | GT | 65 | 54 | 597.0777 | 2923.902 |  |  | 2923.902 | 3220.6898 |  | Electric Utility/IPP Non-CHP | N | OP
SSTLOGN | MD | Morgantown Generating Plant | 1573 | 6 | DFO | GT | 65 | 54 | 597.0777 | 2923.902 |  |  | 2923.902 | 3220.6898 |  | Electric Utility/IPP Non-CHP | N | OP
EXCLUDE | MD | Morgantown Generating Plant | 1573 | GT1 | DFO | GT | 18 | 16 | 165.3446 | 809.6959 |  |  | 809.6959 | 891.8833 |  | Electric Utility/IPP Non-CHP | N | OP |  | Simple Cycle Turbine (PRMVR=GT or OT) unit under 25MW
EXCLUDE | MD | Morgantown Generating Plant | 1573 | GT2 | DFO | GT | 18 | 16 | 165.3446 | 809.6959 |  |  | 809.6959 | 891.8833 |  | Electric Utility/IPP Non-CHP | N | OP |  | Simple Cycle Turbine (PRMVR=GT or OT) unit under 25MW
COALST | MD | Morgantown Generating Plant | 1573 | ST1 | BIT | ST | 626 | 610 | 6465 | 3043813 |  |  | 3043813 | 3386087.185 |  | Electric Utility/IPP Non-CHP | N | OP
COALST | MD | Morgantown Generating Plant | 1573 | ST2 | BIT | ST | 626 | 619 | 6465 | 3428919 |  |  | 3428919 | 3494875.633 |  | Electric Utility/IPP Non-CHP | N | OP
EXCLUDE | MD | Mount Saint Mary's | 57758 | PV1 | SUN | PV | 13.7 | 13.7 | 0 | 0 |  |  | 0 | 0 |  | IPP Non-CHP | N | U |  | Non Combustion (NUC, WAT, WND, GEO, or SUN)
SSTLOGN | MD | NAEA Rock Springs LLC | 7835 | 1 | NG | GT | 198.9 | 161.7 | 2059.5392 | 78704.7763 |  |  | 78704.7763 | 47347.668 |  | Electric Utility/IPP Non-CHP | N | OP
SSTLOGN | MD | NAEA Rock Springs LLC | 7835 | 2 | NG | GT | 175.9 | 160.3 | 1821.3823 | 69603.671 |  |  | 69603.671 | 41872.5731 |  | Electric Utility/IPP Non-CHP | N | OP
SSTLOGN | MD | NAEA Rock Springs LLC | 7835 | 3 | NG | GT | 198.9 | 166.9 | 2059.5392 | 78704.7763 |  |  | 78704.7763 | 47347.668 |  | Electric Utility/IPP Non-CHP | N | OP
SSTLOGN | MD | NAEA Rock Springs LLC | 7835 | 4 | NG | GT | 198.9 | 164.9 | 2059.5392 | 78704.7763 |  |  | 78704.7763 | 47347.668 |  | Electric Utility/IPP Non-CHP | N | OP
EXCLUDE | MD | NAEA Rock Springs LLC | 7835 | 5 | NG | GT | 195 | 160 | 0 | 0 |  |  | 0 | 0 |  | IPP Non-CHP | N | IP |  | Status of operation (IP,L,P,T,or U)
EXCLUDE | MD | NAEA Rock Springs LLC | 7835 | 6 | NG | GT | 195 | 160 | 0 | 0 |  |  | 0 | 0 |  | IPP Non-CHP | N | IP |  | Status of operation (IP,L,P,T,or U)
EXCLUDE | MD | NIH Cogeneration Facility | 56668 | CGTG | NG | GT | 22 | 21.2 | 0 | 180905 | 0.97939 | 17316.34 | 184711.3467 | 132460.1645 |  | Commercial CHP | Y | OP |  | Simple Cycle Turbine (PRMVR=GT or OT) unit under 25MW
EXCLUDE | MD | Notch Cliff | 1555 | GT1 | NG | GT | 18 | 14 | 0 | 2658.875 |  |  | 2658.875 | 2666.6292 |  | IPP Non-CHP | N | OP |  | Simple Cycle Turbine (PRMVR=GT or OT) unit under 25MW
EXCLUDE | MD | Notch Cliff | 1555 | GT2 | NG | GT | 18 | 14 | 0 | 2658.875 |  |  | 2658.875 | 2666.6292 |  | IPP Non-CHP | N | OP |  | Simple Cycle Turbine (PRMVR=GT or OT) unit under 25MW
EXCLUDE | MD | Notch Cliff | 1555 | GT3 | NG | GT | 18 | 14 | 0 | 2658.875 |  |  | 2658.875 | 2666.6292 |  | IPP Non-CHP | N | OP |  | Simple Cycle Turbine (PRMVR=GT or OT) unit under 25MW
EXCLUDE | MD | Notch Cliff | 1555 | GT4 | NG | GT | 18 | 14 | 0 | 2658.875 |  |  | 2658.875 | 2666.6292 |  | IPP Non-CHP | N | OP |  | Simple Cycle Turbine (PRMVR=GT or OT) unit under 25MW
EXCLUDE | MD | Notch Cliff | 1555 | GT5 | NG | GT | 18 | 14.6 | 0 | 2658.875 |  |  | 2658.875 | 2666.6292 |  | IPP Non-CHP | N | OP |  | Simple Cycle Turbine (PRMVR=GT or OT) unit under 25MW
EXCLUDE | MD | Notch Cliff | 1555 | GT6 | NG | GT | 18 | 15.6 | 0 | 2658.875 |  |  | 2658.875 | 2666.6292 |  | IPP Non-CHP | N | OP |  | Simple Cycle Turbine (PRMVR=GT or OT) unit under 25MW
EXCLUDE | MD | Notch Cliff | 1555 | GT7 | NG | GT | 18 | 14.5 | 0 | 2658.875 |  |  | 2658.875 | 2666.6292 |  | IPP Non-CHP | N | OP |  | Simple Cycle Turbine (PRMVR=GT or OT) unit under 25MW
EXCLUDE | MD | Notch Cliff | 1555 | GT8 | NG | GT | 18 | 16 | 0 | 2658.875 |  |  | 2658.875 | 2666.6292 |  | IPP Non-CHP | N | OS |  | Simple Cycle Turbine (PRMVR=GT or OT) unit under 25MW
NGCC | MD | Panda Brandywine LP | 54832 | 1 | NG | CC | 98.7 | 230 | 1125 | 189197.2385 | 0.82318 | 184884.4502 | 229837.1382 | 92547.7911 |  | IPP Non-CHP | Y | OP
NGCC | MD | Panda Brandywine LP | 54832 | 2 | NG | CC | 98.7 |  | 1125 | 189197.2385 | 0.90723 | 88017.0969 | 208544.4902 | 92547.7911 |  | IPP Non-CHP | Y | OP
NGCC | MD | Panda Brandywine LP | 54832 | 3 | NG | CC | 91.4 |  | 1125 | 175203.927 | 0.74939 | 266546.2201 | 233794.0985 | 85702.8177 |  | IPP Non-CHP | Y | OP
EXCLUDE | MD | Perdue Salisbury Photovoltaic | 57879 | SALI | SUN | PV | 1 | 1 | 0 | 174 |  |  | 174 | 0 |  | Electric Utility | N | OP |  | Non Combustion (NUC, WAT, WND, GEO, or SUN)
SSTLOGN | MD | Perryman | 1556 | GT1 | DFO | GT | 53.1 | 52 | 755 | 8679.434 |  |  | 8679.434 | 6269.937 |  | Electric Utility/IPP Non-CHP | N | OP
SSTLOGN | MD | Perryman | 1556 | GT2 | DFO | GT | 53.1 | 51 | 755 | 8679.434 |  |  | 8679.434 | 6377.383 |  | Electric Utility/IPP Non-CHP | N | OP
SSTLOGN | MD | Perryman | 1556 | GT3 | DFO | GT | 53.1 | 51 | 755 | 8679.434 |  |  | 8679.434 | 3837.556 |  | Electric Utility/IPP Non-CHP | N | OP
SSTLOGN | MD | Perryman | 1556 | GT4 | DFO | GT | 53.1 | 52 | 755 | 8679.434 |  |  | 8679.434 | 2566.035 |  | Electric Utility/IPP Non-CHP | N | OP
SSTLOGN | MD | Perryman | 1556 | GT5 | NG | GT | 192 | 147.6 | 1900 | 31383.2641 |  |  | 31383.2641 | 40255.086 |  | Electric Utility/IPP Non-CHP | N | OP
EXCLUDE | MD | Philadelphia | 1557 | GT1 | DFO | GT | 20.7 | 15.3 | 0 | 1254.75 |  |  | 1254.75 | 1844.8527 |  | IPP Non-CHP | N | OP |  | Simple Cycle Turbine (PRMVR=GT or OT) unit under 25MW
EXCLUDE | MD | Philadelphia | 1557 | GT2 | DFO | GT | 20.7 | 16 | 0 | 1254.75 |  |  | 1254.75 | 1844.8527 |  | IPP Non-CHP | N | OP |  | Simple Cycle Turbine (PRMVR=GT or OT) unit under 25MW
EXCLUDE | MD | Philadelphia | 1557 | GT3 | DFO | GT | 20.7 | 14.8 | 0 | 1254.75 |  |  | 1254.75 | 1844.8527 |  | IPP Non-CHP | N | OP |  | Simple Cycle Turbine (PRMVR=GT or OT) unit under 25MW
EXCLUDE | MD | Philadelphia | 1557 | GT4 | DFO | GT | 20.7 | 14.8 | 0 | 1254.75 |  |  | 1254.75 | 1844.8527 |  | IPP Non-CHP | N | OP |  | Simple Cycle Turbine (PRMVR=GT or OT) unit under 25MW
EXCLUDE | MD | RG Steel Sparrows Point, LLC | 10485 | GEN1 | BFG | ST | 30 | 152.3 | 632.75 | 70346 | 0.49483 | 326719.9442 | 142163.1038 | 304835.6401 |  | Industrial CHP | Y | OP |  | Commercial/Industrial Unit
EXCLUDE | MD | RG Steel Sparrows Point, LLC | 10485 | GEN2 | BFG | ST | 30 |  | 632.75 | 58007 | 0.49483 | 269411.8188 | 117227.0657 | 251366.1185 |  | Industrial CHP | Y | OP |  | Commercial/Industrial Unit
EXCLUDE | MD | RG Steel Sparrows Point, LLC | 10485 | GEN3 | BFG | ST | 30 |  | 632.75 | 0 | 0.49483 | 0 | 0 | 0 |  | Industrial CHP | Y | OP |  | Commercial/Industrial Unit
EXCLUDE | MD | RG Steel Sparrows Point, LLC | 10485 | GEN4 | BFG | ST | 30 |  | 632.75 | 78603 | 0.49483 | 365069.3398 | 158849.7775 | 340616.3224 |  | Industrial CHP | Y | OP |  | Commercial/Industrial Unit
OGST | MD | Riverside | 1559 | 4 | NG | ST | 72.2 | 74 | 1080 | 17860 |  |  | 17860 | 13289.406 |  | Electric Utility/IPP Non-CHP | N | OP
SSTLOGN | MD | Riverside | 1559 | GT6 | NG | GT | 135 | 115 | 1350.7297 | 1493.7568 |  |  | 1493.7568 | 547.9351 |  | Electric Utility/IPP Non-CHP | N | OP
SSTLOGN | MD | Riverside | 1559 | GT7 | DFO | GT | 25 | 19 | 250.1351 | 276.6216 |  |  | 276.6216 | 101.4695 |  | Electric Utility/IPP Non-CHP | N | OP
SSTLOGN | MD | Riverside | 1559 | GT8 | DFO | GT | 25 | 20 | 250.1351 | 276.6216 |  |  | 276.6216 | 101.4695 |  | Electric Utility/IPP Non-CHP | N | OP
EXCLUDE | MD | Roth Rock North Wind Farm, LLC | 57240 | SRRNW | WND | WT | 10 | 10 | 0 | 17818 |  |  | 17818 | 0 |  | IPP Non-CHP | N | OP |  | Non Combustion (NUC, WAT, WND, GEO, or SUN)
EXCLUDE | MD | Roth Rock Wind Farm LLC | 57239 | SRRW1 | WND | WT | 40 | 40 | 0 | 54077 |  |  | 54077 | 0 |  | IPP Non-CHP | N | OP |  | Non Combustion (NUC, WAT, WND, GEO, or SUN)
EXCLUDE | MD | Smith Island | 6391 | 2 | DFO | IC | 0.5 | 0.4 | 0 | 0 |  |  | 0 | 0 |  | Electric Utility | N | OP |  | Internal Combustion (PRMVR=IC)
EXCLUDE | MD | Smith Island | 6391 | 3 | DFO | IC | 1.2 | 1.2 | 0 | 0 |  |  | 0 | 0 |  | Electric Utility | N | OP |  | Internal Combustion (PRMVR=IC)
EXCLUDE | MD | Solo Cup Co | 56040 | 1 | NG | IC | 5.6 | 5.6 | 0 | 0 | 1 | 0 | 0 | 0 |  | IPP CHP | Y | OP |  | Internal Combustion (PRMVR=IC)
EXCLUDE | MD | Solo Cup Co | 56040 | 2 | NG | IC | 5.6 | 5.6 | 0 | 0 | 1 | 0 | 0 | 0 |  | IPP CHP | Y | OP |  | Internal Combustion (PRMVR=IC)
EXCLUDE | MD | UMCP CHP Plant | 56038 | 1 | NG | GT | 11 | 9.4 | 0 | 66070 | 0.57044 | 226340.5588 | 115822.4675 | 60786.3794 |  | IPP CHP | Y | OP |  | Simple Cycle Turbine (PRMVR=GT or OT) unit under 25MW
EXCLUDE | MD | UMCP CHP Plant | 56038 | 2 | NG | GT | 11 | 9.4 | 0 | 66070 | 0.57044 | 226340.5588 | 115822.4675 | 60786.3794 |  | IPP CHP | Y | OP |  | Simple Cycle Turbine (PRMVR=GT or OT) unit under 25MW
EXCLUDE | MD | UMCP CHP Plant | 56038 | 3 | NG | ST | 5.4 | 2 | 0 | 20746 | 0 |  |  | 0 |  | IPP CHP | Y | OP |  | Steam unit (PRMVR=ST) under 25MW/250 MMBtu/hr
OGST | MD | Vienna Operations | 1564 | 8 | RFO | ST | 162 | 153 | 2400 | 13944 |  |  | 13944 | 18142.2 |  | Electric Utility/IPP Non-CHP | N | OP
EXCLUDE | MD | Vienna Operations | 1564 | 10 | DFO | GT | 21 | 17 | 0 | 68 |  |  | 68 | 218.9693 |  | IPP Non-CHP | N | OP |  | Simple Cycle Turbine (PRMVR=GT or OT) unit under 25MW
SSTLOGN | MD | Westport | 1560 | GT5 | NG | GT | 121.5 | 115.8 | 2600 | 299 |  |  | 299 | 410.185 |  | Electric Utility/IPP Non-CHP | N | OP
EXCLUDE | MD | Wheelabrator Baltimore Refuse | 10629 | GEN1 | MSB | ST | 60.2 | 57 | 0 | 302963 | 0.8699 | 206128.31 | 348272.564 | 746834.8139 |  | IPP CHP | Y | OP |  | Non Fossil fuel type
EXCLUDE | MD | Wheelabrator Baltimore Refuse | 10629 | GEN2 | MSB | ST | 4.3 | 4.3 | 0 | 4410 | 0.8699 | 3000.4517 | 5069.5366 | 10871.1015 |  | IPP CHP | Y | OP |  | Non Fossil fuel type
EXCLUDE | MD | Wicomico | 56680 | 1 | LFG | IC | 0.3 | 0.3 | 0 | 0 |  |  | 0 | 0 |  | IPP Non-CHP | N | OP |  | Internal Combustion (PRMVR=IC)
EXCLUDE | MD | Wicomico | 56680 | 2 | LFG | IC | 0.3 | 0.3 | 0 | 0 |  |  | 0 | 0 |  | IPP Non-CHP | N | OP |  | Internal Combustion (PRMVR=IC)
EXCLUDE | MD | Wicomico | 56680 | 3 | LFG | IC | 0.3 | 0.3 | 0 | 0 |  |  | 0 | 0 |  | IPP Non-CHP | N | OP |  | Internal Combustion (PRMVR=IC)
EXCLUDE | MD | Wicomico | 56680 | 4 | LFG | IC | 0.3 | 0.3 | 0 | 0 |  |  | 0 | 0 |  | IPP Non-CHP | N | OP |  | Internal Combustion (PRMVR=IC)
EXCLUDE | MD | Wicomico | 56680 | 5 | LFG | IC | 0.3 | 0.3 | 0 | 0 |  |  | 0 | 0 |  | IPP Non-CHP | N | OP |  | Internal Combustion (PRMVR=IC)
EXCLUDE | MD | Wicomico | 56680 | 6 | LFG | IC | 0.3 | 0.3 | 0 | 0 |  |  | 0 | 0 |  | IPP Non-CHP | N | OP |  | Internal Combustion (PRMVR=IC)
EXCLUDE | MD | Wicomico | 56680 | 7 | LFG | IC | 0.3 | 0.3 | 0 | 0 |  |  | 0 | 0 |  | IPP Non-CHP | N | OP |  | Internal Combustion (PRMVR=IC)
EXCLUDE | MD | Wicomico | 56680 | 8 | LFG | IC | 0.3 | 0.3 | 0 | 0 |  |  | 0 | 0 |  | IPP Non-CHP | N | OP |  | Internal Combustion (PRMVR=IC)
EXCLUDE | MD | Wicomico | 56680 | 9 | LFG | IC | 0.3 | 0.3 | 0 | 0 |  |  | 0 | 0 |  | IPP Non-CHP | N | OP |  | Internal Combustion (PRMVR=IC)
EXCLUDE | MD | Wicomico | 56680 | 10 | LFG | IC | 0.3 | 0.3 | 0 | 0 |  |  | 0 | 0 |  | IPP Non-CHP | N | OP |  | Internal Combustion (PRMVR=IC)
EXCLUDE | MD | Wicomico | 56680 | 11 | LFG | IC | 0.3 | 0.3 | 0 | 0 |  |  | 0 | 0 |  | IPP Non-CHP | N | OP |  | Internal Combustion (PRMVR=IC)
EXCLUDE | MD | Wicomico | 56680 | 12 | LFG | IC | 0.3 | 0.3 | 0 | 0 |  |  | 0 | 0 |  | IPP Non-CHP | N | OP |  | Internal Combustion (PRMVR=IC)
EXCLUDE | MD | Wicomico | 56680 | 13 | LFG | IC | 0.3 | 0.3 | 0 | 0 |  |  | 0 | 0 |  | IPP Non-CHP | N | OP |  | Internal Combustion (PRMVR=IC)
EXCLUDE | MD | Wicomico | 56680 | 14 | LFG | IC | 0.3 | 0.3 | 0 | 0 |  |  | 0 | 0 |  | IPP Non-CHP | N | OP |  | Internal Combustion (PRMVR=IC)
EXCLUDE | MD | Wicomico | 56680 | 15 | LFG | IC | 0.3 | 0.3 | 0 | 0 |  |  | 0 | 0 |  | IPP Non-CHP | N | OP |  | Internal Combustion (PRMVR=IC)
EXCLUDE | MD | Wicomico | 56680 | 16 | LFG | IC | 0.3 | 0.3 | 0 | 0 |  |  | 0 | 0 |  | IPP Non-CHP | N | OP |  | Internal Combustion (PRMVR=IC)
EXCLUDE | MD | Wicomico | 56680 | 17 | LFG | IC | 0.3 | 0.3 | 0 | 0 |  |  | 0 | 0 |  | IPP Non-CHP | N | OP |  | Internal Combustion (PRMVR=IC)
EXCLUDE | MD | Wicomico | 56680 | 18 | LFG | IC | 0.3 | 0.3 | 0 | 0 |  |  | 0 | 0 |  | IPP Non-CHP | N | OP |  | Internal Combustion (PRMVR=IC)
EXCLUDE | MD | Worcester County Renewable Energy | 56641 | 1 | LFG | IC | 1 | 1 | 0 | 0 |  |  | 0 | 0 |  | IPP Non-CHP | N | OP |  | Internal Combustion (PRMVR=IC)
EXCLUDE | MD | Worcester County Renewable Energy | 56641 | 2 | LFG | IC | 1 | 1 | 0 | 0 |  |  | 0 | 0 |  | IPP Non-CHP | N | OP |  | Internal Combustion (PRMVR=IC)
EXCLUDE | ME | Androscoggin 3 | 1480 | 328 | WAT | HY | 3.6 | 3.4 | 0 | 23126 |  |  | 23126 | 0 |  | IPP Non-CHP | N | OP |  | Non Combustion (NUC, WAT, WND, GEO, or SUN)
EXCLUDE | ME | Androscoggin Energy Center | 55031 | CT01 | NG | GT | 54.5 | 47.2 | 979 | 199304.335 | 0.37552 | 1507795.8996 | 530736.6107 | 138795.7013 |  | Industrial CHP | Y | OP |  | Commercial/Industrial Unit
EXCLUDE | ME | Androscoggin Energy Center | 55031 | CT02 | NG | GT | 54.5 | 45.3 | 979 | 199304.335 | 0.37552 | 1507795.8996 | 530736.6107 | 138795.7013 |  | Industrial CHP | Y | OP |  | Commercial/Industrial Unit
EXCLUDE | ME | Androscoggin Energy Center | 55031 | CT03 | NG | GT | 54.5 | 44.1 | 979 | 199304.335 | 0.37552 | 1507795.8996 | 530736.6107 | 138795.7013 |  | Industrial CHP | Y | SB |  | Commercial/Industrial Unit
EXCLUDE | ME | Androscoggin Mill | 54085 | GEN1 | BLQ | ST | 25 | 25 | 0 | 121505 | 0.17188 | 2663218.4214 | 706913.5041 | 352026.3024 |  | Industrial CHP | Y | OP |  | Commercial/Industrial Unit
EXCLUDE | ME | Androscoggin Mill | 54085 | GEN2 | BLQ | ST | 25 | 25 | 0 | 144188 | 0.17188 | 3160397.8251 | 838882.7154 | 417743.8664 |  | Industrial CHP | Y | OP |  | Commercial/Industrial Unit
EXCLUDE | ME | Androscoggin Mill | 54085 | GEN3 | BLQ | ST | 30 | 30 | 0 | 238121 | 0.17188 | 5219276.8505 | 1385382.9103 | 689888.1128 |  | Industrial CHP | Y | OP |  | Commercial/Industrial Unit
EXCLUDE | ME | Anson Abenaki Hydros | 10186 | AB1 | WAT | HY | 3 | 2.2 | 0 | 15803.6772 |  |  | 15803.6772 | 0 |  | Industrial CHP | N | OP |  | Non Combustion (NUC, WAT, WND, GEO, or SUN)
EXCLUDE | ME | Anson Abenaki Hydros | 10186 | AB2 | WAT | HY | 2.7 | 2.2 | 0 | 14223.3095 |  |  | 14223.3095 | 0 |  | Industrial CHP | N | OP |  | Non Combustion (NUC, WAT, WND, GEO, or SUN)
EXCLUDE | ME | Anson Abenaki Hydros | 10186 | AB3 | WAT | HY | 3 | 2.2 | 0 | 15803.6772 |  |  | 15803.6772 | 0 |  | Industrial CHP | N | OP |  | Non Combustion (NUC, WAT, WND, GEO, or SUN)
EXCLUDE | ME | Anson Abenaki Hydros | 10186 | AB4 | WAT | HY | 3 | 2.2 | 0 | 15803.6772 |  |  | 15803.6772 | 0 |  | Industrial CHP | N | OP |  | Non Combustion (NUC, WAT, WND, GEO, or SUN)
EXCLUDE | ME | Anson Abenaki Hydros | 10186 | AB5 | WAT | HY | 2.5 | 2.2 | 0 | 13169.731 |  |  | 13169.731 | 0 |  | Industrial CHP | N | OP |  | Non Combustion (NUC, WAT, WND, GEO, or SUN)
EXCLUDE | ME | Anson Abenaki Hydros | 10186 | AB6 | WAT | HY | 3 | 2.6 | 0 | 15803.6772 |  |  | 15803.6772 | 0 |  | Industrial CHP | N | OP |  | Non Combustion (NUC, WAT, WND, GEO, or SUN)
EXCLUDE | ME | Anson Abenaki Hydros | 10186 | AB7 | WAT | HY | 2.5 | 2.2 | 0 | 13169.731 |  |  | 13169.731 | 0 |  | Industrial CHP | N | OP |  | Non Combustion (NUC, WAT, WND, GEO, or SUN)
EXCLUDE | ME | Anson Abenaki Hydros | 10186 | AB8 | WAT | HY | 0.3 | 0.3 | 0 | 1580.3677 |  |  | 1580.3677 | 0 |  | Industrial CHP | N | OP |  | Non Combustion (NUC, WAT, WND, GEO, or SUN)
EXCLUDE | ME | Anson Abenaki Hydros | 10186 | AN1 | WAT | HY | 1.8 | 1.8 | 0 | 9482.2063 |  |  | 9482.2063 | 0 |  | Industrial CHP | N | OP |  | Non Combustion (NUC, WAT, WND, GEO, or SUN)
EXCLUDE | ME | Anson Abenaki Hydros | 10186 | AN2 | WAT | HY | 1.8 | 1.8 | 0 | 9482.2063 |  |  | 9482.2063 | 0 |  | Industrial CHP | N | OP |  | Non Combustion (NUC, WAT, WND, GEO, or SUN)
EXCLUDE | ME | Anson Abenaki Hydros | 10186 | AN3 | WAT | HY | 1.8 | 1.8 | 0 | 9482.2063 |  |  | 9482.2063 | 0 |  | Industrial CHP | N | OP |  | Non Combustion (NUC, WAT, WND, GEO, or SUN)
EXCLUDE | ME | Anson Abenaki Hydros | 10186 | AN4 | WAT | HY | 1.8 | 1.8 | 0 | 9482.2063 |  |  | 9482.2063 | 0 |  | Industrial CHP | N | OP |  | Non Combustion (NUC, WAT, WND, GEO, or SUN)
EXCLUDE | ME | Anson Abenaki Hydros | 10186 | AN5 | WAT | HY | 1.8 | 1.8 | 0 | 9482.2063 |  |  | 9482.2063 | 0 |  | Industrial CHP | N | OP |  | Non Combustion (NUC, WAT, WND, GEO, or SUN)
EXCLUDE | ME | Anson Abenaki Hydros | 10186 | STG1 | RFO | ST | 3 | 2 | 0 | 3497.82 | 0.062138 | 240174.4941 | 56291.1584 | 92649.9049 |  | Industrial CHP | Y | OP |  | Steam unit (PRMVR=ST) under 25MW/250 MMBtu/hr
EXCLUDE | ME | Aziscohos Hydroelectric Project | 50999 | GEN1 | WAT | HY | 6.7 | 6.8 | 0 | 35078 |  |  | 35078 | 0 |  | IPP Non-CHP | N | OP |  | Non Combustion (NUC, WAT, WND, GEO, or SUN)
EXCLUDE | ME | Bangor Pacific Hydro | 10255 | GEN1 | WAT | HY | 6.5 | 4.4 | 0 | 59189 |  |  | 59189 | 0 |  | IPP Non-CHP | N | OP |  | Non Combustion (NUC, WAT, WND, GEO, or SUN)
EXCLUDE | ME | Bangor Pacific Hydro | 10255 | GEN2 | WAT | HY | 6.5 | 5.1 | 0 | 59189 |  |  | 59189 | 0 |  | IPP Non-CHP | N | OP |  | Non Combustion (NUC, WAT, WND, GEO, or SUN)
EXCLUDE | ME | Bar Harbor | 1466 | 1 | DFO | IC | 2 | 2 | 0 | 0 |  |  | 0 | 0 |  | Electric Utility | N | OP |  | Internal Combustion (PRMVR=IC)
EXCLUDE | ME | Bar Harbor | 1466 | 2 | DFO | IC | 2 | 2 | 0 | 0 |  |  | 0 | 0 |  | Electric Utility | N | OP |  | Internal Combustion (PRMVR=IC)
EXCLUDE | ME | Bar Harbor | 1466 | 3 | DFO | IC | 2 | 2 | 0 | 0 |  |  | 0 | 0 |  | Electric Utility | N | OP |  | Internal Combustion (PRMVR=IC)
EXCLUDE | ME | Bar Harbor | 1466 | 4 | DFO | IC | 2 | 2 | 0 | 0 |  |  | 0 | 0 |  | Electric Utility | N | OP |  | Internal Combustion (PRMVR=IC)
EXCLUDE | ME | Bar Mills | 1481 | 1 | WAT | HY | 2 | 2 | 0 | 8695.5 |  |  | 8695.5 | 0 |  | IPP Non-CHP | N | OP |  | Non Combustion (NUC, WAT, WND, GEO, or SUN)
EXCLUDE | ME | Bar Mills | 1481 | 2 | WAT | HY | 2 | 2 | 0 | 8695.5 |  |  | 8695.5 | 0 |  | IPP Non-CHP | N | OP |  | Non Combustion (NUC, WAT, WND, GEO, or SUN)
EXCLUDE | ME | Barker Lower | 10728 | GEN1 | WAT | HY | 1.5 | 1.5 | 0 | 4591 |  |  | 4591 | 0 |  | IPP Non-CHP | N | OP |  | Non Combustion (NUC, WAT, WND, GEO, or SUN)
EXCLUDE | ME | Basin Mills | 783 | 1 | WAT | HY | 12 | 12 | 0 | 0 |  |  | 0 | 0 |  | Electric Utility | N | IP |  | Non Combustion (NUC, WAT, WND, GEO, or SUN)
EXCLUDE | ME | Basin Mills | 783 | 2 | WAT | HY | 12 | 12 | 0 | 0 |  |  | 0 | 0 |  | Electric Utility | N | IP |  | Non Combustion (NUC, WAT, WND, GEO, or SUN)
EXCLUDE | ME | Basin Mills | 783 | 3 | WAT | HY | 12 | 12 | 0 | 0 |  |  | 0 | 0 |  | Electric Utility | N | IP |  | Non Combustion (NUC, WAT, WND, GEO, or SUN)
EXCLUDE | ME | Bates Mill Upper | 7044 | BU1 | WAT | HY | 1.2 | 0.9 | 0 | 0 |  |  | 0 | 0 |  | IPP Non-CHP | N | OP |  | Non Combustion (NUC, WAT, WND, GEO, or SUN)
EXCLUDE | ME | Bates Mill Upper | 7044 | BU2 | WAT | HY | 1.5 | 0.9 | 0 | 0 |  |  | 0 | 0 |  | IPP Non-CHP | N | OP |  | Non Combustion (NUC, WAT, WND, GEO, or SUN)
EXCLUDE | ME | Bates Mill Upper | 7044 | BU3 | WAT | HY | 1.2 | 0.9 | 0 | 0 |  |  | 0 | 0 |  | IPP Non-CHP | N | OP |  | Non Combustion (NUC, WAT, WND, GEO, or SUN)
EXCLUDE | ME | Beaver Ridge Wind | 57130 | BR1 | WND | WT | 4.5 | 1.5 | 0 | 11676 |  |  | 11676 | 0 |  | IPP Non-CHP | N | OP |  | Non Combustion (NUC, WAT, WND, GEO, or SUN)
EXCLUDE | ME | Benton Falls Associates | 10523 | GEN1 | WAT | HY | 3.5 | 3.3 | 0 | 13553.3333 |  |  | 13553.3333 | 0 |  | IPP Non-CHP | N | OP |  | Non Combustion (NUC, WAT, WND, GEO, or SUN)
EXCLUDE | ME | Benton Falls Associates | 10523 | GEN2 | WAT | HY | 0.7 | 0.7 | 0 | 2710.6667 |  |  | 2710.6667 | 0 |  | IPP Non-CHP | N | OP |  | Non Combustion (NUC, WAT, WND, GEO, or SUN)
EXCLUDE | ME | Bingham Wind | 57531 | 1 | WND | WT | 127 | 127 | 0 | 0 |  |  | 0 | 0 |  | IPP Non-CHP | N | P |  | Non Combustion (NUC, WAT, WND, GEO, or SUN)
EXCLUDE | ME | Bonny Eagle | 1482 | 1 | WAT | HY | 1.2 | 1.5 | 0 | 8948 |  |  | 8948 | 0 |  | IPP Non-CHP | N | OP |  | Non Combustion (NUC, WAT, WND, GEO, or SUN)
EXCLUDE | ME | Bonny Eagle | 1482 | 2 | WAT | HY | 1.2 | 1.5 | 0 | 8948 |  |  | 8948 | 0 |  | IPP Non-CHP | N | OP |  | Non Combustion (NUC, WAT, WND, GEO, or SUN)
EXCLUDE | ME | Bonny Eagle | 1482 | 3 | WAT | HY | 1.2 | 1.5 | 0 | 8948 |  |  | 8948 | 0 |  | IPP Non-CHP | N | OP |  | Non Combustion (NUC, WAT, WND, GEO, or SUN)
EXCLUDE | ME | Bonny Eagle | 1482 | 4 | WAT | HY | 1.2 | 1.5 | 0 | 8948 |  |  | 8948 | 0 |  | IPP Non-CHP | N | OP |  | Non Combustion (NUC, WAT, WND, GEO, or SUN)
EXCLUDE | ME | Bonny Eagle | 1482 | 5 | WAT | HY | 1.2 | 1.5 | 0 | 8948 |  |  | 8948 | 0 |  | IPP Non-CHP | N | OP |  | Non Combustion (NUC, WAT, WND, GEO, or SUN)
EXCLUDE | ME | Bonny Eagle | 1482 | 6 | WAT | HY | 1.2 | 1.5 | 0 | 8948 |  |  | 8948 | 0 |  | IPP Non-CHP | N | OP |  | Non Combustion (NUC, WAT, WND, GEO, or SUN)
EXCLUDE | ME | Boralex Sherman LLC | 50874 | GEN1 | WDS | ST | 21 | 21 | 0 | 0 | 0 |  |  | 0 |  | IPP CHP | Y | OS |  | Non Fossil fuel type
EXCLUDE | ME | Bowers Wind Project | 57088 | 1 | WND | WT | 62.1 | 62.1 | 0 | 0 |  |  | 0 | 0 |  | IPP Non-CHP | N | L |  | Non Combustion (NUC, WAT, WND, GEO, or SUN)
EXCLUDE | ME | Brassua Hydroelectric Project | 10555 | 1 | WAT | HY | 3.6 | 3.6 | 0 | 21832 |  |  | 21832 | 0 |  | IPP Non-CHP | N | OP |  | Non Combustion (NUC, WAT, WND, GEO, or SUN)
EXCLUDE | ME | Brunswick | 1483 | B1 | WAT | HY | 12.6 | 13 | 0 | 70935.4286 |  |  | 70935.4286 | 0 |  | IPP Non-CHP | N | OP |  | Non Combustion (NUC, WAT, WND, GEO, or SUN)
EXCLUDE | ME | Brunswick | 1483 | B2 | WAT | HY | 3.5 | 3.5 | 0 | 19704.2857 |  |  | 19704.2857 | 0 |  | IPP Non-CHP | N | OP |  | Non Combustion (NUC, WAT, WND, GEO, or SUN)
EXCLUDE | ME | Brunswick | 1483 | B3 | WAT | HY | 3.5 | 3.5 | 0 | 19704.2857 |  |  | 19704.2857 | 0 |  | IPP Non-CHP | N | OP |  | Non Combustion (NUC, WAT, WND, GEO, or SUN)
EXCLUDE | ME | Bull Hill Wind Project | 57083 | 1 | WND | WT | 34.2 | 34.2 | 0 | 0 |  |  | 0 | 0 |  | IPP Non-CHP | N | L |  | Non Combustion (NUC, WAT, WND, GEO, or SUN)
EXCLUDE | ME | Cape Gas Turbine | 1484 | GT4 | DFO | GT | 17.5 | 16 | 0 | 314 |  |  | 314 | 432.1097 |  | IPP Non-CHP | N | OP |  | Simple Cycle Turbine (PRMVR=GT or OT) unit under 25MW
EXCLUDE | ME | Cape Gas Turbine | 1484 | GT5 | DFO | GT | 17.5 | 16 | 0 | 314 |  |  | 314 | 432.1097 |  | IPP Non-CHP | N | OP |  | Simple Cycle Turbine (PRMVR=GT or OT) unit under 25MW
EXCLUDE | ME | Caribou Generation Station | 1513 | 1 | RFO | ST | 7.5 | 9 | 0 |  |  |  |  | 0 |  | IPP Non-CHP | N | SB |  | Steam unit (PRMVR=ST) under 25MW/250 MMBtu/hr
EXCLUDE | ME | Caribou Generation Station | 1513 | CD2 | DFO | IC | 2.7 | 2.5 | 0 | 0 |  |  | 0 | 0 |  | IPP Non-CHP | N | SB |  | Internal Combustion (PRMVR=IC)
EXCLUDE | ME | Caribou Generation Station | 1513 | CD3 | DFO | IC | 2.7 | 2.5 | 0 | 0 |  |  | 0 | 0 |  | IPP Non-CHP | N | SB |  | Internal Combustion (PRMVR=IC)
EXCLUDE | ME | Caribou Generation Station | 1513 | CD4 | DFO | IC | 1 | 1 | 0 | 0 |  |  | 0 | 0 |  | IPP Non-CHP | N | SB |  | Internal Combustion (PRMVR=IC)
EXCLUDE | ME | Caribou Generation Station | 1513 | CD5 | DFO | IC | 1.2 | 1 | 0 | 0 |  |  | 0 | 0 |  | IPP Non-CHP | N | SB |  | Internal Combustion (PRMVR=IC)
EXCLUDE | ME | Caribou Generation Station | 1513 | CH1 | WAT | HY | 0.4 | 0.4 | 0 | 1898 |  |  | 1898 | 0 |  | IPP Non-CHP | N | OP |  | Non Combustion (NUC, WAT, WND, GEO, or SUN)
EXCLUDE | ME | Caribou Generation Station | 1513 | CH2 | WAT | HY | 0.4 | 0.4 | 0 | 1898 |  |  | 1898 | 0 |  | IPP Non-CHP | N | OP |  | Non Combustion (NUC, WAT, WND, GEO, or SUN)
EXCLUDE | ME | Caribou Generation Station | 1513 | ST2 | RFO | ST | 11.5 | 14 | 0 | 0 |  |  | 0 | 0 |  | IPP Non-CHP | N | SB |  | Steam unit (PRMVR=ST) under 25MW/250 MMBtu/hr
EXCLUDE | ME | Cataract | 1486 | 1 | WAT | HY | 6.6 | 8 | 0 | 43058 |  |  | 43058 | 0 |  | IPP Non-CHP | N | OP |  | Non Combustion (NUC, WAT, WND, GEO, or SUN)
EXCLUDE | ME | Charles E Monty | 805 | M-1 | WAT | HY | 14.2 | 14 | 0 | 72419 |  |  | 72419 | 0 |  | IPP Non-CHP | N | OP |  | Non Combustion (NUC, WAT, WND, GEO, or SUN)
EXCLUDE | ME | Charles E Monty | 805 | M2 | WAT | HY | 14.2 | 14 | 0 | 72419 |  |  | 72419 | 0 |  | IPP Non-CHP | N | OP |  | Non Combustion (NUC, WAT, WND, GEO, or SUN)
EXCLUDE | ME | Continental Mills | 1487 | CM1 | WAT | HY | 0.4 | 0.4 | 0 | 0 |  |  | 0 | 0 |  | IPP Non-CHP | N | OP |  | Non Combustion (NUC, WAT, WND, GEO, or SUN)
EXCLUDE | ME | Continental Mills | 1487 | CM2 | WAT | HY | 0.4 | 0.4 | 0 | 0 |  |  | 0 | 0 |  | IPP Non-CHP | N | OP |  | Non Combustion (NUC, WAT, WND, GEO, or SUN)
EXCLUDE | ME | Continental Mills | 1487 | CM3 | WAT | HY | 0.4 | 0.4 | 0 | 0 |  |  | 0 | 0 |  | IPP Non-CHP | N | OP |  | Non Combustion (NUC, WAT, WND, GEO, or SUN)
EXCLUDE | ME | Continental Mills | 1487 | CM5 | WAT | HY | 0.1 | 0.1 | 0 | 0 |  |  | 0 | 0 |  | IPP Non-CHP | N | OP |  | Non Combustion (NUC, WAT, WND, GEO, or SUN)
EXCLUDE | ME | Continental Mills | 1487 | CM6 | WAT | HY | 0.1 | 0.1 | 0 | 0 |  |  | 0 | 0 |  | IPP Non-CHP | N | OP |  | Non Combustion (NUC, WAT, WND, GEO, or SUN)
EXCLUDE | ME | Deer Rips | 1488 | DR1 | WAT | HY | 0.6 | 0.7 | 0 | 3415.2 |  |  | 3415.2 | 0 |  | IPP Non-CHP | N | OP |  | Non Combustion (NUC, WAT, WND, GEO, or SUN)
EXCLUDE | ME | Deer Rips | 1488 | DR2 | WAT | HY | 0.6 | 0.7 | 0 | 3415.2 |  |  | 3415.2 | 0 |  | IPP Non-CHP | N | OP |  | Non Combustion (NUC, WAT, WND, GEO, or SUN)
EXCLUDE | ME | Deer Rips | 1488 | DR3 | WAT | HY | 0.9 | 0.8 | 0 | 5122.8 |  |  | 5122.8 | 0 |  | IPP Non-CHP | N | OP |  | Non Combustion (NUC, WAT, WND, GEO, or SUN)
EXCLUDE | ME | Deer Rips | 1488 | DR4 | WAT | HY | 0.8 | 0.7 | 0 | 4553.6 |  |  | 4553.6 | 0 |  | IPP Non-CHP | N | OP |  | Non Combustion (NUC, WAT, WND, GEO, or SUN)
EXCLUDE | ME | Deer Rips | 1488 | DR5 | WAT | HY | 0.8 | 0.7 | 0 | 4553.6 |  |  | 4553.6 | 0 |  | IPP Non-CHP | N | OP |  | Non Combustion (NUC, WAT, WND, GEO, or SUN)
EXCLUDE | ME | Deer Rips | 1488 | DR6 | WAT | HY | 1.8 | 1.7 | 0 | 10245.6 |  |  | 10245.6 | 0 |  | IPP Non-CHP | N | OP |  | Non Combustion (NUC, WAT, WND, GEO, or SUN)
EXCLUDE | ME | Deer Rips | 1488 | DR7 | WAT | HY | 1 | 0.9 | 0 | 5692 |  |  | 5692 | 0 |  | IPP Non-CHP | N | OP |  | Non Combustion (NUC, WAT, WND, GEO, or SUN)
EXCLUDE | ME | Domtar - Woodland Mill | 10613 | HG1 | WAT | HY | 3 | 2.9 | 0 | 17588.4324 |  |  | 17588.4324 | 0 |  | Industrial CHP | N | OP |  | Non Combustion (NUC, WAT, WND, GEO, or SUN)
EXCLUDE | ME | Domtar - Woodland Mill | 10613 | HG10 | WAT | HY | 1.2 | 1.1 | 0 | 7035.373 |  |  | 7035.373 | 0 |  | Industrial CHP | N | SB |  | Non Combustion (NUC, WAT, WND, GEO, or SUN)
EXCLUDE | ME | Domtar - Woodland Mill | 10613 | HG2 | WAT | HY | 3 | 2.9 | 0 | 17588.4324 |  |  | 17588.4324 | 0 |  | Industrial CHP | N | SB |  | Non Combustion (NUC, WAT, WND, GEO, or SUN)
EXCLUDE | ME | Domtar - Woodland Mill | 10613 | HG3 | WAT | HY | 3.3 | 3.1 | 0 | 19347.2757 |  |  | 19347.2757 | 0 |  | Industrial CHP | N | OP |  | Non Combustion (NUC, WAT, WND, GEO, or SUN)
EXCLUDE | ME | Domtar - Woodland Mill | 10613 | HG4 | WAT | HY | 0.8 | 0.8 | 0 | 4690.2486 |  |  | 4690.2486 | 0 |  | Industrial CHP | N | SB |  | Non Combustion (NUC, WAT, WND, GEO, or SUN)
EXCLUDE | ME | Domtar - Woodland Mill | 10613 | HG5 | WAT | HY | 0.8 | 0.8 | 0 | 4690.2486 |  |  | 4690.2486 | 0 |  | Industrial CHP | N | SB |  | Non Combustion (NUC, WAT, WND, GEO, or SUN)
EXCLUDE | ME | Domtar - Woodland Mill | 10613 | HG6 | WAT | HY | 0.8 | 0.8 | 0 | 4690.2486 |  |  | 4690.2486 | 0 |  | Industrial CHP | N | SB |  | Non Combustion (NUC, WAT, WND, GEO, or SUN)
EXCLUDE | ME | Domtar - Woodland Mill | 10613 | HG7 | WAT | HY | 1.6 | 1.5 | 0 | 9380.4973 |  |  | 9380.4973 | 0 |  | Industrial CHP | N | OP |  | Non Combustion (NUC, WAT, WND, GEO, or SUN)
EXCLUDE | ME | Domtar - Woodland Mill | 10613 | HG8 | WAT | HY | 2 | 1.9 | 0 | 11725.6216 |  |  | 11725.6216 | 0 |  | Industrial CHP | N | OP |  | Non Combustion (NUC, WAT, WND, GEO, or SUN)
EXCLUDE | ME | Domtar - Woodland Mill | 10613 | HG9 | WAT | HY | 2 | 1.9 | 0 | 11725.6216 |  |  | 11725.6216 | 0 |  | Industrial CHP | N | OP |  | Non Combustion (NUC, WAT, WND, GEO, or SUN)
EXCLUDE | ME | Domtar - Woodland Mill | 10613 | TG10 | BLQ | ST | 23 | 26 | 0 | 218900 | 0.23098 | 3315577.8019 | 947705.2026 | 538023.9826 |  | Industrial CHP | Y | OP |  | Steam unit (PRMVR=ST) under 25MW/250 MMBtu/hr
EXCLUDE | ME | Domtar - Woodland Mill | 10613 | TG11 | BLQ | ST | 26.8 | 20 | 0 | 94363 | 0.23098 | 1429273.0385 | 408534.975 | 231930.3658 |  | Industrial CHP | Y | OP |  | Commercial/Industrial Unit
EXCLUDE | ME | East Millinocket Mill | 55830 | M2S1 | WDS | ST | 15.6 | 14.5 | 0 | 6156.483 | 0.038454 | 700340.0894 | 160099.9376 | 126811.2671 |  | Industrial CHP | Y | OP |  | Non Fossil fuel type
EXCLUDE | ME | East Millinocket Mill | 55830 | M2S2 | WDS | ST | 15.6 | 14.5 | 0 | 11.523 | 0.038454 | 1310.8164 | 299.6567 | 237.3508 |  | Industrial CHP | Y | OP |  | Non Fossil fuel type
EXCLUDE | ME | East Millinocket Mill | 55830 | M2S3 | WDS | ST | 30.2 | 28.1 | 0 | 0 | 0.038454 | 0 | 0 | 0 |  | Industrial CHP | Y | OP |  | Non Fossil fuel type
EXCLUDE | ME | Eastport | 1468 | 1 | DFO | IC | 1 | 0.7 | 0 | 0 |  |  | 0 | 0 |  | Electric Utility | N | OP |  | Internal Combustion (PRMVR=IC)
EXCLUDE | ME | Eastport | 1468 | 2 | DFO | IC | 1 | 0.7 | 0 | 0 |  |  | 0 | 0 |  | Electric Utility | N | OP |  | Internal Combustion (PRMVR=IC)
EXCLUDE | ME | Eastport | 1468 | 3 | DFO | IC | 2 | 2 | 0 | 0 |  |  | 0 | 0 |  | Electric Utility | N | OP |  | Internal Combustion (PRMVR=IC)
EXCLUDE | ME | Flos Inn Diesel | 1514 | FID1 | DFO | IC | 2 | 1.4 | 0 | 0 |  |  | 0 | 0 |  | IPP Non-CHP | N | SB |  | Internal Combustion (PRMVR=IC)
EXCLUDE | ME | Flos Inn Diesel | 1514 | FID2 | DFO | IC | 2 | 1.4 | 0 | 0 |  |  | 0 | 0 |  | IPP Non-CHP | N | SB |  | Internal Combustion (PRMVR=IC)
EXCLUDE | ME | Flos Inn Diesel | 1514 | FID3 | DFO | IC | 2 | 1.4 | 0 | 0 |  |  | 0 | 0 |  | IPP Non-CHP | N | SB |  | Internal Combustion (PRMVR=IC)
EXCLUDE | ME | Fort Halifax | 1490 | FH1 | WAT | HY | 0.7 | 0.9 | 0 | 0 |  |  | 0 | 0 |  | IPP Non-CHP | N | RE | 2002 | Non Combustion (NUC, WAT, WND, GEO, or SUN)
EXCLUDE | ME | Fort Halifax | 1490 | FH2 | WAT | HY | 0.7 | 0.9 | 0 | 0 |  |  | 0 | 0 |  | IPP Non-CHP | N | RE | 2002 | Non Combustion (NUC, WAT, WND, GEO, or SUN)
EXCLUDE | ME | Fox Island Wind LLC | 57354 | 1 | WND | WT | 4.5 | 4.5 | 0 | 11098 |  |  | 11098 | 0 |  | IPP Non-CHP | N | OP |  | Non Combustion (NUC, WAT, WND, GEO, or SUN)
EXCLUDE | ME | Gardiner | 50688 | GEN1 | WAT | HY | 1 | 1 | 0 | 5533 |  |  | 5533 | 0 |  | IPP Non-CHP | N | OP |  | Non Combustion (NUC, WAT, WND, GEO, or SUN)
EXCLUDE | ME | Geneva Wood Fuels Inc | 55034 | 1 | WDS | ST | 1.3 | 0.4 | 0 | 0 |  |  |  | 0 |  | Industrial CHP | Y | OS |  | Non Fossil fuel type
EXCLUDE | ME | Geneva Wood Fuels Inc | 55034 | 2 | WDS | ST | 0.7 | 0.5 | 0 | 0 |  |  |  | 0 |  | Industrial CHP | Y | OS |  | Non Fossil fuel type
EXCLUDE | ME | Great Lakes Hydro America - ME | 54134 | DOH2 | WAT | HY | 1.3 | 1.3 | 0 | 7166.429 |  |  | 7166.429 | 0 |  | IPP Non-CHP | N | OP |  | Non Combustion (NUC, WAT, WND, GEO, or SUN)
EXCLUDE | ME | Great Lakes Hydro America - ME | 54134 | DOH3 | WAT | HY | 1.3 | 1.3 | 0 | 7166.429 |  |  | 7166.429 | 0 |  | IPP Non-CHP | N | OS |  | Non Combustion (NUC, WAT, WND, GEO, or SUN)
EXCLUDE | ME | Great Lakes Hydro America - ME | 54134 | DOH4 | WAT | HY | 1.8 | 1.8 | 0 | 9922.7478 |  |  | 9922.7478 | 0 |  | IPP Non-CHP | N | OS |  | Non Combustion (NUC, WAT, WND, GEO, or SUN)
EXCLUDE | ME | Great Lakes Hydro America - ME | 54134 | DOH5 | WAT | HY | 5.3 | 5 | 0 | 29216.9797 |  |  | 29216.9797 | 0 |  | IPP Non-CHP | N | OP |  | Non Combustion (NUC, WAT, WND, GEO, or SUN)
EXCLUDE | ME | Great Lakes Hydro America - ME | 54134 | DOH6 | WAT | HY | 4.1 | 3.9 | 0 | 22601.8145 |  |  | 22601.8145 | 0 |  | IPP Non-CHP | N | OP |  | Non Combustion (NUC, WAT, WND, GEO, or SUN)
EXCLUDE | ME | Great Lakes Hydro America - ME | 54134 | DOH7 | WAT | HY | 4.1 | 3.9 | 0 | 22601.8145 |  |  | 22601.8145 | 0 |  | IPP Non-CHP | N | OP |  | Non Combustion (NUC, WAT, WND, GEO, or SUN)
EXCLUDE | ME | Great Lakes Hydro America - ME | 54134 | DOH8 | WAT | HY | 3 | 2.9 | 0 | 16537.913 |  |  | 16537.913 | 0 |  | IPP Non-CHP | N | OP |  | Non Combustion (NUC, WAT, WND, GEO, or SUN)
EXCLUDE | ME | Great Lakes Hydro America - ME | 54134 | EMH1 | WAT | HY | 1.6 | 1.5 | 0 | 8820.2203 |  |  | 8820.2203 | 0 |  | IPP Non-CHP | N | OP |  | Non Combustion (NUC, WAT, WND, GEO, or SUN)
EXCLUDE | ME | Great Lakes Hydro America - ME | 54134 | EMH2 | WAT | HY | 1.6 | 1.5 | 0 | 8820.2203 |  |  | 8820.2203 | 0 |  | IPP Non-CHP | N | OP |  | Non Combustion (NUC, WAT, WND, GEO, or SUN)
EXCLUDE | ME | Great Lakes Hydro America - ME | 54134 | EMH3 | WAT | HY | 1.6 | 1.5 | 0 | 8820.2203 |  |  | 8820.2203 | 0 |  | IPP Non-CHP | N | OP |  | Non Combustion (NUC, WAT, WND, GEO, or SUN)
EXCLUDE | ME | Great Lakes Hydro America - ME | 54134 | EMH4 | WAT | HY | 1.6 | 1.5 | 0 | 8820.2203 |  |  | 8820.2203 | 0 |  | IPP Non-CHP | N | OP |  | Non Combustion (NUC, WAT, WND, GEO, or SUN)
EXCLUDE | ME | Great Lakes Hydro America - ME | 54134 | EMH5 | WAT | HY | 1.6 | 1.5 | 0 | 8820.2203 |  |  | 8820.2203 | 0 |  | IPP Non-CHP | N | OP |  | Non Combustion (NUC, WAT, WND, GEO, or SUN)
EXCLUDE | ME | Great Lakes Hydro America - ME | 54134 | EMH6 | WAT | HY | 1.6 | 1.5 | 0 | 8820.2203 |  |  | 8820.2203 | 0 |  | IPP Non-CHP | N | OP |  | Non Combustion (NUC, WAT, WND, GEO, or SUN)
EXCLUDE | ME | Great Lakes Hydro America - ME | 54134 | MCH1 | WAT | HY | 12.2 | 11.6 | 0 | 67254.1797 |  |  | 67254.1797 | 0 |  | IPP Non-CHP | N | OP |  | Non Combustion (NUC, WAT, WND, GEO, or SUN)
EXCLUDE | ME | Great Lakes Hydro America - ME | 54134 | MCH2 | WAT | HY | 12.2 | 11.6 | 0 | 67254.1797 |  |  | 67254.1797 | 0 |  | IPP Non-CHP | N | OP |  | Non Combustion (NUC, WAT, WND, GEO, or SUN)
EXCLUDE | ME | Great Lakes Hydro America - ME | 54134 | MCH3 | WAT | HY | 13.2 | 12.5 | 0 | 72766.8174 |  |  | 72766.8174 | 0 |  | IPP Non-CHP | N | OP |  | Non Combustion (NUC, WAT, WND, GEO, or SUN)
EXCLUDE | ME | Great Lakes Hydro America - ME | 54134 | MIH2 | WAT | HY | 5.5 | 5.3 | 0 | 30319.5072 |  |  | 30319.5072 | 0 |  | IPP Non-CHP | N | OP |  | Non Combustion (NUC, WAT, WND, GEO, or SUN)
EXCLUDE | ME | Great Lakes Hydro America - ME | 54134 | MIH3 | WAT | HY | 5.5 | 5.3 | 0 | 30319.5072 |  |  | 30319.5072 | 0 |  | IPP Non-CHP | N | OP |  | Non Combustion (NUC, WAT, WND, GEO, or SUN)
EXCLUDE | ME | Great Lakes Hydro America - ME | 54134 | MIH4 | WAT | HY | 5.1 | 4.9 | 0 | 28114.4522 |  |  | 28114.4522 | 0 |  | IPP Non-CHP | N | OP |  | Non Combustion (NUC, WAT, WND, GEO, or SUN)
EXCLUDE | ME | Great Lakes Hydro America - ME | 54134 | MIH5 | WAT | HY | 5.1 | 4.9 | 0 | 28114.4522 |  |  | 28114.4522 | 0 |  | IPP Non-CHP | N | OP |  | Non Combustion (NUC, WAT, WND, GEO, or SUN)
EXCLUDE | ME | Great Lakes Hydro America - ME | 54134 | MIH6 | WAT | HY | 5.1 | 4.9 | 0 | 28114.4522 |  |  | 28114.4522 | 0 |  | IPP Non-CHP | N | OP |  | Non Combustion (NUC, WAT, WND, GEO, or SUN)
EXCLUDE | ME | Great Lakes Hydro America - ME | 54134 | MIH7 | WAT | HY | 4 | 3.8 | 0 | 22050.5507 |  |  | 22050.5507 | 0 |  | IPP Non-CHP | N | OP |  | Non Combustion (NUC, WAT, WND, GEO, or SUN)
EXCLUDE | ME | Great Lakes Hydro America - ME | 54134 | MIH8 | WAT | HY | 5.4 | 5.1 | 0 | 29768.2435 |  |  | 29768.2435 | 0 |  | IPP Non-CHP | N | OP |  | Non Combustion (NUC, WAT, WND, GEO, or SUN)
EXCLUDE | ME | Great Lakes Hydro America - ME | 54134 | MIHI | WAT | HY | 5.4 | 5.1 | 0 | 29768.2435 |  |  | 29768.2435 | 0 |  | IPP Non-CHP | N | OP |  | Non Combustion (NUC, WAT, WND, GEO, or SUN)
EXCLUDE | ME | Great Lakes Hydro America - ME | 54134 | NOH1 | WAT | HY | 3.2 | 3 | 0 | 17640.4406 |  |  | 17640.4406 | 0 |  | IPP Non-CHP | N | OP |  | Non Combustion (NUC, WAT, WND, GEO, or SUN)
EXCLUDE | ME | Great Lakes Hydro America - ME | 54134 | NOH2 | WAT | HY | 3.2 | 3 | 0 | 17640.4406 |  |  | 17640.4406 | 0 |  | IPP Non-CHP | N | OP |  | Non Combustion (NUC, WAT, WND, GEO, or SUN)
EXCLUDE | ME | Great Lakes Hydro America - ME | 54134 | NOH3 | WAT | HY | 3.2 | 3 | 0 | 17640.4406 |  |  | 17640.4406 | 0 |  | IPP Non-CHP | N | OP |  | Non Combustion (NUC, WAT, WND, GEO, or SUN)
EXCLUDE | ME | Great Lakes Hydro America - ME | 54134 | WEH1 | WAT | HY | 4.8 | 4.6 | 0 | 26460.6609 |  |  | 26460.6609 | 0 |  | IPP Non-CHP | N | OP |  | Non Combustion (NUC, WAT, WND, GEO, or SUN)
EXCLUDE | ME | Great Lakes Hydro America - ME | 54134 | WEH2 | WAT | HY | 4.8 | 4.6 | 0 | 26460.6609 |  |  | 26460.6609 | 0 |  | IPP Non-CHP | N | OP |  | Non Combustion (NUC, WAT, WND, GEO, or SUN)
EXCLUDE | ME | Great Lakes Hydro America - ME | 54134 | WEH3 | WAT | HY | 4.8 | 4.6 | 0 | 26460.6609 |  |  | 26460.6609 | 0 |  | IPP Non-CHP | N | OP |  | Non Combustion (NUC, WAT, WND, GEO, or SUN)
EXCLUDE | ME | Great Lakes Hydro America - ME | 54134 | WEH4 | WAT | HY | 4.8 | 4.6 | 0 | 26460.6609 |  |  | 26460.6609 | 0 |  | IPP Non-CHP | N | OP |  | Non Combustion (NUC, WAT, WND, GEO, or SUN)
EXCLUDE | ME | Great Works Hydro | 55967 | WW1 | WAT | HY | 1 | 1 | 0 | 837.2727 |  |  | 837.2727 | 0 |  | IPP Non-CHP | N | OP |  | Non Combustion (NUC, WAT, WND, GEO, or SUN)
EXCLUDE | ME | Great Works Hydro | 55967 | WW10 | WAT | HY | 0.6 | 0.6 | 0 | 502.3636 |  |  | 502.3636 | 0 |  | IPP Non-CHP | N | OP |  | Non Combustion (NUC, WAT, WND, GEO, or SUN)
EXCLUDE | ME | Great Works Hydro | 55967 | WW11 | WAT | HY | 0.5 | 0.5 | 0 | 418.6364 |  |  | 418.6364 | 0 |  | IPP Non-CHP | N | OP |  | Non Combustion (NUC, WAT, WND, GEO, or SUN)
EXCLUDE | ME | Great Works Hydro | 55967 | WW2 | WAT | HY | 1 | 1 | 0 | 837.2727 |  |  | 837.2727 | 0 |  | IPP Non-CHP | N | OP |  | Non Combustion (NUC, WAT, WND, GEO, or SUN)
EXCLUDE | ME | Great Works Hydro | 55967 | WW3 | WAT | HY | 1 | 1 | 0 | 837.2727 |  |  | 837.2727 | 0 |  | IPP Non-CHP | N | OP |  | Non Combustion (NUC, WAT, WND, GEO, or SUN)
EXCLUDE | ME | Great Works Hydro | 55967 | WW4 | WAT | HY | 0.6 | 0.6 | 0 | 502.3636 |  |  | 502.3636 | 0 |  | IPP Non-CHP | N | OP |  | Non Combustion (NUC, WAT, WND, GEO, or SUN)
EXCLUDE | ME | Great Works Hydro | 55967 | WW5 | WAT | HY | 0.6 | 0.6 | 0 | 502.3636 |  |  | 502.3636 | 0 |  | IPP Non-CHP | N | OP |  | Non Combustion (NUC, WAT, WND, GEO, or SUN)
EXCLUDE | ME | Great Works Hydro | 55967 | WW6 | WAT | HY | 0.7 | 0.7 | 0 | 586.0909 |  |  | 586.0909 | 0 |  | IPP Non-CHP | N | OP |  | Non Combustion (NUC, WAT, WND, GEO, or SUN)
EXCLUDE | ME | Great Works Hydro | 55967 | WW7 | WAT | HY | 0.6 | 0.6 | 0 | 502.3636 |  |  | 502.3636 | 0 |  | IPP Non-CHP | N | OP |  | Non Combustion (NUC, WAT, WND, GEO, or SUN)
EXCLUDE | ME | Great Works Hydro | 55967 | WW8 | WAT | HY | 0.6 | 0.6 | 0 | 502.3636 |  |  | 502.3636 | 0 |  | IPP Non-CHP | N | OP |  | Non Combustion (NUC, WAT, WND, GEO, or SUN)
EXCLUDE | ME | Great Works Hydro | 55967 | WW9 | WAT | HY | 0.5 | 0.5 | 0 | 418.6364 |  |  | 418.6364 | 0 |  | IPP Non-CHP | N | OP |  | Non Combustion (NUC, WAT, WND, GEO, or SUN)
EXCLUDE | ME | Greenville Steam | 54852 | 1 | WDS | ST | 15.6 | 19 | 0 | 26428 |  |  | 26428 | 51385.5813 |  | IPP Non-CHP | N | OP |  | Non Fossil fuel type
EXCLUDE | ME | Gulf Island | 1491 | GI1 | WAT | HY | 6.4 | 7.2 | 0 | 51720.6667 |  |  | 51720.6667 | 0 |  | IPP Non-CHP | N | OP |  | Non Combustion (NUC, WAT, WND, GEO, or SUN)
EXCLUDE | ME | Gulf Island | 1491 | GI2 | WAT | HY | 6.4 | 8.1 | 0 | 51720.6667 |  |  | 51720.6667 | 0 |  | IPP Non-CHP | N | OP |  | Non Combustion (NUC, WAT, WND, GEO, or SUN)
EXCLUDE | ME | Gulf Island | 1491 | GI3 | WAT | HY | 6.4 | 7.9 | 0 | 51720.6667 |  |  | 51720.6667 | 0 |  | IPP Non-CHP | N | OP |  | Non Combustion (NUC, WAT, WND, GEO, or SUN)
EXCLUDE | ME | Harris | 1492 | HA1 | WAT | HY | 15 | 16.8 | 0 | 53651.3089 |  |  | 53651.3089 | 0 |  | IPP Non-CHP | N | OP |  | Non Combustion (NUC, WAT, WND, GEO, or SUN)
EXCLUDE | ME | Harris | 1492 | HA2 | WAT | HY | 30 | 35 | 0 | 107302.6178 |  |  | 107302.6178 | 0 |  | IPP Non-CHP | N | OP |  | Non Combustion (NUC, WAT, WND, GEO, or SUN)
EXCLUDE | ME | Harris | 1492 | HA3 | WAT | HY | 30 | 34.2 | 0 | 107302.6178 |  |  | 107302.6178 | 0 |  | IPP Non-CHP | N | OP |  | Non Combustion (NUC, WAT, WND, GEO, or SUN)
EXCLUDE | ME | Harris | 1492 | HA4 | WAT | HY | 1.4 | 1.4 | 0 | 5007.4555 |  |  | 5007.4555 | 0 |  | IPP Non-CHP | N | OP |  | Non Combustion (NUC, WAT, WND, GEO, or SUN)
EXCLUDE | ME | Hill Mill | 7048 | HM1 | WAT | HY | 0.3 | 0.3 | 0 | 0 |  |  | 0 | 0 |  | IPP Non-CHP | N | OP |  | Non Combustion (NUC, WAT, WND, GEO, or SUN)
EXCLUDE | ME | Hill Mill | 7048 | HM2 | WAT | HY | 0.3 | 0.3 | 0 | 0 |  |  | 0 | 0 |  | IPP Non-CHP | N | OP |  | Non Combustion (NUC, WAT, WND, GEO, or SUN)
EXCLUDE | ME | Hill Mill | 7048 | HM3 | WAT | HY | 0.3 | 0.3 | 0 | 0 |  |  | 0 | 0 |  | IPP Non-CHP | N | OP |  | Non Combustion (NUC, WAT, WND, GEO, or SUN)
EXCLUDE | ME | Hill Mill | 7048 | HM4 | WAT | HY | 0.3 | 0.3 | 0 | 0 |  |  | 0 | 0 |  | IPP Non-CHP | N | OP |  | Non Combustion (NUC, WAT, WND, GEO, or SUN)
EXCLUDE | ME | Hill Mill | 7048 | HM5 | WAT | HY | 0.3 | 0.3 | 0 | 0 |  |  | 0 | 0 |  | IPP Non-CHP | N | OP |  | Non Combustion (NUC, WAT, WND, GEO, or SUN)
EXCLUDE | ME | Hill Mill | 7048 | HM6 | WAT | HY | 0.3 | 0.3 | 0 | 0 |  |  | 0 | 0 |  | IPP Non-CHP | N | OP |  | Non Combustion (NUC, WAT, WND, GEO, or SUN)
EXCLUDE | ME | Hiram | 1493 | 1 | WAT | HY | 2.4 | 3.1 | 0 | 11767.5429 |  |  | 11767.5429 | 0 |  | IPP Non-CHP | N | OP |  | Non Combustion (NUC, WAT, WND, GEO, or SUN)
EXCLUDE | ME | Hiram | 1493 | 2 | WAT | HY | 8.1 | 8.5 | 0 | 39715.4571 |  |  | 39715.4571 | 0 |  | IPP Non-CHP | N | OP |  | Non Combustion (NUC, WAT, WND, GEO, or SUN)
EXCLUDE | ME | Hydro Kennebec Project | 54148 | GEN1 | WAT | HY | 7.7 | 7.7 | 0 | 40758.5 |  |  | 40758.5 | 0 |  | IPP Non-CHP | N | OP |  | Non Combustion (NUC, WAT, WND, GEO, or SUN)
EXCLUDE | ME | Hydro Kennebec Project | 54148 | GEN2 | WAT | HY | 7.7 | 7.7 | 0 | 40758.5 |  |  | 40758.5 | 0 |  | IPP Non-CHP | N | OP |  | Non Combustion (NUC, WAT, WND, GEO, or SUN)
EXCLUDE | ME | Indeck Jonesboro Energy Center | 10765 | GEN1 | WDS | ST | 27.5 | 20.2 | 0 | 5651 |  |  | 5651 | 8727.5311 |  | IPP Non-CHP | N | SB |  | Non Fossil fuel type
EXCLUDE | ME | Indeck West Enfield Energy Center | 10766 | GEN1 | WDS | ST | 27.5 | 20.4 | 0 | 142513 |  |  | 142513 | 224664.8354 |  | IPP Non-CHP | N | OP |  | Non Fossil fuel type
EXCLUDE | ME | International Paper Jay Hydro | 50047 | GEN1 | WAT | HY | 0.5 | 0.5 | 0 | 1906.129 |  |  | 1906.129 | 0 |  | Industrial Non-CHP | N | OP |  | Non Combustion (NUC, WAT, WND, GEO, or SUN)
EXCLUDE | ME | International Paper Jay Hydro | 50047 | GEN2 | WAT | HY | 0.5 | 0.5 | 0 | 1906.129 |  |  | 1906.129 | 0 |  | Industrial Non-CHP | N | OP |  | Non Combustion (NUC, WAT, WND, GEO, or SUN)
EXCLUDE | ME | International Paper Jay Hydro | 50047 | GEN3 | WAT | HY | 0.5 | 0.5 | 0 | 1906.129 |  |  | 1906.129 | 0 |  | Industrial Non-CHP | N | OP |  | Non Combustion (NUC, WAT, WND, GEO, or SUN)
EXCLUDE | ME | International Paper Jay Hydro | 50047 | GEN4 | WAT | HY | 0.5 | 0.5 | 0 | 1906.129 |  |  | 1906.129 | 0 |  | Industrial Non-CHP | N | OP |  | Non Combustion (NUC, WAT, WND, GEO, or SUN)
EXCLUDE | ME | International Paper Jay Hydro | 50047 | GEN5 | WAT | HY | 0.5 | 0.5 | 0 | 1906.129 |  |  | 1906.129 | 0 |  | Industrial Non-CHP | N | OP |  | Non Combustion (NUC, WAT, WND, GEO, or SUN)
EXCLUDE | ME | International Paper Jay Hydro | 50047 | GEN6 | WAT | HY | 0.6 | 0.6 | 0 | 2287.3548 |  |  | 2287.3548 | 0 |  | Industrial Non-CHP | N | OP |  | Non Combustion (NUC, WAT, WND, GEO, or SUN)
EXCLUDE | ME | International Paper Livermore Hydro | 50082 | GEN1 | WAT | HY | 1.1 | 1.1 | 0 | 5104.5978 |  |  | 5104.5978 | 0 |  | Industrial Non-CHP | N | OP |  | Non Combustion (NUC, WAT, WND, GEO, or SUN)
EXCLUDE | ME | International Paper Livermore Hydro | 50082 | GEN2 | WAT | HY | 1.1 | 1.1 | 0 | 5104.5978 |  |  | 5104.5978 | 0 |  | Industrial Non-CHP | N | OP |  | Non Combustion (NUC, WAT, WND, GEO, or SUN)
EXCLUDE | ME | International Paper Livermore Hydro | 50082 | GEN3 | WAT | HY | 1.1 | 1.1 | 0 | 5104.5978 |  |  | 5104.5978 | 0 |  | Industrial Non-CHP | N | OP |  | Non Combustion (NUC, WAT, WND, GEO, or SUN)
EXCLUDE | ME | International Paper Livermore Hydro | 50082 | GEN4 | WAT | HY | 1.2 | 1.2 | 0 | 5568.6522 |  |  | 5568.6522 | 0 |  | Industrial Non-CHP | N | OA |  | Non Combustion (NUC, WAT, WND, GEO, or SUN)
EXCLUDE | ME | International Paper Livermore Hydro | 50082 | GEN5 | WAT | HY | 1.1 | 1.1 | 0 | 5104.5978 |  |  | 5104.5978 | 0 |  | Industrial Non-CHP | N | OP |  | Non Combustion (NUC, WAT, WND, GEO, or SUN)
EXCLUDE | ME | International Paper Livermore Hydro | 50082 | GEN6 | WAT | HY | 0.7 | 0.7 | 0 | 3248.3804 |  |  | 3248.3804 | 0 |  | Industrial Non-CHP | N | OP |  | Non Combustion (NUC, WAT, WND, GEO, or SUN)
EXCLUDE | ME | International Paper Livermore Hydro | 50082 | GEN7 | WAT | HY | 0.9 | 0.9 | 0 | 4176.4891 |  |  | 4176.4891 | 0 |  | Industrial Non-CHP | N | OP |  | Non Combustion (NUC, WAT, WND, GEO, or SUN)
EXCLUDE | ME | International Paper Livermore Hydro | 50082 | GEN8 | WAT | HY | 1 | 1 | 0 | 4640.5435 |  |  | 4640.5435 | 0 |  | Industrial Non-CHP | N | OP |  | Non Combustion (NUC, WAT, WND, GEO, or SUN)
EXCLUDE | ME | International Paper Livermore Hydro | 50082 | GEN9 | WAT | HY | 1 | 1 | 0 | 4640.5435 |  |  | 4640.5435 | 0 |  | Industrial Non-CHP | N | OP |  | Non Combustion (NUC, WAT, WND, GEO, or SUN)
EXCLUDE | ME | International Paper Riley Hydro | 50081 | GEN1 | WAT | HY | 1.1 | 1.1 | 0 | 5370.5 |  |  | 5370.5 | 0 |  | Industrial Non-CHP | N | OP |  | Non Combustion (NUC, WAT, WND, GEO, or SUN)
EXCLUDE | ME | International Paper Riley Hydro | 50081 | GEN2 | WAT | HY | 1.1 | 1.1 | 0 | 5370.5 |  |  | 5370.5 | 0 |  | Industrial Non-CHP | N | OP |  | Non Combustion (NUC, WAT, WND, GEO, or SUN)
EXCLUDE | ME | International Paper Riley Hydro | 50081 | GEN3 | WAT | HY | 1.1 | 1.1 | 0 | 5370.5 |  |  | 5370.5 | 0 |  | Industrial Non-CHP | N | OP |  | Non Combustion (NUC, WAT, WND, GEO, or SUN)
EXCLUDE | ME | International Paper Riley Hydro | 50081 | GEN4 | WAT | HY | 1.1 | 1.1 | 0 | 5370.5 |  |  | 5370.5 | 0 |  | Industrial Non-CHP | N | OP |  | Non Combustion (NUC, WAT, WND, GEO, or SUN)
EXCLUDE | ME | International Paper Riley Hydro | 50081 | GEN5 | WAT | HY | 1.1 | 1.1 | 0 | 5370.5 |  |  | 5370.5 | 0 |  | Industrial Non-CHP | N | OP |  | Non Combustion (NUC, WAT, WND, GEO, or SUN)
EXCLUDE | ME | International Paper Riley Hydro | 50081 | GEN6 | WAT | HY | 1.1 | 1.1 | 0 | 5370.5 |  |  | 5370.5 | 0 |  | Industrial Non-CHP | N | OP |  | Non Combustion (NUC, WAT, WND, GEO, or SUN)
EXCLUDE | ME | Kibby Wind Power Project | 56829 | 1 | WND | WT | 66 | 66 | 0 | 139218 |  |  | 139218 | 0 |  | IPP Non-CHP | N | OP |  | Non Combustion (NUC, WAT, WND, GEO, or SUN)
EXCLUDE | ME | Kibby Wind Power Project | 56829 | 2 | WND | WT | 66 | 66 | 0 | 139218 |  |  | 139218 | 0 |  | IPP Non-CHP | N | OP |  | Non Combustion (NUC, WAT, WND, GEO, or SUN)
EXCLUDE | ME | Lavalley Lumber LLC | 50914 | 350 | DFO | IC | 0.4 | 0.3 | 0 | 0 |  |  | 0 | 0 |  | Industrial CHP | N | OP |  | Internal Combustion (PRMVR=IC)
EXCLUDE | ME | Lavalley Lumber LLC | 50914 | 1250 | WDS | ST | 1.2 | 1.1 | 0 | 0 |  |  | 0 | 0 |  | Industrial CHP | N | RE | 2001 | Non Fossil fuel type
EXCLUDE | ME | Lavalley Lumber LLC | 50914 | 1500 | WDS | ST | 1.5 | 1.2 | 0 | 0 |  |  |  | 0 |  | Industrial CHP | Y | RE | 2011 | Non Fossil fuel type
EXCLUDE | ME | Lincoln Paper & Tissue | 54587 | GE | BLQ | ST | 2.5 | 2 | 0 | 0 | 0.085724 | 0 | 0 | 0 |  | Industrial CHP | Y | RE | 2005 | Steam unit (PRMVR=ST) under 25MW/250 MMBtu/hr
EXCLUDE | ME | Lincoln Paper & Tissue | 54587 | TG-3 | BLQ | ST | 13.5 | 9 | 0 | 77090 |  |  | 77090 | 437252.8767 |  | Industrial CHP | N | OP |  | Steam unit (PRMVR=ST) under 25MW/250 MMBtu/hr
EXCLUDE | ME | Lincoln Paper & Tissue | 54587 | WEST | BLQ | ST | 4 | 3.5 | 0 | 388 | 0.085724 | 18825.8406 | 4526.1537 | 2200.7279 |  | Industrial CHP | Y | SB |  | Steam unit (PRMVR=ST) under 25MW/250 MMBtu/hr
EXCLUDE | ME | Lockwood Hydroelectric Facility | 10066 | GEN1 | WAT | HY | 0.8 | 0.7 | 0 | 3694.3333 |  |  | 3694.3333 | 0 |  | IPP Non-CHP | N | OP |  | Non Combustion (NUC, WAT, WND, GEO, or SUN)
EXCLUDE | ME | Lockwood Hydroelectric Facility | 10066 | GEN2 | WAT | HY | 0.8 | 0.7 | 0 | 3694.3333 |  |  | 3694.3333 | 0 |  | IPP Non-CHP | N | OP |  | Non Combustion (NUC, WAT, WND, GEO, or SUN)
EXCLUDE | ME | Lockwood Hydroelectric Facility | 10066 | GEN3 | WAT | HY | 0.8 | 0.7 | 0 | 3694.3333 |  |  | 3694.3333 | 0 |  | IPP Non-CHP | N | OP |  | Non Combustion (NUC, WAT, WND, GEO, or SUN)
EXCLUDE | ME | Lockwood Hydroelectric Facility | 10066 | GEN4 | WAT | HY | 0.8 | 0.7 | 0 | 3694.3333 |  |  | 3694.3333 | 0 |  | IPP Non-CHP | N | OP |  | Non Combustion (NUC, WAT, WND, GEO, or SUN)
EXCLUDE | ME | Lockwood Hydroelectric Facility | 10066 | GEN5 | WAT | HY | 0.8 | 0.7 | 0 | 3694.3333 |  |  | 3694.3333 | 0 |  | IPP Non-CHP | N | OP |  | Non Combustion (NUC, WAT, WND, GEO, or SUN)
EXCLUDE | ME | Lockwood Hydroelectric Facility | 10066 | GEN6 | WAT | HY | 0.8 | 0.7 | 0 | 3694.3333 |  |  | 3694.3333 | 0 |  | IPP Non-CHP | N | OP |  | Non Combustion (NUC, WAT, WND, GEO, or SUN)
EXCLUDE | ME | Lockwood Hydroelectric Facility | 10066 | GEN7 | WAT | HY | 2.4 | 2.2 | 0 | 11083 |  |  | 11083 | 0 |  | IPP Non-CHP | N | OP |  | Non Combustion (NUC, WAT, WND, GEO, or SUN)
EXCLUDE | ME | Loring BioEnergy | 56105 | GTG1 | NG | CC | 50 | 37 | 0 | 0 | 0 |  |  | 0 |  | IPP CHP | Y | P |  | Status of operation (IP,L,P,T,or U)
EXCLUDE | ME | Loring BioEnergy | 56105 | STG1 | NG | CC | 30 | 18 | 0 | 0 | 0 |  |  | 0 |  | IPP CHP | Y | P |  | Status of operation (IP,L,P,T,or U)
EXCLUDE | ME | Maine Energy Recovery | 10338 | MERC | MSB | ST | 22 | 18 | 0 | 123649 |  |  | 123649 | 242252.4414 |  | IPP Non-CHP | N | OP |  | Non Fossil fuel type
NGCC | ME | Maine Independence Station | 55068 | GEN1 | NG | CC | 177.8 | 155.7 | 1937 | 573892.9644 |  |  | 573892.9644 | 251465.9438 |  | Electric Utility/IPP Non-CHP | N | OP
NGCC | ME | Maine Independence Station | 55068 | GEN2 | NG | CC | 177.8 | 156.7 | 1937 | 573892.9644 |  |  | 573892.9644 | 251465.9438 |  | Electric Utility/IPP Non-CHP | N | OP
NGCC | ME | Maine Independence Station | 55068 | GEN3 | NG | CC | 194.6 | 177.6 | 1937 | 628119.0712 |  |  | 628119.0712 | 275226.5054 |  | Electric Utility/IPP Non-CHP | N | OP
EXCLUDE | ME | Mars Hill Wind Farm Project | 56448 | 1 | WND | WT | 42 | 42 | 0 | 127554 |  |  | 127554 | 0 |  | IPP Non-CHP | N | OP |  | Non Combustion (NUC, WAT, WND, GEO, or SUN)
EXCLUDE | ME | Mead Rumford Cogen | 10491 | 3STG | RFO | ST | 12.5 | 12.5 | 0 | 0 | 0 |  |  | 24292.3395 |  | Industrial CHP | Y | SB |  | Steam unit (PRMVR=ST) under 25MW/250 MMBtu/hr
EXCLUDE | ME | Mechanic Falls | 54123 | GEN1 | WAT | HY | 1 | 1 | 0 | 2736.4286 |  |  | 2736.4286 | 0 |  | IPP Non-CHP | N | OP |  | Non Combustion (NUC, WAT, WND, GEO, or SUN)
EXCLUDE | ME | Mechanic Falls | 54123 | GEN2 | WAT | HY | 0.4 | 0.4 | 0 | 1094.5714 |  |  | 1094.5714 | 0 |  | IPP Non-CHP | N | OP |  | Non Combustion (NUC, WAT, WND, GEO, or SUN)
EXCLUDE | ME | Medway | 1474 | IC1 | DFO | IC | 2 | 2 | 0 | 0 |  |  | 0 | 0 |  | Electric Utility | N | OP |  | Internal Combustion (PRMVR=IC)
EXCLUDE | ME | Medway | 1474 | IC2 | DFO | IC | 2 | 2 | 0 | 0 |  |  | 0 | 0 |  | Electric Utility | N | OP |  | Internal Combustion (PRMVR=IC)
EXCLUDE | ME | Medway | 1474 | IC3 | DFO | IC | 2 | 2 | 0 | 0 |  |  | 0 | 0 |  | Electric Utility | N | OP |  | Internal Combustion (PRMVR=IC)
EXCLUDE | ME | Medway | 1474 | IC4 | DFO | IC | 2 | 2 | 0 | 0 |  |  | 0 | 0 |  | Electric Utility | N | OP |  | Internal Combustion (PRMVR=IC)
EXCLUDE | ME | Messalonskee 2 (Oakland) | 1497 | 1 | WAT | HY | 2.8 | 2.8 | 0 | 10865 |  |  | 10865 | 0 |  | IPP Non-CHP | N | OP |  | Non Combustion (NUC, WAT, WND, GEO, or SUN)
EXCLUDE | ME | Messalonskee 3 | 1498 | 1 | WAT | HY | 1.6 | 1.6 | 0 | 6824 |  |  | 6824 | 0 |  | IPP Non-CHP | N | OP |  | Non Combustion (NUC, WAT, WND, GEO, or SUN)
EXCLUDE | ME | Messalonskee 5 | 1500 | 1 | WAT | HY | 1.8 | 1.8 | 0 | 6743 |  |  | 6743 | 0 |  | IPP Non-CHP | N | OP |  | Non Combustion (NUC, WAT, WND, GEO, or SUN)
EXCLUDE | ME | Millinocket Mill | 55829 | M1S1 | RFO | ST | 15.6 | 14.5 | 0 | 0 | 0 |  |  | 0 |  | Industrial CHP | Y | OS |  | Steam unit (PRMVR=ST) under 25MW/250 MMBtu/hr
EXCLUDE | ME | Millinocket Mill | 55829 | M1S2 | RFO | ST | 15.6 | 14.5 | 0 | 0 | 0 |  |  | 0 |  | Industrial CHP | Y | OS |  | Steam unit (PRMVR=ST) under 25MW/250 MMBtu/hr
EXCLUDE | ME | Millinocket Mill | 55829 | M1S3 | RFO | ST | 31.5 | 29.3 | 0 | 0 | 0 |  |  | 0 |  | Industrial CHP | Y | OS |  | Commercial/Industrial Unit
EXCLUDE | ME | Millinocket Mill | 55829 | M1S4 | RFO | ST | 23.5 | 21.8 | 0 | 0 | 0 |  |  | 0 |  | Industrial CHP | Y | OS |  | Steam unit (PRMVR=ST) under 25MW/250 MMBtu/hr
EXCLUDE | ME | MMWAC Resource Recovery Facility | 50035 | ST1 | MSB | ST | 5 | 2.7 | 0 | 15783 |  |  | 15783 | 75244.8306 |  | Commercial Non-CHP | N | OP |  | Non Fossil fuel type
EXCLUDE | ME | North Gorham | 1501 | 1 | WAT | HY | 1.1 | 1 | 0 | 5413.5 |  |  | 5413.5 | 0 |  | IPP Non-CHP | N | OP |  | Non Combustion (NUC, WAT, WND, GEO, or SUN)
EXCLUDE | ME | North Gorham | 1501 | 2 | WAT | HY | 1.1 | 1 | 0 | 5413.5 |  |  | 5413.5 | 0 |  | IPP Non-CHP | N | OP |  | Non Combustion (NUC, WAT, WND, GEO, or SUN)
EXCLUDE | ME | Number Nine Wind Farm | 57612 | GEN1 | WND | WT | 200 | 200 | 0 | 0 |  |  | 0 | 0 |  | IPP Non-CHP | N | P |  | Non Combustion (NUC, WAT, WND, GEO, or SUN)
EXCLUDE | ME | Oakfield Wind Project | 57002 | 1 | WND | WT | 153.8 | 153.8 | 0 | 0 |  |  | 0 | 0 |  | IPP Non-CHP | N | T |  | Non Combustion (NUC, WAT, WND, GEO, or SUN)
EXCLUDE | ME | Orono Hydro Station | 57184 | 1 | WAT | HY | 0.5 | 0.5 | 0 | 3143.7037 |  |  | 3143.7037 | 0 |  | IPP Non-CHP | N | OP |  | Non Combustion (NUC, WAT, WND, GEO, or SUN)
EXCLUDE | ME | Orono Hydro Station | 57184 | 2 | WAT | HY | 0.6 | 0.6 | 0 | 3772.4444 |  |  | 3772.4444 | 0 |  | IPP Non-CHP | N | OP |  | Non Combustion (NUC, WAT, WND, GEO, or SUN)
EXCLUDE | ME | Orono Hydro Station | 57184 | 3 | WAT | HY | 0.8 | 0.8 | 0 | 5029.9259 |  |  | 5029.9259 | 0 |  | IPP Non-CHP | N | OP |  | Non Combustion (NUC, WAT, WND, GEO, or SUN)
EXCLUDE | ME | Orono Hydro Station | 57184 | 4 | WAT | HY | 0.8 | 0.8 | 0 | 5029.9259 |  |  | 5029.9259 | 0 |  | IPP Non-CHP | N | OP |  | Non Combustion (NUC, WAT, WND, GEO, or SUN)
EXCLUDE | ME | Otis Hydro | 50080 | GEN1 | WAT | HY | 5.1 | 5.1 | 0 | 32426.5 |  |  | 32426.5 | 0 |  | Industrial Non-CHP | N | OP |  | Non Combustion (NUC, WAT, WND, GEO, or SUN)
EXCLUDE | ME | Otis Hydro | 50080 | GEN2 | WAT | HY | 5.1 | 5.1 | 0 | 32426.5 |  |  | 32426.5 | 0 |  | Industrial Non-CHP | N | OP |  | Non Combustion (NUC, WAT, WND, GEO, or SUN)
EXCLUDE | ME | Pejepscot Hydroelectric Project | 50758 | GEN1 | WAT | HY | 12.3 | 11.7 | 0 | 71333.7153 |  |  | 71333.7153 | 0 |  | IPP Non-CHP | N | OP |  | Non Combustion (NUC, WAT, WND, GEO, or SUN)
EXCLUDE | ME | Pejepscot Hydroelectric Project | 50758 | GEN2 | WAT | HY | 0.4 | 0.4 | 0 | 2319.7956 |  |  | 2319.7956 | 0 |  | IPP Non-CHP | N | OP |  | Non Combustion (NUC, WAT, WND, GEO, or SUN)
EXCLUDE | ME | Pejepscot Hydroelectric Project | 50758 | GEN3 | WAT | HY | 0.5 | 0.5 | 0 | 2899.7445 |  |  | 2899.7445 | 0 |  | IPP Non-CHP | N | OP |  | Non Combustion (NUC, WAT, WND, GEO, or SUN)
EXCLUDE | ME | Pejepscot Hydroelectric Project | 50758 | GEN4 | WAT | HY | 0.5 | 0.5 | 0 | 2899.7445 |  |  | 2899.7445 | 0 |  | IPP Non-CHP | N | OP |  | Non Combustion (NUC, WAT, WND, GEO, or SUN)
EXCLUDE | ME | Penobscot Energy Recovery | 50051 | GEN1 | MSB | ST | 25.3 | 21.2 | 0 | 160671 |  |  | 160671 | 312388.3346 |  | Commercial Non-CHP | N | OP |  | Non Fossil fuel type
EXCLUDE | ME | Perma Treat Corporation | 10053 | 1 | WDS | ST | 1.3 | 0.5 | 0 | 0 |  |  |  | 0 |  | Industrial CHP | Y | RE | 2011 | Non Fossil fuel type
EXCLUDE | ME | Perma Treat Corporation | 10053 | DG2 | DFO | IC | 0.5 | 0.5 | 0 | 0 |  |  | 0 | 0 |  | Industrial CHP | N | RE | 2011 | Internal Combustion (PRMVR=IC)
EXCLUDE | ME | Pittsfield | 54124 | GEN1 | WAT | HY | 0.4 | 0.4 | 0 | 1364.7273 |  |  | 1364.7273 | 0 |  | IPP Non-CHP | N | OP |  | Non Combustion (NUC, WAT, WND, GEO, or SUN)
EXCLUDE | ME | Pittsfield | 54124 | GEN2 | WAT | HY | 0.3 | 0.3 | 0 | 1023.5455 |  |  | 1023.5455 | 0 |  | IPP Non-CHP | N | OP |  | Non Combustion (NUC, WAT, WND, GEO, or SUN)
EXCLUDE | ME | Pittsfield | 54124 | GEN3 | WAT | HY | 0.4 | 0.4 | 0 | 1364.7273 |  |  | 1364.7273 | 0 |  | IPP Non-CHP | N | OP |  | Non Combustion (NUC, WAT, WND, GEO, or SUN)
EXCLUDE | ME | PPL Ellsworth Hydro Station | 1469 | EL01 | WAT | HY | 2.5 | 2.6 | 0 | 8841.2921 |  |  | 8841.2921 | 0 |  | IPP Non-CHP | N | OP |  | Non Combustion (NUC, WAT, WND, GEO, or SUN)
EXCLUDE | ME | PPL Ellsworth Hydro Station | 1469 | EL02 | WAT | HY | 2 | 2.1 | 0 | 7073.0337 |  |  | 7073.0337 | 0 |  | IPP Non-CHP | N | OP |  | Non Combustion (NUC, WAT, WND, GEO, or SUN)
EXCLUDE | ME | PPL Ellsworth Hydro Station | 1469 | EL03 | WAT | HY | 2 | 2.1 | 0 | 7073.0337 |  |  | 7073.0337 | 0 |  | IPP Non-CHP | N | OP |  | Non Combustion (NUC, WAT, WND, GEO, or SUN)
EXCLUDE | ME | PPL Ellsworth Hydro Station | 1469 | EL04 | WAT | HY | 2.4 | 2.5 | 0 | 8487.6404 |  |  | 8487.6404 | 0 |  | IPP Non-CHP | N | OP |  | Non Combustion (NUC, WAT, WND, GEO, or SUN)
EXCLUDE | ME | PPL Howland Hydro Station | 1472 | HL01 | WAT | HY | 0.6 | 0.6 | 0 | 2153.3333 |  |  | 2153.3333 | 0 |  | IPP Non-CHP | N | OP |  | Non Combustion (NUC, WAT, WND, GEO, or SUN)
EXCLUDE | ME | PPL Howland Hydro Station | 1472 | HL02 | WAT | HY | 0.6 | 0.6 | 0 | 2153.3333 |  |  | 2153.3333 | 0 |  | IPP Non-CHP | N | OP |  | Non Combustion (NUC, WAT, WND, GEO, or SUN)
EXCLUDE | ME | PPL Howland Hydro Station | 1472 | HL03 | WAT | HY | 0.6 | 0.6 | 0 | 2153.3333 |  |  | 2153.3333 | 0 |  | IPP Non-CHP | N | OP |  | Non Combustion (NUC, WAT, WND, GEO, or SUN)
EXCLUDE | ME | PPL Medway Hydro | 55288 | MW01 | WAT | HY | 0.6 | 0.7 | 0 | 5178.5625 |  |  | 5178.5625 | 0 |  | IPP Non-CHP | N | OP |  | Non Combustion (NUC, WAT, WND, GEO, or SUN)
EXCLUDE | ME | PPL Medway Hydro | 55288 | MW02 | WAT | HY | 0.6 | 0.7 | 0 | 5178.5625 |  |  | 5178.5625 | 0 |  | IPP Non-CHP | N | OP |  | Non Combustion (NUC, WAT, WND, GEO, or SUN)
EXCLUDE | ME | PPL Medway Hydro | 55288 | MW03 | WAT | HY | 0.6 | 0.7 | 0 | 5178.5625 |  |  | 5178.5625 | 0 |  | IPP Non-CHP | N | OP |  | Non Combustion (NUC, WAT, WND, GEO, or SUN)
EXCLUDE | ME | PPL Medway Hydro | 55288 | MW04 | WAT | HY | 0.7 | 0.9 | 0 | 6041.6562 |  |  | 6041.6562 | 0 |  | IPP Non-CHP | N | OP |  | Non Combustion (NUC, WAT, WND, GEO, or SUN)
EXCLUDE | ME | PPL Medway Hydro | 55288 | MW05 | WAT | HY | 0.7 | 0.9 | 0 | 6041.6562 |  |  | 6041.6562 | 0 |  | IPP Non-CHP | N | OP |  | Non Combustion (NUC, WAT, WND, GEO, or SUN)
EXCLUDE | ME | PPL Milford Hydro Station | 1475 | MF01 | WAT | HY | 0.7 | 0.7 | 0 | 4401.2949 |  |  | 4401.2949 | 0 |  | IPP Non-CHP | N | OP |  | Non Combustion (NUC, WAT, WND, GEO, or SUN)
EXCLUDE | ME | PPL Milford Hydro Station | 1475 | MF02 | WAT | HY | 0.7 | 0.7 | 0 | 4401.2949 |  |  | 4401.2949 | 0 |  | IPP Non-CHP | N | OP |  | Non Combustion (NUC, WAT, WND, GEO, or SUN)
EXCLUDE | ME | PPL Milford Hydro Station | 1475 | MF03 | WAT | HY | 1.6 | 1.6 | 0 | 10060.1026 |  |  | 10060.1026 | 0 |  | IPP Non-CHP | N | OP |  | Non Combustion (NUC, WAT, WND, GEO, or SUN)
EXCLUDE | ME | PPL Milford Hydro Station | 1475 | MF04 | WAT | HY | 1.6 | 1.6 | 0 | 10060.1026 |  |  | 10060.1026 | 0 |  | IPP Non-CHP | N | OP |  | Non Combustion (NUC, WAT, WND, GEO, or SUN)
EXCLUDE | ME | PPL Milford Hydro Station | 1475 | MF05 | WAT | HY | 1.6 | 1.6 | 0 | 10060.1026 |  |  | 10060.1026 | 0 |  | IPP Non-CHP | N | OP |  | Non Combustion (NUC, WAT, WND, GEO, or SUN)
EXCLUDE | ME | PPL Milford Hydro Station | 1475 | MF06 | WAT | HY | 1.6 | 1.6 | 0 | 10060.1026 |  |  | 10060.1026 | 0 |  | IPP Non-CHP | N | OP |  | Non Combustion (NUC, WAT, WND, GEO, or SUN)
EXCLUDE | ME | PPL Stillwater Hydro Station | 1478 | SW01 | WAT | HY | 0.4 | 0.5 | 0 | 2696.8889 |  |  | 2696.8889 | 0 |  | IPP Non-CHP | N | OP |  | Non Combustion (NUC, WAT, WND, GEO, or SUN)
EXCLUDE | ME | PPL Stillwater Hydro Station | 1478 | SW02 | WAT | HY | 0.4 | 0.5 | 0 | 2696.8889 |  |  | 2696.8889 | 0 |  | IPP Non-CHP | N | OP |  | Non Combustion (NUC, WAT, WND, GEO, or SUN)
EXCLUDE | ME | PPL Stillwater Hydro Station | 1478 | SW03 | WAT | HY | 0.4 | 0.5 | 0 | 2696.8889 |  |  | 2696.8889 | 0 |  | IPP Non-CHP | N | OP |  | Non Combustion (NUC, WAT, WND, GEO, or SUN)
EXCLUDE | ME | PPL Stillwater Hydro Station | 1478 | SW04 | WAT | HY | 0.6 | 0.6 | 0 | 4045.3333 |  |  | 4045.3333 | 0 |  | IPP Non-CHP | N | OP |  | Non Combustion (NUC, WAT, WND, GEO, or SUN)
EXCLUDE | ME | PPL Veazie Hydro Station | 1479 | VZ01 | WAT | HY | 0.7 | 0.7 | 0 | 5121.4938 |  |  | 5121.4938 | 0 |  | IPP Non-CHP | N | OP |  | Non Combustion (NUC, WAT, WND, GEO, or SUN)
EXCLUDE | ME | PPL Veazie Hydro Station | 1479 | VZ02 | WAT | HY | 0.3 | 0.3 | 0 | 2194.9259 |  |  | 2194.9259 | 0 |  | IPP Non-CHP | N | OP |  | Non Combustion (NUC, WAT, WND, GEO, or SUN)
EXCLUDE | ME | PPL Veazie Hydro Station | 1479 | VZ03 | WAT | HY | 0.3 | 0.3 | 0 | 2194.9259 |  |  | 2194.9259 | 0 |  | IPP Non-CHP | N | OP |  | Non Combustion (NUC, WAT, WND, GEO, or SUN)
EXCLUDE | ME | PPL Veazie Hydro Station | 1479 | VZ04 | WAT | HY | 0.3 | 0.3 | 0 | 2194.9259 |  |  | 2194.9259 | 0 |  | IPP Non-CHP | N | OP |  | Non Combustion (NUC, WAT, WND, GEO, or SUN)
EXCLUDE | ME | PPL Veazie Hydro Station | 1479 | VZ05 | WAT | HY | 0.3 | 0.3 | 0 | 2194.9259 |  |  | 2194.9259 | 0 |  | IPP Non-CHP | N | OP |  | Non Combustion (NUC, WAT, WND, GEO, or SUN)
EXCLUDE | ME | PPL Veazie Hydro Station | 1479 | VZ06 | WAT | HY | 0.3 | 0.3 | 0 | 2194.9259 |  |  | 2194.9259 | 0 |  | IPP Non-CHP | N | OP |  | Non Combustion (NUC, WAT, WND, GEO, or SUN)
EXCLUDE | ME | PPL Veazie Hydro Station | 1479 | VZ07 | WAT | HY | 0.3 | 0.3 | 0 | 2194.9259 |  |  | 2194.9259 | 0 |  | IPP Non-CHP | N | OP |  | Non Combustion (NUC, WAT, WND, GEO, or SUN)
EXCLUDE | ME | PPL Veazie Hydro Station | 1479 | VZ08 | WAT | HY | 0.3 | 0.3 | 0 | 2194.9259 |  |  | 2194.9259 | 0 |  | IPP Non-CHP | N | OP |  | Non Combustion (NUC, WAT, WND, GEO, or SUN)
EXCLUDE | ME | PPL Veazie Hydro Station | 1479 | VZ09 | WAT | HY | 0.3 | 0.3 | 0 | 2194.9259 |  |  | 2194.9259 | 0 |  | IPP Non-CHP | N | OP |  | Non Combustion (NUC, WAT, WND, GEO, or SUN)
EXCLUDE | ME | PPL Veazie Hydro Station | 1479 | VZ10 | WAT | HY | 0.3 | 0.3 | 0 | 2194.9259 |  |  | 2194.9259 | 0 |  | IPP Non-CHP | N | OP |  | Non Combustion (NUC, WAT, WND, GEO, or SUN)
EXCLUDE | ME | PPL Veazie Hydro Station | 1479 | VZ11 | WAT | HY | 0.3 | 0.3 | 0 | 2194.9259 |  |  | 2194.9259 | 0 |  | IPP Non-CHP | N | OP |  | Non Combustion (NUC, WAT, WND, GEO, or SUN)
EXCLUDE | ME | PPL Veazie Hydro Station | 1479 | VZ12 | WAT | HY | 0.3 | 0.3 | 0 | 2194.9259 |  |  | 2194.9259 | 0 |  | IPP Non-CHP | N | OP |  | Non Combustion (NUC, WAT, WND, GEO, or SUN)
EXCLUDE | ME | PPL Veazie Hydro Station | 1479 | VZ13 | WAT | HY | 0.3 | 0.3 | 0 | 2194.9259 |  |  | 2194.9259 | 0 |  | IPP Non-CHP | N | OP |  | Non Combustion (NUC, WAT, WND, GEO, or SUN)
EXCLUDE | ME | PPL Veazie Hydro Station | 1479 | VZ14 | WAT | HY | 0.3 | 0.3 | 0 | 2194.9259 |  |  | 2194.9259 | 0 |  | IPP Non-CHP | N | OP |  | Non Combustion (NUC, WAT, WND, GEO, or SUN)
EXCLUDE | ME | PPL Veazie Hydro Station | 1479 | VZ15 | WAT | HY | 0.5 | 0.5 | 0 | 3658.2099 |  |  | 3658.2099 | 0 |  | IPP Non-CHP | N | OP |  | Non Combustion (NUC, WAT, WND, GEO, or SUN)
EXCLUDE | ME | PPL Veazie Hydro Station | 1479 | VZ16 | WAT | HY | 1.5 | 1.4 | 0 | 10974.6296 |  |  | 10974.6296 | 0 |  | IPP Non-CHP | N | OP |  | Non Combustion (NUC, WAT, WND, GEO, or SUN)
EXCLUDE | ME | PPL Veazie Hydro Station | 1479 | VZ17 | WAT | HY | 1.5 | 1.4 | 0 | 10974.6296 |  |  | 10974.6296 | 0 |  | IPP Non-CHP | N | OP |  | Non Combustion (NUC, WAT, WND, GEO, or SUN)
EXCLUDE | ME | Pumpkin Hill | 50699 | GEN1 | WAT | HY | 1 | 1 | 0 | 5309 |  |  | 5309 | 0 |  | IPP Non-CHP | N | OP |  | Non Combustion (NUC, WAT, WND, GEO, or SUN)
EXCLUDE | ME | Record Hill Wind | 57568 | RHW | WND | WT | 50.6 | 50.6 | 0 | 0 |  |  | 0 | 0 |  | IPP Non-CHP | N | TS |  | Non Combustion (NUC, WAT, WND, GEO, or SUN)
EXCLUDE | ME | Red Shield Environmental Old Town Facili | 10700 | TG1 | RFO | ST | 3.5 | 3.3 | 0 | 0 | 0.094782 | 0 | 0 | 0 |  | Industrial CHP | Y | RE | 2002 | Steam unit (PRMVR=ST) under 25MW/250 MMBtu/hr
EXCLUDE | ME | Red Shield Environmental Old Town Facili | 10700 | TG2 | RFO | ST | 3 | 3 | 0 | 7973.3125 | 0.094782 | 346428.6938 | 84122.6443 | 44751.1067 |  | Industrial CHP | Y | SB |  | Steam unit (PRMVR=ST) under 25MW/250 MMBtu/hr
EXCLUDE | ME | Red Shield Environmental Old Town Facili | 10700 | TG4 | BLQ | ST | 12.5 | 7.5 | 0 | 33222.1353 | 0.094782 | 1443452.8907 | 350511.0181 | 256655.4654 |  | Industrial CHP | Y | OP |  | Steam unit (PRMVR=ST) under 25MW/250 MMBtu/hr
EXCLUDE | ME | Red Shield Environmental Old Town Facili | 10700 | TG5 | NG | GT | 9.5 | 8.8 | 0 | 0 | 0 |  |  | 0 |  | Industrial CHP | Y | SB |  | Simple Cycle Turbine (PRMVR=GT or OT) unit under 25MW
EXCLUDE | ME | Red Shield Environmental Old Town Facili | 10700 | TG6 | WDS | ST | 16 | 14 | 0 | 42524.3332 | 0.094782 | 1847619.7001 | 448654.1032 | 321558.1134 |  | Industrial CHP | Y | OP |  | Non Fossil fuel type
EXCLUDE | ME | ReEnergy Ashland | 10356 | GEN1 | WDS | ST | 39.6 | 34 | 0 | 37699 |  |  | 37699 | 54309.3016 |  | IPP Non-CHP | N | OP |  | Non Fossil fuel type
EXCLUDE | ME | ReEnergy Fort Fairfield | 7513 | GEN1 | WDS | ST | 37.5 | 32 | 0 | 262474 |  |  | 262474 | 316967.6132 |  | IPP Non-CHP | N | OP |  | Non Fossil fuel type
EXCLUDE | ME | ReEnergy Livermore Falls | 10354 | GEN1 | OBS | ST | 39.6 | 34.7 | 0 | 212101 |  |  | 212101 | 306865.8127 |  | IPP Non-CHP | N | OP |  | Non Fossil fuel type
EXCLUDE | ME | ReEnergy Stratton LLC | 50650 | UNI1 | WDS | ST | 45.7 | 45.7 | 0 | 215933 |  |  | 215933 | 271304.9929 |  | IPP Non-CHP | N | OP |  | Non Fossil fuel type
EXCLUDE | ME | Regional Waste Systems | 50225 | TG1 | MSB | ST | 13.3 | 11.5 | 0 | 84833 |  |  | 84833 | 183317.1296 |  | IPP Non-CHP | N | OP |  | Non Fossil fuel type
EXCLUDE | ME | Robbins Lumber | 50230 | CAT | DFO | IC | 2 | 1.8 | 0 | 0 |  |  | 0 | 0 |  | Industrial CHP | N | SB |  | Internal Combustion (PRMVR=IC)
EXCLUDE | ME | Robbins Lumber | 50230 | WEST | WDS | ST | 1.2 | 1.1 | 0 | 0 | 0 |  |  | 18609.9104 |  | Industrial CHP | Y | OS |  | Non Fossil fuel type
EXCLUDE | ME | Rollins Wind Project | 56990 | 1 | WND | WT | 60 | 60 | 0 | 59039 |  |  | 59039 | 0 |  | IPP Non-CHP | N | OP |  | Non Combustion (NUC, WAT, WND, GEO, or SUN)
OTHERST | ME | Rumford Cogeneration | 10495 | GEN1 | BLQ | ST | 102.6 | 85 | 0 | 628404 | 0.19152 | 12068337.7865 | 3281174.6154 | 1657136.6609 |  | IPP CHP | Y | OP
EXCLUDE | ME | Rumford Falls Power | 10493 | GEN1 | WAT | HY | 8.1 | 8.1 | 0 | 52226.9798 |  |  | 52226.9798 | 0 |  | Industrial Non-CHP | N | OP |  | Non Combustion (NUC, WAT, WND, GEO, or SUN)
EXCLUDE | ME | Rumford Falls Power | 10493 | GEN2 | WAT | HY | 8.1 | 8.1 | 0 | 52226.9798 |  |  | 52226.9798 | 0 |  | Industrial Non-CHP | N | OP |  | Non Combustion (NUC, WAT, WND, GEO, or SUN)
EXCLUDE | ME | Rumford Falls Power | 10493 | GEN3 | WAT | HY | 8.8 | 8.8 | 0 | 56740.4225 |  |  | 56740.4225 | 0 |  | Industrial Non-CHP | N | OP |  | Non Combustion (NUC, WAT, WND, GEO, or SUN)
EXCLUDE | ME | Rumford Falls Power | 10493 | GEN4 | WAT | HY | 4.3 | 4.3 | 0 | 27725.4337 |  |  | 27725.4337 | 0 |  | Industrial Non-CHP | N | SB |  | Non Combustion (NUC, WAT, WND, GEO, or SUN)
EXCLUDE | ME | Rumford Falls Power | 10493 | GEN5 | WAT | HY | 7.6 | 7.6 | 0 | 49003.0921 |  |  | 49003.0921 | 0 |  | Industrial Non-CHP | N | OP |  | Non Combustion (NUC, WAT, WND, GEO, or SUN)
EXCLUDE | ME | Rumford Falls Power | 10493 | GEN6 | WAT | HY | 7.6 | 7.6 | 0 | 49003.0921 |  |  | 49003.0921 | 0 |  | Industrial Non-CHP | N | OP |  | Non Combustion (NUC, WAT, WND, GEO, or SUN)
NGCC | ME | Rumford Power Associates | 55100 | UNT1 | NG | CC | 179.4 | 164 | 1975 | 269105.2284 |  |  | 269105.2284 | 122572.7018 |  | Electric Utility/IPP Non-CHP | N | OP
NGCC | ME | Rumford Power Associates | 55100 | UNT2 | NG | CC | 95.1 | 90 | 1975 | 142652.7716 |  |  | 142652.7716 | 64975.8302 |  | Electric Utility/IPP Non-CHP | N | OP
EXCLUDE | ME | S D Warren Westbrook | 50447 | GEN1 | WAT | HY | 0.6 | 0.6 | 0 | 3459.1429 |  |  | 3459.1429 | 0 |  | Industrial CHP | N | OP |  | Non Combustion (NUC, WAT, WND, GEO, or SUN)
EXCLUDE | ME | S D Warren Westbrook | 50447 | GEN2 | WAT | HY | 0.6 | 0.6 | 0 | 3459.1429 |  |  | 3459.1429 | 0 |  | Industrial CHP | N | OP |  | Non Combustion (NUC, WAT, WND, GEO, or SUN)
EXCLUDE | ME | S D Warren Westbrook | 50447 | GEN3 | WAT | HY | 0.6 | 0.6 | 0 | 3459.1429 |  |  | 3459.1429 | 0 |  | Industrial CHP | N | OP |  | Non Combustion (NUC, WAT, WND, GEO, or SUN)
EXCLUDE | ME | S D Warren Westbrook | 50447 | GEN4 | WAT | HY | 0.8 | 0.8 | 0 | 4612.1905 |  |  | 4612.1905 | 0 |  | Industrial CHP | N | OP |  | Non Combustion (NUC, WAT, WND, GEO, or SUN)
EXCLUDE | ME | S D Warren Westbrook | 50447 | GEN5 | WAT | HY | 0.8 | 0.8 | 0 | 4612.1905 |  |  | 4612.1905 | 0 |  | Industrial CHP | N | OP |  | Non Combustion (NUC, WAT, WND, GEO, or SUN)
EXCLUDE | ME | S D Warren Westbrook | 50447 | GEN6 | WAT | HY | 0.8 | 0.8 | 0 | 4612.1905 |  |  | 4612.1905 | 0 |  | Industrial CHP | N | OP |  | Non Combustion (NUC, WAT, WND, GEO, or SUN)
EXCLUDE | ME | S D Warren Westbrook | 50447 | GEN7 | WAT | HY | 0.6 | 0.6 | 0 | 3459.1429 |  |  | 3459.1429 | 0 |  | Industrial CHP | N | OP |  | Non Combustion (NUC, WAT, WND, GEO, or SUN)
EXCLUDE | ME | S D Warren Westbrook | 50447 | GEN8 | WDS | ST | 10 | 10 | 0 | 0 |  |  | 0 | 0 |  | Industrial CHP | N | RE | 1999 | Non Fossil fuel type
EXCLUDE | ME | S D Warren Westbrook | 50447 | GEN9 | WDS | ST | 47.5 | 40.5 | 0 | 81804 | 0.26559 | 1029095.8851 | 308012.0638 | 285809.174 |  | Industrial CHP | Y | OP |  | Non Fossil fuel type
EXCLUDE | ME | S D Warren Westbrook | 50447 | GN10 | WDS | ST | 15 | 15.8 | 0 | 18656 | 0.26559 | 234692.8369 | 70244.402 | 65180.8707 |  | Industrial CHP | Y | OP |  | Non Fossil fuel type
EXCLUDE | ME | S D Warren Westbrook | 50447 | GN11 | WAT | HY | 0.6 | 0.6 | 0 | 3459.1429 |  |  | 3459.1429 | 0 |  | Industrial CHP | N | OP |  | Non Combustion (NUC, WAT, WND, GEO, or SUN)
EXCLUDE | ME | S D Warren Westbrook | 50447 | GN12 | WAT | HY | 0.2 | 0.2 | 0 | 1153.0476 |  |  | 1153.0476 | 0 |  | Industrial CHP | N | OP |  | Non Combustion (NUC, WAT, WND, GEO, or SUN)
EXCLUDE | ME | S D Warren Westbrook | 50447 | GN13 | WAT | HY | 0.2 | 0.2 | 0 | 1153.0476 |  |  | 1153.0476 | 0 |  | Industrial CHP | N | OP |  | Non Combustion (NUC, WAT, WND, GEO, or SUN)
EXCLUDE | ME | S D Warren Westbrook | 50447 | GN14 | WAT | HY | 0.2 | 0.2 | 0 | 1153.0476 |  |  | 1153.0476 | 0 |  | Industrial CHP | N | OP |  | Non Combustion (NUC, WAT, WND, GEO, or SUN)
EXCLUDE | ME | S D Warren Westbrook | 50447 | GN15 | WAT | HY | 0.2 | 0.2 | 0 | 1153.0476 |  |  | 1153.0476 | 0 |  | Industrial CHP | N | OP |  | Non Combustion (NUC, WAT, WND, GEO, or SUN)
EXCLUDE | ME | S D Warren Westbrook | 50447 | GN16 | WAT | HY | 0.5 | 0.5 | 0 | 2882.619 |  |  | 2882.619 | 0 |  | Industrial CHP | N | OP |  | Non Combustion (NUC, WAT, WND, GEO, or SUN)
EXCLUDE | ME | S D Warren Westbrook | 50447 | GN17 | WAT | HY | 0.5 | 0.5 | 0 | 2882.619 |  |  | 2882.619 | 0 |  | Industrial CHP | N | OP |  | Non Combustion (NUC, WAT, WND, GEO, or SUN)
EXCLUDE | ME | S D Warren Westbrook | 50447 | GN18 | WAT | HY | 0.4 | 0.4 | 0 | 2306.0952 |  |  | 2306.0952 | 0 |  | Industrial CHP | N | OP |  | Non Combustion (NUC, WAT, WND, GEO, or SUN)
EXCLUDE | ME | S D Warren Westbrook | 50447 | GN19 | WAT | HY | 0.4 | 0.4 | 0 | 2306.0952 |  |  | 2306.0952 | 0 |  | Industrial CHP | N | OP |  | Non Combustion (NUC, WAT, WND, GEO, or SUN)
EXCLUDE | ME | S D Warren Westbrook | 50447 | GN20 | WAT | HY | 0.4 | 0.4 | 0 | 2306.0952 |  |  | 2306.0952 | 0 |  | Industrial CHP | N | OP |  | Non Combustion (NUC, WAT, WND, GEO, or SUN)
EXCLUDE | ME | Salmon Falls | 50702 | GEN1 | WAT | HY | 0.4 | 0.4 | 0 | 1425.3333 |  |  | 1425.3333 | 0 |  | IPP Non-CHP | N | OP |  | Non Combustion (NUC, WAT, WND, GEO, or SUN)
EXCLUDE | ME | Salmon Falls | 50702 | GEN2 | WAT | HY | 0.4 | 0.4 | 0 | 1425.3333 |  |  | 1425.3333 | 0 |  | IPP Non-CHP | N | OP |  | Non Combustion (NUC, WAT, WND, GEO, or SUN)
EXCLUDE | ME | Salmon Falls | 50702 | GEN3 | WAT | HY | 0.4 | 0.4 | 0 | 1425.3333 |  |  | 1425.3333 | 0 |  | IPP Non-CHP | N | OP |  | Non Combustion (NUC, WAT, WND, GEO, or SUN)
EXCLUDE | ME | Shawmut | 1504 | SH1 | WAT | HY | 0.7 | 0.9 | 0 | 4091.2614 |  |  | 4091.2614 | 0 |  | IPP Non-CHP | N | OP |  | Non Combustion (NUC, WAT, WND, GEO, or SUN)
EXCLUDE | ME | Shawmut | 1504 | SH2 | WAT | HY | 0.7 | 0.9 | 0 | 4091.2614 |  |  | 4091.2614 | 0 |  | IPP Non-CHP | N | OP |  | Non Combustion (NUC, WAT, WND, GEO, or SUN)
EXCLUDE | ME | Shawmut | 1504 | SH3 | WAT | HY | 0.7 | 0.9 | 0 | 4091.2614 |  |  | 4091.2614 | 0 |  | IPP Non-CHP | N | OP |  | Non Combustion (NUC, WAT, WND, GEO, or SUN)
EXCLUDE | ME | Shawmut | 1504 | SH4 | WAT | HY | 0.7 | 0.9 | 0 | 4091.2614 |  |  | 4091.2614 | 0 |  | IPP Non-CHP | N | OP |  | Non Combustion (NUC, WAT, WND, GEO, or SUN)
EXCLUDE | ME | Shawmut | 1504 | SH5 | WAT | HY | 0.7 | 0.9 | 0 | 4091.2614 |  |  | 4091.2614 | 0 |  | IPP Non-CHP | N | OP |  | Non Combustion (NUC, WAT, WND, GEO, or SUN)
EXCLUDE | ME | Shawmut | 1504 | SH6 | WAT | HY | 0.9 | 0.9 | 0 | 5260.1932 |  |  | 5260.1932 | 0 |  | IPP Non-CHP | N | OP |  | Non Combustion (NUC, WAT, WND, GEO, or SUN)
EXCLUDE | ME | Shawmut | 1504 | SH7 | WAT | HY | 2.2 | 1.9 | 0 | 12858.25 |  |  | 12858.25 | 0 |  | IPP Non-CHP | N | OP |  | Non Combustion (NUC, WAT, WND, GEO, or SUN)
EXCLUDE | ME | Shawmut | 1504 | SH8 | WAT | HY | 2.2 | 1.9 | 0 | 12858.25 |  |  | 12858.25 | 0 |  | IPP Non-CHP | N | OP |  | Non Combustion (NUC, WAT, WND, GEO, or SUN)
EXCLUDE | ME | Skelton | 1505 | 1 | WAT | HY | 8.4 | 9.9 | 0 | 56764.5 |  |  | 56764.5 | 0 |  | IPP Non-CHP | N | OP |  | Non Combustion (NUC, WAT, WND, GEO, or SUN)
EXCLUDE | ME | Skelton | 1505 | 2 | WAT | HY | 8.4 | 9.9 | 0 | 56764.5 |  |  | 56764.5 | 0 |  | IPP Non-CHP | N | OP |  | Non Combustion (NUC, WAT, WND, GEO, or SUN)
EXCLUDE | ME | Squa Pan Hydro Station | 1516 | SP1 | WAT | HY | 1.5 | 1.4 | 0 | 1122 |  |  | 1122 | 0 |  | IPP Non-CHP | N | SB |  | Non Combustion (NUC, WAT, WND, GEO, or SUN)
EXCLUDE | ME | Stetson Wind I | 56989 | 1 | WND | WT | 57 | 57 | 0 | 154348 |  |  | 154348 | 0 |  | IPP Non-CHP | N | OP |  | Non Combustion (NUC, WAT, WND, GEO, or SUN)
EXCLUDE | ME | Stetson Wind II | 56991 | 1 | WND | WT | 25.5 | 25.5 | 0 | 59745 |  |  | 59745 | 0 |  | IPP Non-CHP | N | OP |  | Non Combustion (NUC, WAT, WND, GEO, or SUN)
EXCLUDE | ME | Upper Androscoggin | 54202 | 1 | WAT | HY | 0.7 | 0.7 | 0 | 0 |  |  | 0 | 0 |  | IPP Non-CHP | N | OS |  | Non Combustion (NUC, WAT, WND, GEO, or SUN)
EXCLUDE | ME | Upper Androscoggin | 54202 | 2 | WAT | HY | 0.5 | 0.5 | 0 | 0 |  |  | 0 | 0 |  | IPP Non-CHP | N | OS |  | Non Combustion (NUC, WAT, WND, GEO, or SUN)
EXCLUDE | ME | Upper Androscoggin | 54202 | 3 | WAT | HY | 0.4 | 0.5 | 0 | 0 |  |  | 0 | 0 |  | IPP Non-CHP | N | OP |  | Non Combustion (NUC, WAT, WND, GEO, or SUN)
EXCLUDE | ME | Upper Barker | 52171 | GEN1 | WAT | HY | 1 | 1 | 0 | 6562 |  |  | 6562 | 0 |  | IPP Non-CHP | N | OP |  | Non Combustion (NUC, WAT, WND, GEO, or SUN)
EXCLUDE | ME | Veazie C | 784 | 1 | WAT | HY | 8 | 8 | 0 | 0 |  |  | 0 | 0 |  | Electric Utility | N | IP |  | Non Combustion (NUC, WAT, WND, GEO, or SUN)
EXCLUDE | ME | Verso Paper | 50243 | GEN2 | NG | ST | 15.6 | 21 | 0 | 60680.56 | 0.98859 | 3185.8716 | 61380.8542 | 15856.0208 |  | Industrial CHP | Y | OP |  | Steam unit (PRMVR=ST) under 25MW/250 MMBtu/hr
EXCLUDE | ME | Verso Paper | 50243 | GEN3 | NG | ST | 72 | 72 | 0 | 439026.62 | 0.98859 | 23049.9263 | 444093.2802 | 114719.0342 |  | Industrial CHP | Y | OP |  | Commercial/Industrial Unit
EXCLUDE | ME | Verso Paper | 50243 | GEN4 | NG | GT | 186.8 | 156.8 | 2082 | 1351158.4 | 0.92339 | 509945.3347 | 1463250.7215 | 766547.607 |  | Industrial CHP | Y | OP |  | Commercial/Industrial Unit
EXCLUDE | ME | Verso Paper | 50243 | GEN5 | NG | ST | 25 | 25 | 0 | 0 | 0.98859 | 0 | 0 | 0 |  | Industrial CHP | Y | U |  | Status of operation (IP,L,P,T,or U)
EXCLUDE | ME | Waste Management Crossroads LFGTE | 57016 | GEN1 | LFG | IC | 1.6 | 1.6 | 0 | 0 |  |  | 0 | 0 |  | IPP Non-CHP | N | OP |  | Internal Combustion (PRMVR=IC)
EXCLUDE | ME | Waste Management Crossroads LFGTE | 57016 | GEN2 | LFG | IC | 1.6 | 1.6 | 0 | 0 |  |  | 0 | 0 |  | IPP Non-CHP | N | OP |  | Internal Combustion (PRMVR=IC)
EXCLUDE | ME | West Buxton | 1508 | WB1 | WAT | HY | 0.6 | 0.6 | 0 | 2555.8442 |  |  | 2555.8442 | 0 |  | IPP Non-CHP | N | OP |  | Non Combustion (NUC, WAT, WND, GEO, or SUN)
EXCLUDE | ME | West Buxton | 1508 | WB2 | WAT | HY | 0.6 | 0.6 | 0 | 2555.8442 |  |  | 2555.8442 | 0 |  | IPP Non-CHP | N | OP |  | Non Combustion (NUC, WAT, WND, GEO, or SUN)
EXCLUDE | ME | West Buxton | 1508 | WB3 | WAT | HY | 1.1 | 1.1 | 0 | 4685.7143 |  |  | 4685.7143 | 0 |  | IPP Non-CHP | N | OP |  | Non Combustion (NUC, WAT, WND, GEO, or SUN)
EXCLUDE | ME | West Buxton | 1508 | WB4 | WAT | HY | 0.7 | 0.7 | 0 | 2981.8182 |  |  | 2981.8182 | 0 |  | IPP Non-CHP | N | OP |  | Non Combustion (NUC, WAT, WND, GEO, or SUN)
EXCLUDE | ME | West Buxton | 1508 | WB5 | WAT | HY | 0.7 | 0.7 | 0 | 2981.8182 |  |  | 2981.8182 | 0 |  | IPP Non-CHP | N | OP |  | Non Combustion (NUC, WAT, WND, GEO, or SUN)
EXCLUDE | ME | West Buxton | 1508 | WB6 | WAT | HY | 4 | 4 | 0 | 17038.961 |  |  | 17038.961 | 0 |  | IPP Non-CHP | N | OP |  | Non Combustion (NUC, WAT, WND, GEO, or SUN)
NGCC | ME | Westbrook Energy Center Power Plant | 55294 | GTG1 | NG | CC | 184.2 | 160.5 | 3850.2 | 868877.5084 |  |  | 868877.5084 | 353170.1973 |  | Electric Utility/IPP Non-CHP | N | OP
NGCC | ME | Westbrook Energy Center Power Plant | 55294 | GTG2 | NG | CC | 184.2 | 160.5 | 3850.2 | 868877.5084 |  |  | 868877.5084 | 353170.1973 |  | Electric Utility/IPP Non-CHP | N | OP
NGCC | ME | Westbrook Energy Center Power Plant | 55294 | STG3 | NG | CC | 195.5 | 185 | 3850.2 | 922179.9832 |  |  | 922179.9832 | 374835.9043 |  | Electric Utility/IPP Non-CHP | N | OP
EXCLUDE | ME | Weston | 1509 | WE1 | WAT | HY | 3 | 3.3 | 0 | 22428.5 |  |  | 22428.5 | 0 |  | IPP Non-CHP | N | OP |  | Non Combustion (NUC, WAT, WND, GEO, or SUN)
EXCLUDE | ME | Weston | 1509 | WE2 | WAT | HY | 3 | 3.3 | 0 | 22428.5 |  |  | 22428.5 | 0 |  | IPP Non-CHP | N | OP |  | Non Combustion (NUC, WAT, WND, GEO, or SUN)
EXCLUDE | ME | Weston | 1509 | WE3 | WAT | HY | 3 | 3.3 | 0 | 22428.5 |  |  | 22428.5 | 0 |  | IPP Non-CHP | N | OP |  | Non Combustion (NUC, WAT, WND, GEO, or SUN)
EXCLUDE | ME | Weston | 1509 | WE4 | WAT | HY | 3 | 3.3 | 0 | 22428.5 |  |  | 22428.5 | 0 |  | IPP Non-CHP | N | OP |  | Non Combustion (NUC, WAT, WND, GEO, or SUN)
OGST | ME | William F Wyman | 1507 | 1 | RFO | ST | 50 | 51.8 | 630 | 8884 |  |  | 8884 | 13803.842 |  | Electric Utility/IPP Non-CHP | N | OP
OGST | ME | William F Wyman | 1507 | 2 | RFO | ST | 50 | 51.1 | 630 | 5730 |  |  | 5730 | 8219.557 |  | Electric Utility/IPP Non-CHP | N | OP
OGST | ME | William F Wyman | 1507 | 3 | RFO | ST | 113.6 | 115.5 | 1190 | 15972 |  |  | 15972 | 18129.136 |  | Electric Utility/IPP Non-CHP | N | OP
OGST | ME | William F Wyman | 1507 | 4 | RFO | ST | 632.4 | 603.5 | 6290 | 56789 |  |  | 56789 | 67489.427 |  | Electric Utility/IPP Non-CHP | N | OP
EXCLUDE | ME | Williams | 1510 | WI1 | WAT | HY | 7 | 8.2 | 0 | 56203.5385 |  |  | 56203.5385 | 0 |  | IPP Non-CHP | N | OP |  | Non Combustion (NUC, WAT, WND, GEO, or SUN)
EXCLUDE | ME | Williams | 1510 | WI2 | WAT | HY | 6 | 6.7 | 0 | 48174.4615 |  |  | 48174.4615 | 0 |  | IPP Non-CHP | N | OP |  | Non Combustion (NUC, WAT, WND, GEO, or SUN)
EXCLUDE | ME | Worcester Energy | 10165 | GEN1 | WDS | ST | 7.2 | 4 | 0 | 0 |  |  | 0 | 0 |  | IPP Non-CHP | N | OS |  | Non Fossil fuel type
EXCLUDE | ME | Worcester Energy | 10165 | GEN2 | WDS | ST | 18.6 | 13 | 0 | 0 |  |  | 0 | 0 |  | IPP Non-CHP | N | OS |  | Non Fossil fuel type
EXCLUDE | ME | Worumbo Hydro Station | 50278 | GEN1 | WAT | HY | 9.7 | 4.6 | 0 | 51153.5 |  |  | 51153.5 | 0 |  | IPP Non-CHP | N | OP |  | Non Combustion (NUC, WAT, WND, GEO, or SUN)
EXCLUDE | ME | Worumbo Hydro Station | 50278 | GEN2 | WAT | HY | 9.7 | 4.6 | 0 | 51153.5 |  |  | 51153.5 | 0 |  | IPP Non-CHP | N | OP |  | Non Combustion (NUC, WAT, WND, GEO, or SUN)
EXCLUDE | ME | Wyman Hydro | 1511 | WY1 | WAT | HY | 24 | 27.4 | 0 | 132442.3333 |  |  | 132442.3333 | 0 |  | IPP Non-CHP | N | OP |  | Non Combustion (NUC, WAT, WND, GEO, or SUN)
EXCLUDE | ME | Wyman Hydro | 1511 | WY2 | WAT | HY | 24 | 29.9 | 0 | 132442.3333 |  |  | 132442.3333 | 0 |  | IPP Non-CHP | N | OP |  | Non Combustion (NUC, WAT, WND, GEO, or SUN)
EXCLUDE | ME | Wyman Hydro | 1511 | WY3 | WAT | HY | 24 | 25.7 | 0 | 132442.3333 |  |  | 132442.3333 | 0 |  | IPP Non-CHP | N | OP |  | Non Combustion (NUC, WAT, WND, GEO, or SUN)
SSTLOGN | MI | 491 E 48th Street | 7268 | 7 | NG | GT | 39.1 | 32 | 0 | 3807.9579 |  |  | 3807.9579 | 2787.3844 |  | Electric Utility | N | OP
SSTLOGN | MI | 491 E 48th Street | 7268 | 8 | NG | GT | 39.1 | 32 | 0 | 3807.9579 |  |  | 3807.9579 | 2787.3844 |  | Electric Utility | N | OP
SSTLOGN | MI | 491 E 48th Street | 7268 | 9 | NG | GT | 83.5 | 72 | 0 | 8132.0841 |  |  | 8132.0841 | 5952.5983 |  | Electric Utility | N | OP
EXCLUDE | MI | Ada Cogeneration LP | 10819 | GEN1 | NG | CC | 23 | 23 | 0 | 136944.5015 | 0.5544 | 500748.4263 | 247015.2283 | 82096.474 |  | IPP CHP | Y | OP |  | Combined Cycle (PRMVR=CC) unit under 25MW
EXCLUDE | MI | Ada Cogeneration LP | 10819 | GEN2 | NG | CC | 10.1 | 6.4 | 0 | 60136.4985 | 0.5544 | 219893.8742 | 108471.9046 | 36051.0603 |  | IPP CHP | Y | OP |  | Combined Cycle (PRMVR=CC) unit under 25MW
EXCLUDE | MI | Ada Dam | 50433 | ADA1 | WAT | HY | 1.4 | 1.4 | 0 | 7006 |  |  | 7006 | 0 |  | IPP Non-CHP | N | OP |  | Non Combustion (NUC, WAT, WND, GEO, or SUN)
EXCLUDE | MI | Adrian Energy Associates LLC | 54903 | UNT1 | LFG | IC | 0.8 | 0.8 | 0 | 0 |  |  | 0 | 0 |  | IPP Non-CHP | N | OP |  | Internal Combustion (PRMVR=IC)
EXCLUDE | MI | Adrian Energy Associates LLC | 54903 | UNT2 | LFG | IC | 0.8 | 0.8 | 0 | 0 |  |  | 0 | 0 |  | IPP Non-CHP | N | OP |  | Internal Combustion (PRMVR=IC)
EXCLUDE | MI | Adrian Energy Associates LLC | 54903 | UNT3 | LFG | IC | 0.8 | 0.8 | 0 | 0 |  |  | 0 | 0 |  | IPP Non-CHP | N | OP |  | Internal Combustion (PRMVR=IC)
EXCLUDE | MI | Alcona | 1693 | 1 | WAT | HY | 4 | 1.4 | 0 | 12941 |  |  | 12941 | 0 |  | Electric Utility | N | OP |  | Non Combustion (NUC, WAT, WND, GEO, or SUN)
EXCLUDE | MI | Alcona | 1693 | 2 | WAT | HY | 4 | 1.5 | 0 | 12941 |  |  | 12941 | 0 |  | Electric Utility | N | OP |  | Non Combustion (NUC, WAT, WND, GEO, or SUN)
EXCLUDE | MI | Allegan Dam | 1694 | 1 | WAT | HY | 0.5 | 0.3 | 0 | 2332.1154 |  |  | 2332.1154 | 0 |  | Electric Utility | N | OP |  | Non Combustion (NUC, WAT, WND, GEO, or SUN)
EXCLUDE | MI | Allegan Dam | 1694 | 2 | WAT | HY | 0.9 | 0.6 | 0 | 4197.8077 |  |  | 4197.8077 | 0 |  | Electric Utility | N | OP |  | Non Combustion (NUC, WAT, WND, GEO, or SUN)
EXCLUDE | MI | Allegan Dam | 1694 | 3 | WAT | HY | 1.2 | 0.8 | 0 | 5597.0769 |  |  | 5597.0769 | 0 |  | Electric Utility | N | OP |  | Non Combustion (NUC, WAT, WND, GEO, or SUN)
OGST | MI | B C Cobb | 1695 | 1 | NG | ST | 69 | 54 | 841.5185 | 0 |  |  | 0 | 0 |  | Electric Utility | N | OS
OGST | MI | B C Cobb | 1695 | 2 | NG | ST | 69 | 65 | 841.5185 | 0 |  |  | 0 | 0 |  | Electric Utility | N | OS
OGST | MI | B C Cobb | 1695 | 3 | NG | ST | 69 | 68 | 841.5185 | 0 |  |  | 0 | 0 |  | Electric Utility | N | OS
COALST | MI | B C Cobb | 1695 | 4 | SUB | ST | 156.3 | 156 | 1906.2223 | 778599.9607 |  |  | 778599.9607 | 872280.0322 |  | Electric Utility | N | OP
COALST | MI | B C Cobb | 1695 | 5 | SUB | ST | 156.3 | 156 | 1906.2223 | 722884.0373 |  |  | 722884.0373 | 749585.1378 |  | Electric Utility | N | OP
EXCLUDE | MI | B E Morrow | 1696 | A | NG | GT | 18 | 12.8 | 0 | 259.5 |  |  | 259.5 | 272.1442 |  | Electric Utility | N | OP |  | Simple Cycle Turbine (PRMVR=GT or OT) unit under 25MW
EXCLUDE | MI | B E Morrow | 1696 | B | NG | GT | 18 | 10.6 | 0 | 259.5 |  |  | 259.5 | 272.1442 |  | Electric Utility | N | OP |  | Simple Cycle Turbine (PRMVR=GT or OT) unit under 25MW
EXCLUDE | MI | Bay Windpower I | 55944 | BAY | WND | WT | 1.8 | 1.8 | 0 | 2613 |  |  | 2613 | 0 |  | IPP Non-CHP | N | OP |  | Non Combustion (NUC, WAT, WND, GEO, or SUN)
EXCLUDE | MI | Beaver Island | 7831 | 1 | DFO | IC | 1.2 | 1 | 0 | 0 |  |  | 0 | 0 |  | Electric Utility | N | SB |  | Internal Combustion (PRMVR=IC)
EXCLUDE | MI | Beaver Island | 7831 | 2 | DFO | IC | 1.2 | 1 | 0 | 0 |  |  | 0 | 0 |  | Electric Utility | N | SB |  | Internal Combustion (PRMVR=IC)
EXCLUDE | MI | Beaver Island | 7831 | 3 | DFO | IC | 0.9 | 0.8 | 0 | 0 |  |  | 0 | 0 |  | Electric Utility | N | SB |  | Internal Combustion (PRMVR=IC)
EXCLUDE | MI | Beebe Renewable Energy LLC | 58020 | 1 | WND | WT | 81.6 | 81.6 | 0 | 0 |  |  | 0 | 0 |  | IPP Non-CHP | N | L |  | Non Combustion (NUC, WAT, WND, GEO, or SUN)
EXCLUDE | MI | Belle River | 6034 | 3 | DFO | IC | 2.7 | 2.4 | 0 | 0 |  |  | 0 | 0 |  | Electric Utility | N | OP |  | Internal Combustion (PRMVR=IC)
EXCLUDE | MI | Belle River | 6034 | 4 | DFO | IC | 2.7 | 2.4 | 0 | 0 |  |  | 0 | 0 |  | Electric Utility | N | OP |  | Internal Combustion (PRMVR=IC)
EXCLUDE | MI | Belle River | 6034 | 5 | DFO | IC | 2.7 | 2.4 | 0 | 0 |  |  | 0 | 0 |  | Electric Utility | N | OP |  | Internal Combustion (PRMVR=IC)
SSTLOGN | MI | Belle River | 6034 | 12-1 | NG | GT | 85.3 | 73 | 1090 | 27137.6667 |  |  | 27137.6667 | 20379.864 |  | Electric Utility | N | OP
SSTLOGN | MI | Belle River | 6034 | 12-2 | NG | GT | 85.3 | 75 | 1090 | 27137.6667 |  |  | 27137.6667 | 20379.864 |  | Electric Utility | N | OP
SSTLOGN | MI | Belle River | 6034 | 13-1 | NG | GT | 85.3 | 74 | 1090 | 27137.6667 |  |  | 27137.6667 | 20379.864 |  | Electric Utility | N | OP
EXCLUDE | MI | Belle River | 6034 | IC1 | DFO | IC | 2.7 | 2.4 | 0 | 0 |  |  | 0 | 0 |  | Electric Utility | N | OP |  | Internal Combustion (PRMVR=IC)
EXCLUDE | MI | Belle River | 6034 | IC2 | DFO | IC | 2.7 | 2.4 | 0 | 0 |  |  | 0 | 0 |  | Electric Utility | N | OP |  | Internal Combustion (PRMVR=IC)
COALST | MI | Belle River | 6034 | ST1 | SUB | ST | 697.5 | 642 | 8100 | 3288091 |  |  | 3288091 | 3571669.238 |  | Electric Utility | N | OP
COALST | MI | Belle River | 6034 | ST2 | SUB | ST | 697.5 | 642 | 8300 | 4633606 |  |  | 4633606 | 5029928.208 |  | Electric Utility | N | OP
EXCLUDE | MI | Berrien Springs | 1753 | 5 | WAT | HY | 0.6 |  | 0 | 3190.0833 |  |  | 3190.0833 | 0 |  | Electric Utility | N | OP |  | Non Combustion (NUC, WAT, WND, GEO, or SUN)
EXCLUDE | MI | Berrien Springs | 1753 | 6 | WAT | HY | 0.6 |  | 0 | 3190.0833 |  |  | 3190.0833 | 0 |  | Electric Utility | N | OP |  | Non Combustion (NUC, WAT, WND, GEO, or SUN)
EXCLUDE | MI | Berrien Springs | 1753 | 7 | WAT | HY | 0.6 |  | 0 | 3190.0833 |  |  | 3190.0833 | 0 |  | Electric Utility | N | OP |  | Non Combustion (NUC, WAT, WND, GEO, or SUN)
EXCLUDE | MI | Berrien Springs | 1753 | 8 | WAT | HY | 0.6 |  | 0 | 3190.0833 |  |  | 3190.0833 | 0 |  | Electric Utility | N | OP |  | Non Combustion (NUC, WAT, WND, GEO, or SUN)
EXCLUDE | MI | Berrien Springs | 1753 | 9 | WAT | HY | 0.6 |  | 0 | 3190.0833 |  |  | 3190.0833 | 0 |  | Electric Utility | N | OP |  | Non Combustion (NUC, WAT, WND, GEO, or SUN)
EXCLUDE | MI | Berrien Springs | 1753 | 10 | WAT | HY | 0.6 | 3.1 | 0 | 3190.0833 |  |  | 3190.0833 | 0 |  | Electric Utility | N | OP |  | Non Combustion (NUC, WAT, WND, GEO, or SUN)
EXCLUDE | MI | Berrien Springs | 1753 | 11 | WAT | HY | 0.6 |  | 0 | 3190.0833 |  |  | 3190.0833 | 0 |  | Electric Utility | N | OP |  | Non Combustion (NUC, WAT, WND, GEO, or SUN)
EXCLUDE | MI | Berrien Springs | 1753 | 12 | WAT | HY | 0.6 |  | 0 | 3190.0833 |  |  | 3190.0833 | 0 |  | Electric Utility | N | OP |  | Non Combustion (NUC, WAT, WND, GEO, or SUN)
EXCLUDE | MI | Berrien Springs | 1753 | 1A | WAT | HY | 0.6 |  | 0 | 3190.0833 |  |  | 3190.0833 | 0 |  | Electric Utility | N | OP |  | Non Combustion (NUC, WAT, WND, GEO, or SUN)
EXCLUDE | MI | Berrien Springs | 1753 | 2A | WAT | HY | 0.6 |  | 0 | 3190.0833 |  |  | 3190.0833 | 0 |  | Electric Utility | N | OP |  | Non Combustion (NUC, WAT, WND, GEO, or SUN)
EXCLUDE | MI | Berrien Springs | 1753 | 3A | WAT | HY | 0.6 |  | 0 | 3190.0833 |  |  | 3190.0833 | 0 |  | Electric Utility | N | OP |  | Non Combustion (NUC, WAT, WND, GEO, or SUN)
EXCLUDE | MI | Berrien Springs | 1753 | 4A | WAT | HY | 0.6 |  | 0 | 3190.0833 |  |  | 3190.0833 | 0 |  | Electric Utility | N | OP |  | Non Combustion (NUC, WAT, WND, GEO, or SUN)
EXCLUDE | MI | Big Quinnesec 61 | 7821 | 4 | WAT | HY | 2.2 | 0.1 | 0 | 1258 |  |  | 1258 | 0 |  | Electric Utility | N | OP |  | Non Combustion (NUC, WAT, WND, GEO, or SUN)
EXCLUDE | MI | Big Quinnesec 61 | 7821 | 5 | WAT | HY | 2.2 | 0.1 | 0 | 1258 |  |  | 1258 | 0 |  | Electric Utility | N | OP |  | Non Combustion (NUC, WAT, WND, GEO, or SUN)
EXCLUDE | MI | Big Quinnesec 92 | 7820 | 1 | WAT | HY | 8.9 | 5.2 | 0 | 44302.5 |  |  | 44302.5 | 0 |  | Electric Utility | N | OP |  | Non Combustion (NUC, WAT, WND, GEO, or SUN)
EXCLUDE | MI | Big Quinnesec 92 | 7820 | 2 | WAT | HY | 8.9 | 5.2 | 0 | 44302.5 |  |  | 44302.5 | 0 |  | Electric Utility | N | OP |  | Non Combustion (NUC, WAT, WND, GEO, or SUN)
EXCLUDE | MI | Brent Run Generating Station | 54910 | 7-1 | LFG | IC | 0.8 | 0.8 | 0 | 0 |  |  | 0 | 0 |  | IPP Non-CHP | N | OP |  | Internal Combustion (PRMVR=IC)
EXCLUDE | MI | Brent Run Generating Station | 54910 | 7-2 | LFG | IC | 0.8 | 0.8 | 0 | 0 |  |  | 0 | 0 |  | IPP Non-CHP | N | OP |  | Internal Combustion (PRMVR=IC)
EXCLUDE | MI | Brent Run Generating Station | 54910 | 7-3 | LFG | IC | 0.6 | 0.6 | 0 | 0 |  |  | 0 | 0 |  | IPP Non-CHP | N | OP |  | Internal Combustion (PRMVR=IC)
EXCLUDE | MI | Buchanan | 1754 | 1 | WAT | HY | 0.4 | 2.3 | 0 | 1343.6364 |  |  | 1343.6364 | 0 |  | Electric Utility | N | OP |  | Non Combustion (NUC, WAT, WND, GEO, or SUN)
EXCLUDE | MI | Buchanan | 1754 | 2 | WAT | HY | 0.4 |  | 0 | 1343.6364 |  |  | 1343.6364 | 0 |  | Electric Utility | N | OP |  | Non Combustion (NUC, WAT, WND, GEO, or SUN)
EXCLUDE | MI | Buchanan | 1754 | 3 | WAT | HY | 0.4 |  | 0 | 1343.6364 |  |  | 1343.6364 | 0 |  | Electric Utility | N | OP |  | Non Combustion (NUC, WAT, WND, GEO, or SUN)
EXCLUDE | MI | Buchanan | 1754 | 4 | WAT | HY | 0.4 |  | 0 | 1343.6364 |  |  | 1343.6364 | 0 |  | Electric Utility | N | OP |  | Non Combustion (NUC, WAT, WND, GEO, or SUN)
EXCLUDE | MI | Buchanan | 1754 | 5 | WAT | HY | 0.4 |  | 0 | 1343.6364 |  |  | 1343.6364 | 0 |  | Electric Utility | N | OP |  | Non Combustion (NUC, WAT, WND, GEO, or SUN)
EXCLUDE | MI | Buchanan | 1754 | 6 | WAT | HY | 0.4 |  | 0 | 1343.6364 |  |  | 1343.6364 | 0 |  | Electric Utility | N | OP |  | Non Combustion (NUC, WAT, WND, GEO, or SUN)
EXCLUDE | MI | Buchanan | 1754 | 7 | WAT | HY | 0.5 |  | 0 | 1679.5455 |  |  | 1679.5455 | 0 |  | Electric Utility | N | OP |  | Non Combustion (NUC, WAT, WND, GEO, or SUN)
EXCLUDE | MI | Buchanan | 1754 | 8 | WAT | HY | 0.5 |  | 0 | 1679.5455 |  |  | 1679.5455 | 0 |  | Electric Utility | N | OP |  | Non Combustion (NUC, WAT, WND, GEO, or SUN)
EXCLUDE | MI | Buchanan | 1754 | 9 | WAT | HY | 0.5 |  | 0 | 1679.5455 |  |  | 1679.5455 | 0 |  | Electric Utility | N | OP |  | Non Combustion (NUC, WAT, WND, GEO, or SUN)
EXCLUDE | MI | Buchanan | 1754 | 10 | WAT | HY | 0.5 |  | 0 | 1679.5455 |  |  | 1679.5455 | 0 |  | Electric Utility | N | OP |  | Non Combustion (NUC, WAT, WND, GEO, or SUN)
EXCLUDE | MI | C W Tippy | 1698 | 1 | WAT | HY | 6.7 | 2 | 0 | 19369.6667 |  |  | 19369.6667 | 0 |  | Electric Utility | N | OP |  | Non Combustion (NUC, WAT, WND, GEO, or SUN)
EXCLUDE | MI | C W Tippy | 1698 | 2 | WAT | HY | 6.7 | 2 | 0 | 19369.6667 |  |  | 19369.6667 | 0 |  | Electric Utility | N | OP |  | Non Combustion (NUC, WAT, WND, GEO, or SUN)
EXCLUDE | MI | C W Tippy | 1698 | 3 | WAT | HY | 6.7 | 2 | 0 | 19369.6667 |  |  | 19369.6667 | 0 |  | Electric Utility | N | OP |  | Non Combustion (NUC, WAT, WND, GEO, or SUN)
EXCLUDE | MI | Cadillac Renewable Energy | 54415 | GEN1 | WDS | ST | 44 | 39.6 | 650 | 188101 |  |  | 188101 | 338471.9633 |  | IPP Non-CHP/Small Power Producer | N | OP |  | Non Fossil fuel type
EXCLUDE | MI | Cargill Salt | 54965 | ACTG | BIT | ST | 2 | 2 | 0 | 8538 | 0.056326 | 650754.2128 | 151581.8627 | 81484.9528 |  | Industrial CHP | Y | OP |  | Steam unit (PRMVR=ST) under 25MW/250 MMBtu/hr
EXCLUDE | MI | Cargill Salt | 54965 | DCT | BIT | ST | 1.2 | 1.2 | 0 | 0 |  |  | 0 | 0 |  | Industrial CHP | N | RE | 2002 | Steam unit (PRMVR=ST) under 25MW/250 MMBtu/hr
EXCLUDE | MI | Cargill Salt | 54965 | DCTG | BIT | ST | 0.7 | 0.7 | 0 | 0 |  |  | 0 | 0 |  | Industrial CHP | N | RE | 2001 | Steam unit (PRMVR=ST) under 25MW/250 MMBtu/hr
EXCLUDE | MI | Caro | 1874 | 1 | DFO | IC | 1.3 | 1 | 0 | 0 |  |  | 0 | 0 |  | Electric Utility | N | OP |  | Internal Combustion (PRMVR=IC)
EXCLUDE | MI | Caro | 1874 | 2 | DFO | IC | 1.3 | 1 | 0 | 0 |  |  | 0 | 0 |  | Electric Utility | N | OP |  | Internal Combustion (PRMVR=IC)
EXCLUDE | MI | Caro | 1874 | 3 | DFO | IC | 1.3 | 1 | 0 | 0 |  |  | 0 | 0 |  | Electric Utility | N | OP |  | Internal Combustion (PRMVR=IC)
EXCLUDE | MI | Caro | 1874 | 4 | DFO | IC | 1.5 | 1.5 | 0 | 0 |  |  | 0 | 0 |  | Electric Utility | N | OP |  | Internal Combustion (PRMVR=IC)
EXCLUDE | MI | Caro | 1874 | 5 | DFO | IC | 2 | 2 | 0 | 0 |  |  | 0 | 0 |  | Electric Utility | N | OP |  | Internal Combustion (PRMVR=IC)
EXCLUDE | MI | Caro | 1874 | 6 | DFO | IC | 2 | 2 | 0 | 0 |  |  | 0 | 0 |  | Electric Utility | N | OP |  | Internal Combustion (PRMVR=IC)
EXCLUDE | MI | Cascade Dam | 50436 | CAS1 | WAT | HY | 1.6 | 1.6 | 0 | 8486 |  |  | 8486 | 0 |  | IPP Non-CHP | N | OP |  | Non Combustion (NUC, WAT, WND, GEO, or SUN)
EXCLUDE | MI | Cataract | 7118 | 1 | WAT | HY | 2 | 0.6 | 0 | 0 |  |  | 0 | 0 |  | Electric Utility | N | OP |  | Non Combustion (NUC, WAT, WND, GEO, or SUN)
EXCLUDE | MI | Central Michigan University | 56190 | GT1 | NG | GT | 3.8 | 3.2 | 0 | 24899.84 | 0.1269 | 779375.3784 | 196216.2333 | 21302.8183 |  | Commercial CHP | Y | SB |  | Simple Cycle Turbine (PRMVR=GT or OT) unit under 25MW
EXCLUDE | MI | Central Michigan University | 56190 | STM1 | WDS | ST | 1 | 1 | 0 | 6076.08 | 0.16901 | 135908.1064 | 35950.3707 | 32415.0522 |  | Commercial CHP | Y | OP |  | Non Fossil fuel type
EXCLUDE | MI | Chalk Hill | 1776 | 1 | WAT | HY | 3.3 | 0.1 | 0 | 8236.3333 |  |  | 8236.3333 | 0 |  | Electric Utility | N | OP |  | Non Combustion (NUC, WAT, WND, GEO, or SUN)
EXCLUDE | MI | Chalk Hill | 1776 | 2 | WAT | HY | 3.3 | 1.9 | 0 | 8236.3333 |  |  | 8236.3333 | 0 |  | Electric Utility | N | OP |  | Non Combustion (NUC, WAT, WND, GEO, or SUN)
EXCLUDE | MI | Chalk Hill | 1776 | 3 | WAT | HY | 3.3 | 0.8 | 0 | 8236.3333 |  |  | 8236.3333 | 0 |  | Electric Utility | N | OP |  | Non Combustion (NUC, WAT, WND, GEO, or SUN)
EXCLUDE | MI | Cheboygan | 50461 | GEN1 | WAT | HY | 1.5 | 0.7 | 0 | 6555 |  |  | 6555 | 0 |  | Industrial Non-CHP | N | OP |  | Non Combustion (NUC, WAT, WND, GEO, or SUN)
EXCLUDE | MI | Claude Vandyke | 1880 | 5 | NG | IC | 3.5 | 3 | 0 | 0 |  |  | 0 | 0 |  | Electric Utility | N | RE | 2003 | Internal Combustion (PRMVR=IC)
EXCLUDE | MI | Claude Vandyke | 1880 | 6 | NG | CC | 23 | 19.3 | 0 | 3235 |  |  | 3235 | 2359.6743 |  | Electric Utility | N | OP |  | Combined Cycle (PRMVR=CC) unit under 25MW
EXCLUDE | MI | Claude Vandyke | 1880 | 8 | NG | GT | 24.8 | 20.2 | 0 | 1439 |  |  | 1439 | 1467.7028 |  | Electric Utility | N | OP |  | Simple Cycle Turbine (PRMVR=GT or OT) unit under 25MW
EXCLUDE | MI | Clinton | 1818 | 1 | DFO | IC | 0.5 | 0.5 | 0 | 0 |  |  | 0 | 0 |  | Electric Utility | N | SB |  | Internal Combustion (PRMVR=IC)
EXCLUDE | MI | Clinton | 1818 | 2 | DFO | IC | 0.5 | 0.5 | 0 | 0 |  |  | 0 | 0 |  | Electric Utility | N | SB |  | Internal Combustion (PRMVR=IC)
EXCLUDE | MI | Clinton | 1818 | 3 | DFO | IC | 0.4 | 0.4 | 0 | 0 |  |  | 0 | 0 |  | Electric Utility | N | RE | 2008 | Internal Combustion (PRMVR=IC)
EXCLUDE | MI | Clinton | 1818 | 4 | DFO | IC | 0.4 | 0.4 | 0 | 0 |  |  | 0 | 0 |  | Electric Utility | N | RE | 2008 | Internal Combustion (PRMVR=IC)
EXCLUDE | MI | Clinton | 1818 | 5 | DFO | IC | 0.4 | 0.4 | 0 | 0 |  |  | 0 | 0 |  | Electric Utility | N | RE | 2008 | Internal Combustion (PRMVR=IC)
EXCLUDE | MI | Clinton | 1818 | 6 | NG | IC | 2 | 2 | 0 | 0 |  |  | 0 | 0 |  | Electric Utility | N | OP |  | Internal Combustion (PRMVR=IC)
EXCLUDE | MI | Coldwater | 1819 | 1 | DFO | IC | 0.7 | 0.7 | 0 | 0 |  |  | 0 | 0 |  | Electric Utility | N | RE | 2002 | Internal Combustion (PRMVR=IC)
EXCLUDE | MI | Coldwater | 1819 | 3 | NG | IC | 3.5 | 3.5 | 0 | 0 |  |  | 0 | 0 |  | Electric Utility | N | OP |  | Internal Combustion (PRMVR=IC)
EXCLUDE | MI | Coldwater | 1819 | IC4 | DFO | IC | 2.5 | 2.5 | 0 | 0 |  |  | 0 | 0 |  | Electric Utility | N | OP |  | Internal Combustion (PRMVR=IC)
EXCLUDE | MI | Coldwater | 1819 | IC5 | NG | IC | 6 | 6 | 0 | 0 |  |  | 0 | 0 |  | Electric Utility | N | OP |  | Internal Combustion (PRMVR=IC)
EXCLUDE | MI | Colfax | 1725 | 1 | DFO | IC | 2.7 | 2.4 | 0 | 0 |  |  | 0 | 0 |  | Electric Utility | N | OP |  | Internal Combustion (PRMVR=IC)
EXCLUDE | MI | Colfax | 1725 | 2 | DFO | IC | 2.7 | 2.4 | 0 | 0 |  |  | 0 | 0 |  | Electric Utility | N | OP |  | Internal Combustion (PRMVR=IC)
EXCLUDE | MI | Colfax | 1725 | 3 | DFO | IC | 2.7 | 2.4 | 0 | 0 |  |  | 0 | 0 |  | Electric Utility | N | OP |  | Internal Combustion (PRMVR=IC)
EXCLUDE | MI | Colfax | 1725 | 4 | DFO | IC | 2.7 | 2.4 | 0 | 0 |  |  | 0 | 0 |  | Electric Utility | N | OP |  | Internal Combustion (PRMVR=IC)
EXCLUDE | MI | Colfax | 1725 | 5 | DFO | IC | 2.7 | 2.4 | 0 | 0 |  |  | 0 | 0 |  | Electric Utility | N | OP |  | Internal Combustion (PRMVR=IC)
EXCLUDE | MI | Conners Creek | 1726 | 1 | DFO | IC | 2.7 | 2.3 | 0 | 0 |  |  | 0 | 0 |  | Electric Utility | N | OP |  | Internal Combustion (PRMVR=IC)
EXCLUDE | MI | Conners Creek | 1726 | 2 | DFO | IC | 2.7 | 2.3 | 0 | 0 |  |  | 0 | 0 |  | Electric Utility | N | OP |  | Internal Combustion (PRMVR=IC)
OGST | MI | Conners Creek | 1726 | 15 | NG | ST | 135 | 100 | 0 | 0 |  |  | 0 | 0 |  | Electric Utility | N | OS
OGST | MI | Conners Creek | 1726 | 16 | NG | ST | 135 | 130 | 0 | 0 |  |  | 0 | 0 |  | Electric Utility | N | OS
EXCLUDE | MI | Constantine | 1760 | 1 | WAT | HY | 0.3 | 0.5 | 0 | 1735.25 |  |  | 1735.25 | 0 |  | Electric Utility | N | OP |  | Non Combustion (NUC, WAT, WND, GEO, or SUN)
EXCLUDE | MI | Constantine | 1760 | 2 | WAT | HY | 0.3 |  | 0 | 1735.25 |  |  | 1735.25 | 0 |  | Electric Utility | N | OP |  | Non Combustion (NUC, WAT, WND, GEO, or SUN)
EXCLUDE | MI | Constantine | 1760 | 3 | WAT | HY | 0.3 |  | 0 | 1735.25 |  |  | 1735.25 | 0 |  | Electric Utility | N | OP |  | Non Combustion (NUC, WAT, WND, GEO, or SUN)
EXCLUDE | MI | Constantine | 1760 | 4 | WAT | HY | 0.3 |  | 0 | 1735.25 |  |  | 1735.25 | 0 |  | Electric Utility | N | OP |  | Non Combustion (NUC, WAT, WND, GEO, or SUN)
EXCLUDE | MI | Cooke | 1700 | 1 | WAT | HY | 3 | 1.5 | 0 | 8331.6667 |  |  | 8331.6667 | 0 |  | Electric Utility | N | OP |  | Non Combustion (NUC, WAT, WND, GEO, or SUN)
EXCLUDE | MI | Cooke | 1700 | 2 | WAT | HY | 3 | 3 | 0 | 8331.6667 |  |  | 8331.6667 | 0 |  | Electric Utility | N | OP |  | Non Combustion (NUC, WAT, WND, GEO, or SUN)
EXCLUDE | MI | Cooke | 1700 | 3 | WAT | HY | 3 | 3 | 0 | 8331.6667 |  |  | 8331.6667 | 0 |  | Electric Utility | N | OP |  | Non Combustion (NUC, WAT, WND, GEO, or SUN)
EXCLUDE | MI | Croswell | 7497 | 1 | DFO | IC | 0.6 | 0.6 | 0 | 0 |  |  | 0 | 0 |  | Electric Utility | N | OP |  | Internal Combustion (PRMVR=IC)
EXCLUDE | MI | Croswell | 7497 | 2 | DFO | IC | 0.7 | 0.7 | 0 | 0 |  |  | 0 | 0 |  | Electric Utility | N | OP |  | Internal Combustion (PRMVR=IC)
EXCLUDE | MI | Croswell | 7497 | 3 | DFO | IC | 1.2 | 1.2 | 0 | 0 |  |  | 0 | 0 |  | Electric Utility | N | OP |  | Internal Combustion (PRMVR=IC)
EXCLUDE | MI | Croswell | 7497 | 4 | DFO | IC | 1.3 | 1.3 | 0 | 0 |  |  | 0 | 0 |  | Electric Utility | N | OP |  | Internal Combustion (PRMVR=IC)
EXCLUDE | MI | Croswell | 7497 | 5 | DFO | IC | 1.3 | 1.3 | 0 | 0 |  |  | 0 | 0 |  | Electric Utility | N | OP |  | Internal Combustion (PRMVR=IC)
EXCLUDE | MI | Croton | 1701 | 1 | WAT | HY | 3 | 1.2 | 0 | 13080.6742 |  |  | 13080.6742 | 0 |  | Electric Utility | N | OP |  | Non Combustion (NUC, WAT, WND, GEO, or SUN)
EXCLUDE | MI | Croton | 1701 | 2 | WAT | HY | 3 | 1.2 | 0 | 13080.6742 |  |  | 13080.6742 | 0 |  | Electric Utility | N | OP |  | Non Combustion (NUC, WAT, WND, GEO, or SUN)
EXCLUDE | MI | Croton | 1701 | 3 | WAT | HY | 1.4 | 0.6 | 0 | 6104.3146 |  |  | 6104.3146 | 0 |  | Electric Utility | N | OP |  | Non Combustion (NUC, WAT, WND, GEO, or SUN)
EXCLUDE | MI | Croton | 1701 | 4 | WAT | HY | 1.5 | 0.6 | 0 | 6540.3371 |  |  | 6540.3371 | 0 |  | Electric Utility | N | OP |  | Non Combustion (NUC, WAT, WND, GEO, or SUN)
EXCLUDE | MI | Crystal Falls | 1821 | 1 | WAT | HY | 0.3 | 0.3 | 0 | 1350 |  |  | 1350 | 0 |  | Electric Utility | N | OP |  | Non Combustion (NUC, WAT, WND, GEO, or SUN)
EXCLUDE | MI | Crystal Falls | 1821 | 2 | WAT | HY | 0.3 | 0.3 | 0 | 1350 |  |  | 1350 | 0 |  | Electric Utility | N | OP |  | Non Combustion (NUC, WAT, WND, GEO, or SUN)
EXCLUDE | MI | Crystal Falls | 1821 | 3 | WAT | HY | 0.4 | 0.4 | 0 | 1800 |  |  | 1800 | 0 |  | Electric Utility | N | OP |  | Non Combustion (NUC, WAT, WND, GEO, or SUN)
EXCLUDE | MI | Dafter | 1868 | 1 | DFO | IC | 1 | 0.9 | 0 | 0 |  |  | 0 | 0 |  | Electric Utility | N | OP |  | Internal Combustion (PRMVR=IC)
EXCLUDE | MI | Dafter | 1868 | 2 | DFO | IC | 1 | 0.9 | 0 | 0 |  |  | 0 | 0 |  | Electric Utility | N | RE | 1995 | Internal Combustion (PRMVR=IC)
EXCLUDE | MI | Dafter | 1868 | 3 | DFO | IC | 1 | 0.9 | 0 | 0 |  |  | 0 | 0 |  | Electric Utility | N | OP |  | Internal Combustion (PRMVR=IC)
EXCLUDE | MI | Dafter | 1868 | 4 | DFO | IC | 3 | 2.5 | 0 | 0 |  |  | 0 | 0 |  | Electric Utility | N | OP |  | Internal Combustion (PRMVR=IC)
EXCLUDE | MI | Dafter | 1868 | 5 | DFO | IC | 3 | 2.5 | 0 | 0 |  |  | 0 | 0 |  | Electric Utility | N | OP |  | Internal Combustion (PRMVR=IC)
OGST | MI | Dan E Karn | 1702 | 3 | NG | ST | 692.5 | 638 | 511.8765 | 54733 |  |  | 54733 | 59345.1339 |  | Electric Utility | N | OP
OGST | MI | Dan E Karn | 1702 | 4 | NG | ST | 709.8 | 638 | 338.3549 | 36179 |  |  | 36179 | 39227.6616 |  | Electric Utility | N | OP
COALST | MI | Dan E Karn | 1702 | 1A | SUB | ST | 136 | 255 | 11239.661 | 1201814 |  |  | 1201814 | 1303086.123 |  | Electric Utility | N | OP
COALST | MI | Dan E Karn | 1702 | 1B | SUB | ST | 136 |  | 1804.6623 | 0 |  |  | 0 | 0 |  | Electric Utility | N | OP
COALST | MI | Dan E Karn | 1702 | 2A | SUB | ST | 136 | 260 | 13736.6829 | 1468811 |  |  | 1468811 | 1592581.9065 |  | Electric Utility | N | OP
COALST | MI | Dan E Karn | 1702 | 2B | SUB | ST | 136 |  | 1804.6623 | 0 |  |  | 0 | 0 |  | Electric Utility | N | OP
EXCLUDE | MI | Dayton | 1727 | 1 | DFO | IC | 2 | 2 | 0 | 0 |  |  | 0 | 0 |  | Electric Utility | N | OP |  | Internal Combustion (PRMVR=IC)
EXCLUDE | MI | Dayton | 1727 | 2 | DFO | IC | 2 | 2 | 0 | 0 |  |  | 0 | 0 |  | Electric Utility | N | OP |  | Internal Combustion (PRMVR=IC)
EXCLUDE | MI | Dayton | 1727 | 3 | DFO | IC | 2 | 2 | 0 | 0 |  |  | 0 | 0 |  | Electric Utility | N | OP |  | Internal Combustion (PRMVR=IC)
EXCLUDE | MI | Dayton | 1727 | 4 | DFO | IC | 2 | 2 | 0 | 0 |  |  | 0 | 0 |  | Electric Utility | N | OP |  | Internal Combustion (PRMVR=IC)
EXCLUDE | MI | Dayton | 1727 | 5 | DFO | IC | 2 | 2 | 0 | 0 |  |  | 0 | 0 |  | Electric Utility | N | OP |  | Internal Combustion (PRMVR=IC)
NGCC | MI | Dearborn Industrial Generation | 55088 | GT1 | NG | CC | 170 | 155 | 0 | 519771.2542 | 0.54569 | 1968640.0564 | 952502.8024 | 285530.7477 |  | IPP CHP | Y | OP
NGCC | MI | Dearborn Industrial Generation | 55088 | GT2 | NG | CC | 170 | 155 | 2164 | 519771.2542 | 0.54569 | 1968640.0564 | 952502.8024 | 285530.7477 |  | Electric Utility/IPP CHP | Y | OP
SSTLOGN | MI | Dearborn Industrial Generation | 55088 | GTP1 | NG | GT | 170 | 150 | 2164 | 67872 | 0.99999 | 3.7053 | 67872.8145 | 43561.725 |  | Electric Utility/IPP CHP | Y | OP
NGCC | MI | Dearborn Industrial Generation | 55088 | ST1 | NG | CC | 250 | 250 | 2240.1 | 764369.4915 | 0.54569 | 2895058.9065 | 1400739.4153 | 419898.1584 |  | Electric Utility/IPP CHP | Y | OP
EXCLUDE | MI | Decorative Panels Intl | 10149 | GEN1 | BIT | ST | 7.5 | 6.8 | 0 | 36763 | 0.094385 | 1604720.2405 | 389500.4503 | 185304.7745 |  | Industrial CHP | Y | OP |  | Steam unit (PRMVR=ST) under 25MW/250 MMBtu/hr
SSTLOGN | MI | Delray | 1728 | 11-1 | NG | GT | 71.1 | 62 | 1000 | 9173.5 |  |  | 9173.5 | 8517.935 |  | Electric Utility | N | OP
SSTLOGN | MI | Delray | 1728 | 12-1 | NG | GT | 71.1 | 58 | 912.5 | 9173.5 |  |  | 9173.5 | 2727.499 |  | Electric Utility | N | OP
EXCLUDE | MI | Detour | 6369 | 6 | DFO | IC | 3 | 2.5 | 0 | 0 |  |  | 0 | 0 |  | Electric Utility | N | OP |  | Internal Combustion (PRMVR=IC)
EXCLUDE | MI | Detour | 6369 | 7 | DFO | IC | 3 | 2.5 | 0 | 0 |  |  | 0 | 0 |  | Electric Utility | N | OP |  | Internal Combustion (PRMVR=IC)
EXCLUDE | MI | Donald C Cook | 6000 | 1 | NUC | ST | 1152 | 1009 | 0 | 8750137.4104 |  |  | 8750137.4104 | 0 |  | Electric Utility | N | OP |  | Non Combustion (NUC, WAT, WND, GEO, or SUN)
EXCLUDE | MI | Donald C Cook | 6000 | 2 | NUC | ST | 1133.3 | 1060 | 0 | 8608099.5896 |  |  | 8608099.5896 | 0 |  | Electric Utility | N | OP |  | Non Combustion (NUC, WAT, WND, GEO, or SUN)
SSTLOGN | MI | DTE East China LLC | 55718 | GT1 | NG | GT | 89.4 | 73 | 1100 | 6682.5 |  |  | 6682.5 | 4960.384 |  | Electric Utility/IPP Non-CHP | N | OP
SSTLOGN | MI | DTE East China LLC | 55718 | GT2 | NG | GT | 89.4 | 72.6 | 1100 | 6682.5 |  |  | 6682.5 | 4979.21 |  | Electric Utility/IPP Non-CHP | N | OP
SSTLOGN | MI | DTE East China LLC | 55718 | GT3 | NG | GT | 89.4 | 74.1 | 1100 | 6682.5 |  |  | 6682.5 | 4575.776 |  | Electric Utility/IPP Non-CHP | N | OP
SSTLOGN | MI | DTE East China LLC | 55718 | GT4 | NG | GT | 89.4 | 75.7 | 1100 | 6682.5 |  |  | 6682.5 | 4472.349 |  | Electric Utility/IPP Non-CHP | N | OP
COALST | MI | DTE Pontiac North LLC | 10111 | GEN1 | BIT | ST | 28.9 | 19 | 0 | 0 | 0 |  |  | 0 |  | IPP CHP | Y | OS
EXCLUDE | MI | Eagle Valley | 57405 | GEN1 | LFG | IC | 1.6 | 1.6 | 0 | 0 |  |  | 0 | 0 |  | IPP Non-CHP | N | OP |  | Internal Combustion (PRMVR=IC)
EXCLUDE | MI | Eagle Valley | 57405 | GEN2 | LFG | IC | 1.6 | 1.6 | 0 | 0 |  |  | 0 | 0 |  | IPP Non-CHP | N | OP |  | Internal Combustion (PRMVR=IC)
COALST | MI | Eckert Station | 1831 | 1 | SUB | ST | 44 | 35 | 509 | 106245 |  |  | 106245 | 174524.413 |  | Electric Utility | N | OP
COALST | MI | Eckert Station | 1831 | 2 | SUB | ST | 44 | 35.1 | 522 | 112591 |  |  | 112591 | 170594.727 |  | Electric Utility | N | OP
COALST | MI | Eckert Station | 1831 | 3 | SUB | ST | 47 | 35.5 | 522 | 114864 |  |  | 114864 | 166964.431 |  | Electric Utility | N | OP
COALST | MI | Eckert Station | 1831 | 4 | SUB | ST | 80 | 64.1 | 807 | 372824 |  |  | 372824 | 498239.372 |  | Electric Utility | N | OP
COALST | MI | Eckert Station | 1831 | 5 | SUB | ST | 80 | 63.4 | 807 | 262563 |  |  | 262563 | 343906.222 |  | Electric Utility | N | OP
COALST | MI | Eckert Station | 1831 | 6 | SUB | ST | 80 | 65.8 | 807 | 344891 |  |  | 344891 | 506377.055 |  | Electric Utility | N | OP
EXCLUDE | MI | Edenville | 50158 | 1 | WAT | HY | 2.4 | 2.4 | 0 | 8804.5 |  |  | 8804.5 | 0 |  | IPP Non-CHP | N | OP |  | Non Combustion (NUC, WAT, WND, GEO, or SUN)
EXCLUDE | MI | Edenville | 50158 | 2 | WAT | HY | 2.4 | 2.4 | 0 | 8804.5 |  |  | 8804.5 | 0 |  | IPP Non-CHP | N | SB |  | Non Combustion (NUC, WAT, WND, GEO, or SUN)
EXCLUDE | MI | Edison Sault | 1751 | 6 | WAT | HY | 0.6 | 0.4 | 0 | 1743.2297 |  |  | 1743.2297 | 0 |  | Electric Utility | N | OP |  | Non Combustion (NUC, WAT, WND, GEO, or SUN)
EXCLUDE | MI | Edison Sault | 1751 | 7 | WAT | HY | 0.6 | 0.4 | 0 | 1743.2297 |  |  | 1743.2297 | 0 |  | Electric Utility | N | OP |  | Non Combustion (NUC, WAT, WND, GEO, or SUN)
EXCLUDE | MI | Edison Sault | 1751 | 8 | WAT | HY | 0.6 | 0.4 | 0 | 1743.2297 |  |  | 1743.2297 | 0 |  | Electric Utility | N | OP |  | Non Combustion (NUC, WAT, WND, GEO, or SUN)
EXCLUDE | MI | Edison Sault | 1751 | 9 | WAT | HY | 0.6 | 0.4 | 0 | 1743.2297 |  |  | 1743.2297 | 0 |  | Electric Utility | N | OP |  | Non Combustion (NUC, WAT, WND, GEO, or SUN)
EXCLUDE | MI | Edison Sault | 1751 | 10 | WAT | HY | 0.6 | 0.4 | 0 | 1743.2297 |  |  | 1743.2297 | 0 |  | Electric Utility | N | OP |  | Non Combustion (NUC, WAT, WND, GEO, or SUN)
EXCLUDE | MI | Edison Sault | 1751 | 11 | WAT | HY | 0.6 | 0.4 | 0 | 1743.2297 |  |  | 1743.2297 | 0 |  | Electric Utility | N | OP |  | Non Combustion (NUC, WAT, WND, GEO, or SUN)
EXCLUDE | MI | Edison Sault | 1751 | 12 | WAT | HY | 0.6 | 0.4 | 0 | 1743.2297 |  |  | 1743.2297 | 0 |  | Electric Utility | N | OP |  | Non Combustion (NUC, WAT, WND, GEO, or SUN)
EXCLUDE | MI | Edison Sault | 1751 | 13 | WAT | HY | 0.6 | 0.4 | 0 | 1743.2297 |  |  | 1743.2297 | 0 |  | Electric Utility | N | OP |  | Non Combustion (NUC, WAT, WND, GEO, or SUN)
EXCLUDE | MI | Edison Sault | 1751 | 14 | WAT | HY | 0.6 | 0.4 | 0 | 1743.2297 |  |  | 1743.2297 | 0 |  | Electric Utility | N | OP |  | Non Combustion (NUC, WAT, WND, GEO, or SUN)
EXCLUDE | MI | Edison Sault | 1751 | 15 | WAT | HY | 0.6 | 0.4 | 0 | 1743.2297 |  |  | 1743.2297 | 0 |  | Electric Utility | N | OP |  | Non Combustion (NUC, WAT, WND, GEO, or SUN)
EXCLUDE | MI | Edison Sault | 1751 | 16 | WAT | HY | 0.6 | 0.4 | 0 | 1743.2297 |  |  | 1743.2297 | 0 |  | Electric Utility | N | OP |  | Non Combustion (NUC, WAT, WND, GEO, or SUN)
EXCLUDE | MI | Edison Sault | 1751 | 17 | WAT | HY | 0.6 | 0.4 | 0 | 1743.2297 |  |  | 1743.2297 | 0 |  | Electric Utility | N | OP |  | Non Combustion (NUC, WAT, WND, GEO, or SUN)
EXCLUDE | MI | Edison Sault | 1751 | 18 | WAT | HY | 0.6 | 0.4 | 0 | 1743.2297 |  |  | 1743.2297 | 0 |  | Electric Utility | N | OP |  | Non Combustion (NUC, WAT, WND, GEO, or SUN)
EXCLUDE | MI | Edison Sault | 1751 | 19 | WAT | HY | 0.6 | 0.4 | 0 | 1743.2297 |  |  | 1743.2297 | 0 |  | Electric Utility | N | OP |  | Non Combustion (NUC, WAT, WND, GEO, or SUN)
EXCLUDE | MI | Edison Sault | 1751 | 20 | WAT | HY | 0.6 | 0.4 | 0 | 1743.2297 |  |  | 1743.2297 | 0 |  | Electric Utility | N | OP |  | Non Combustion (NUC, WAT, WND, GEO, or SUN)
EXCLUDE | MI | Edison Sault | 1751 | 21 | WAT | HY | 0.6 | 0.4 | 0 | 1743.2297 |  |  | 1743.2297 | 0 |  | Electric Utility | N | OP |  | Non Combustion (NUC, WAT, WND, GEO, or SUN)
EXCLUDE | MI | Edison Sault | 1751 | 22 | WAT | HY | 0.6 | 0.4 | 0 | 1743.2297 |  |  | 1743.2297 | 0 |  | Electric Utility | N | OP |  | Non Combustion (NUC, WAT, WND, GEO, or SUN)
EXCLUDE | MI | Edison Sault | 1751 | 23 | WAT | HY | 0.6 | 0.4 | 0 | 1743.2297 |  |  | 1743.2297 | 0 |  | Electric Utility | N | OP |  | Non Combustion (NUC, WAT, WND, GEO, or SUN)
EXCLUDE | MI | Edison Sault | 1751 | 24 | WAT | HY | 0.6 | 0.4 | 0 | 1743.2297 |  |  | 1743.2297 | 0 |  | Electric Utility | N | OP |  | Non Combustion (NUC, WAT, WND, GEO, or SUN)
EXCLUDE | MI | Edison Sault | 1751 | 25 | WAT | HY | 0.6 | 0.4 | 0 | 1743.2297 |  |  | 1743.2297 | 0 |  | Electric Utility | N | OP |  | Non Combustion (NUC, WAT, WND, GEO, or SUN)
EXCLUDE | MI | Edison Sault | 1751 | 26 | WAT | HY | 0.6 | 0.4 | 0 | 1743.2297 |  |  | 1743.2297 | 0 |  | Electric Utility | N | OP |  | Non Combustion (NUC, WAT, WND, GEO, or SUN)
EXCLUDE | MI | Edison Sault | 1751 | 27 | WAT | HY | 0.6 | 0.4 | 0 | 1743.2297 |  |  | 1743.2297 | 0 |  | Electric Utility | N | OP |  | Non Combustion (NUC, WAT, WND, GEO, or SUN)
EXCLUDE | MI | Edison Sault | 1751 | 28 | WAT | HY | 0.6 | 0.4 | 0 | 1743.2297 |  |  | 1743.2297 | 0 |  | Electric Utility | N | OP |  | Non Combustion (NUC, WAT, WND, GEO, or SUN)
EXCLUDE | MI | Edison Sault | 1751 | 29 | WAT | HY | 0.6 | 0.4 | 0 | 1743.2297 |  |  | 1743.2297 | 0 |  | Electric Utility | N | OP |  | Non Combustion (NUC, WAT, WND, GEO, or SUN)
EXCLUDE | MI | Edison Sault | 1751 | 30 | WAT | HY | 0.6 | 0.4 | 0 | 1743.2297 |  |  | 1743.2297 | 0 |  | Electric Utility | N | OP |  | Non Combustion (NUC, WAT, WND, GEO, or SUN)
EXCLUDE | MI | Edison Sault | 1751 | 31 | WAT | HY | 0.6 | 0.4 | 0 | 1743.2297 |  |  | 1743.2297 | 0 |  | Electric Utility | N | OP |  | Non Combustion (NUC, WAT, WND, GEO, or SUN)
EXCLUDE | MI | Edison Sault | 1751 | 32 | WAT | HY | 0.6 | 0.4 | 0 | 1743.2297 |  |  | 1743.2297 | 0 |  | Electric Utility | N | OP |  | Non Combustion (NUC, WAT, WND, GEO, or SUN)
EXCLUDE | MI | Edison Sault | 1751 | 33 | WAT | HY | 0.6 | 0.4 | 0 | 1743.2297 |  |  | 1743.2297 | 0 |  | Electric Utility | N | OP |  | Non Combustion (NUC, WAT, WND, GEO, or SUN)
EXCLUDE | MI | Edison Sault | 1751 | 34 | WAT | HY | 0.6 | 0.4 | 0 | 1743.2297 |  |  | 1743.2297 | 0 |  | Electric Utility | N | OP |  | Non Combustion (NUC, WAT, WND, GEO, or SUN)
EXCLUDE | MI | Edison Sault | 1751 | 35 | WAT | HY | 0.6 | 0.4 | 0 | 1743.2297 |  |  | 1743.2297 | 0 |  | Electric Utility | N | OP |  | Non Combustion (NUC, WAT, WND, GEO, or SUN)
EXCLUDE | MI | Edison Sault | 1751 | 36 | WAT | HY | 0.6 | 0.4 | 0 | 1743.2297 |  |  | 1743.2297 | 0 |  | Electric Utility | N | OP |  | Non Combustion (NUC, WAT, WND, GEO, or SUN)
EXCLUDE | MI | Edison Sault | 1751 | 37 | WAT | HY | 0.6 | 0.4 | 0 | 1743.2297 |  |  | 1743.2297 | 0 |  | Electric Utility | N | OP |  | Non Combustion (NUC, WAT, WND, GEO, or SUN)
EXCLUDE | MI | Edison Sault | 1751 | 38 | WAT | HY | 0.6 | 0.4 | 0 | 1743.2297 |  |  | 1743.2297 | 0 |  | Electric Utility | N | OP |  | Non Combustion (NUC, WAT, WND, GEO, or SUN)
EXCLUDE | MI | Edison Sault | 1751 | 39 | WAT | HY | 0.6 | 0.4 | 0 | 1743.2297 |  |  | 1743.2297 | 0 |  | Electric Utility | N | OP |  | Non Combustion (NUC, WAT, WND, GEO, or SUN)
EXCLUDE | MI | Edison Sault | 1751 | 40 | WAT | HY | 0.6 | 0.4 | 0 | 1743.2297 |  |  | 1743.2297 | 0 |  | Electric Utility | N | OP |  | Non Combustion (NUC, WAT, WND, GEO, or SUN)
EXCLUDE | MI | Edison Sault | 1751 | 41 | WAT | HY | 0.6 | 0.4 | 0 | 1743.2297 |  |  | 1743.2297 | 0 |  | Electric Utility | N | OP |  | Non Combustion (NUC, WAT, WND, GEO, or SUN)
EXCLUDE | MI | Edison Sault | 1751 | 42 | WAT | HY | 0.5 | 0.4 | 0 | 1452.6914 |  |  | 1452.6914 | 0 |  | Electric Utility | N | OP |  | Non Combustion (NUC, WAT, WND, GEO, or SUN)
EXCLUDE | MI | Edison Sault | 1751 | 45 | WAT | HY | 0.6 | 0.4 | 0 | 1743.2297 |  |  | 1743.2297 | 0 |  | Electric Utility | N | OP |  | Non Combustion (NUC, WAT, WND, GEO, or SUN)
EXCLUDE | MI | Edison Sault | 1751 | 46 | WAT | HY | 0.6 | 0.4 | 0 | 1743.2297 |  |  | 1743.2297 | 0 |  | Electric Utility | N | OP |  | Non Combustion (NUC, WAT, WND, GEO, or SUN)
EXCLUDE | MI | Edison Sault | 1751 | 47 | WAT | HY | 0.6 | 0.4 | 0 | 1743.2297 |  |  | 1743.2297 | 0 |  | Electric Utility | N | OP |  | Non Combustion (NUC, WAT, WND, GEO, or SUN)
EXCLUDE | MI | Edison Sault | 1751 | 48 | WAT | HY | 0.6 | 0.4 | 0 | 1743.2297 |  |  | 1743.2297 | 0 |  | Electric Utility | N | OP |  | Non Combustion (NUC, WAT, WND, GEO, or SUN)
EXCLUDE | MI | Edison Sault | 1751 | 49 | WAT | HY | 0.6 | 0.4 | 0 | 1743.2297 |  |  | 1743.2297 | 0 |  | Electric Utility | N | OP |  | Non Combustion (NUC, WAT, WND, GEO, or SUN)
EXCLUDE | MI | Edison Sault | 1751 | 50 | WAT | HY | 0.6 | 0.4 | 0 | 1743.2297 |  |  | 1743.2297 | 0 |  | Electric Utility | N | OP |  | Non Combustion (NUC, WAT, WND, GEO, or SUN)
EXCLUDE | MI | Edison Sault | 1751 | 51 | WAT | HY | 0.6 | 0.4 | 0 | 1743.2297 |  |  | 1743.2297 | 0 |  | Electric Utility | N | OP |  | Non Combustion (NUC, WAT, WND, GEO, or SUN)
EXCLUDE | MI | Edison Sault | 1751 | 52 | WAT | HY | 0.6 | 0.4 | 0 | 1743.2297 |  |  | 1743.2297 | 0 |  | Electric Utility | N | OP |  | Non Combustion (NUC, WAT, WND, GEO, or SUN)
EXCLUDE | MI | Edison Sault | 1751 | 53 | WAT | HY | 0.6 | 0.4 | 0 | 1743.2297 |  |  | 1743.2297 | 0 |  | Electric Utility | N | OP |  | Non Combustion (NUC, WAT, WND, GEO, or SUN)
EXCLUDE | MI | Edison Sault | 1751 | 54 | WAT | HY | 0.6 | 0.4 | 0 | 1743.2297 |  |  | 1743.2297 | 0 |  | Electric Utility | N | OP |  | Non Combustion (NUC, WAT, WND, GEO, or SUN)
EXCLUDE | MI | Edison Sault | 1751 | 55 | WAT | HY | 0.6 | 0.4 | 0 | 1743.2297 |  |  | 1743.2297 | 0 |  | Electric Utility | N | OP |  | Non Combustion (NUC, WAT, WND, GEO, or SUN)
EXCLUDE | MI | Edison Sault | 1751 | 56 | WAT | HY | 0.6 | 0.4 | 0 | 1743.2297 |  |  | 1743.2297 | 0 |  | Electric Utility | N | OP |  | Non Combustion (NUC, WAT, WND, GEO, or SUN)
EXCLUDE | MI | Edison Sault | 1751 | 57 | WAT | HY | 0.6 | 0.4 | 0 | 1743.2297 |  |  | 1743.2297 | 0 |  | Electric Utility | N | OP |  | Non Combustion (NUC, WAT, WND, GEO, or SUN)
EXCLUDE | MI | Edison Sault | 1751 | 58 | WAT | HY | 0.6 | 0.4 | 0 | 1743.2297 |  |  | 1743.2297 | 0 |  | Electric Utility | N | OP |  | Non Combustion (NUC, WAT, WND, GEO, or SUN)
EXCLUDE | MI | Edison Sault | 1751 | 59 | WAT | HY | 0.6 | 0.4 | 0 | 1743.2297 |  |  | 1743.2297 | 0 |  | Electric Utility | N | OP |  | Non Combustion (NUC, WAT, WND, GEO, or SUN)
EXCLUDE | MI | Edison Sault | 1751 | 60 | WAT | HY | 0.6 | 0.4 | 0 | 1743.2297 |  |  | 1743.2297 | 0 |  | Electric Utility | N | OP |  | Non Combustion (NUC, WAT, WND, GEO, or SUN)
EXCLUDE | MI | Edison Sault | 1751 | 61 | WAT | HY | 0.6 | 0.4 | 0 | 1743.2297 |  |  | 1743.2297 | 0 |  | Electric Utility | N | OP |  | Non Combustion (NUC, WAT, WND, GEO, or SUN)
EXCLUDE | MI | Edison Sault | 1751 | 62 | WAT | HY | 0.5 | 0.4 | 0 | 1452.6914 |  |  | 1452.6914 | 0 |  | Electric Utility | N | OP |  | Non Combustion (NUC, WAT, WND, GEO, or SUN)
EXCLUDE | MI | Edison Sault | 1751 | 63 | WAT | HY | 0.5 | 0.4 | 0 | 1452.6914 |  |  | 1452.6914 | 0 |  | Electric Utility | N | OP |  | Non Combustion (NUC, WAT, WND, GEO, or SUN)
EXCLUDE | MI | Edison Sault | 1751 | 64 | WAT | HY | 0.5 | 0.4 | 0 | 1452.6914 |  |  | 1452.6914 | 0 |  | Electric Utility | N | OP |  | Non Combustion (NUC, WAT, WND, GEO, or SUN)
EXCLUDE | MI | Edison Sault | 1751 | 65 | WAT | HY | 0.5 | 0.4 | 0 | 1452.6914 |  |  | 1452.6914 | 0 |  | Electric Utility | N | OP |  | Non Combustion (NUC, WAT, WND, GEO, or SUN)
EXCLUDE | MI | Edison Sault | 1751 | 66 | WAT | HY | 0.5 | 0.4 | 0 | 1452.6914 |  |  | 1452.6914 | 0 |  | Electric Utility | N | OP |  | Non Combustion (NUC, WAT, WND, GEO, or SUN)
EXCLUDE | MI | Edison Sault | 1751 | 67 | WAT | HY | 0.5 | 0.4 | 0 | 1452.6914 |  |  | 1452.6914 | 0 |  | Electric Utility | N | OP |  | Non Combustion (NUC, WAT, WND, GEO, or SUN)
EXCLUDE | MI | Edison Sault | 1751 | 68 | WAT | HY | 0.5 | 0.4 | 0 | 1452.6914 |  |  | 1452.6914 | 0 |  | Electric Utility | N | OP |  | Non Combustion (NUC, WAT, WND, GEO, or SUN)
EXCLUDE | MI | Edison Sault | 1751 | 69 | WAT | HY | 0.5 | 0.4 | 0 | 1452.6914 |  |  | 1452.6914 | 0 |  | Electric Utility | N | OP |  | Non Combustion (NUC, WAT, WND, GEO, or SUN)
EXCLUDE | MI | Edison Sault | 1751 | 70 | WAT | HY | 0.5 | 0.4 | 0 | 1452.6914 |  |  | 1452.6914 | 0 |  | Electric Utility | N | OP |  | Non Combustion (NUC, WAT, WND, GEO, or SUN)
EXCLUDE | MI | Edison Sault | 1751 | 71 | WAT | HY | 0.5 | 0.4 | 0 | 1452.6914 |  |  | 1452.6914 | 0 |  | Electric Utility | N | OP |  | Non Combustion (NUC, WAT, WND, GEO, or SUN)
EXCLUDE | MI | Edison Sault | 1751 | 72 | WAT | HY | 0.5 | 0.4 | 0 | 1452.6914 |  |  | 1452.6914 | 0 |  | Electric Utility | N | OP |  | Non Combustion (NUC, WAT, WND, GEO, or SUN)
EXCLUDE | MI | Edison Sault | 1751 | 73 | WAT | HY | 0.5 | 0.4 | 0 | 1452.6914 |  |  | 1452.6914 | 0 |  | Electric Utility | N | OP |  | Non Combustion (NUC, WAT, WND, GEO, or SUN)
EXCLUDE | MI | Edison Sault | 1751 | 74 | WAT | HY | 0.5 | 0.4 | 0 | 1452.6914 |  |  | 1452.6914 | 0 |  | Electric Utility | N | OP |  | Non Combustion (NUC, WAT, WND, GEO, or SUN)
EXCLUDE | MI | Edison Sault | 1751 | 75 | WAT | HY | 0.5 | 0.4 | 0 | 1452.6914 |  |  | 1452.6914 | 0 |  | Electric Utility | N | OP |  | Non Combustion (NUC, WAT, WND, GEO, or SUN)
EXCLUDE | MI | Edison Sault | 1751 | 76 | WAT | HY | 0.5 | 0.4 | 0 | 1452.6914 |  |  | 1452.6914 | 0 |  | Electric Utility | N | OP |  | Non Combustion (NUC, WAT, WND, GEO, or SUN)
EXCLUDE | MI | Edison Sault | 1751 | 77 | WAT | HY | 0.5 | 0.4 | 0 | 1452.6914 |  |  | 1452.6914 | 0 |  | Electric Utility | N | OP |  | Non Combustion (NUC, WAT, WND, GEO, or SUN)
EXCLUDE | MI | Edison Sault | 1751 | 78 | WAT | HY | 0.5 | 0.4 | 0 | 1452.6914 |  |  | 1452.6914 | 0 |  | Electric Utility | N | OP |  | Non Combustion (NUC, WAT, WND, GEO, or SUN)
EXCLUDE | MI | Edison Sault | 1751 | 79 | WAT | HY | 0.5 | 0.4 | 0 | 1452.6914 |  |  | 1452.6914 | 0 |  | Electric Utility | N | OP |  | Non Combustion (NUC, WAT, WND, GEO, or SUN)
EXCLUDE | MI | Edison Sault | 1751 | 80 | WAT | HY | 0.5 | 0.4 | 0 | 1452.6914 |  |  | 1452.6914 | 0 |  | Electric Utility | N | OP |  | Non Combustion (NUC, WAT, WND, GEO, or SUN)
COALST | MI | Endicott Station | 4259 | 1 | BIT | ST | 55 | 50 | 617 | 212193 |  |  | 212193 | 369553.818 |  | Electric Utility | N | OP
EXCLUDE | MI | Endicott Station | 4259 | 2 | DFO | IC | 1.6 | 1.6 | 0 | 0 |  |  | 0 | 0 |  | Electric Utility | N | SB |  | Internal Combustion (PRMVR=IC)
EXCLUDE | MI | Endicott Station | 4259 | 3 | DFO | IC | 1.6 | 1.6 | 0 | 0 |  |  | 0 | 0 |  | Electric Utility | N | SB |  | Internal Combustion (PRMVR=IC)
EXCLUDE | MI | EQ Waste Energy Services | 50077 | CAT1 | LFG | IC | 0.5 | 0.5 | 0 | 0 | 0.64114 | 0 | 0 | 0 |  | IPP CHP | Y | OP |  | Internal Combustion (PRMVR=IC)
EXCLUDE | MI | EQ Waste Energy Services | 50077 | CAT2 | LFG | IC | 0.3 | 0.3 | 0 | 0 | 0.64114 | 0 | 0 | 0 |  | IPP CHP | Y | OP |  | Internal Combustion (PRMVR=IC)
EXCLUDE | MI | EQ Waste Energy Services | 50077 | CAT3 | LFG | IC | 0.3 | 0.3 | 0 | 0 | 0.64114 | 0 | 0 | 0 |  | IPP CHP | Y | OP |  | Internal Combustion (PRMVR=IC)
EXCLUDE | MI | EQ Waste Energy Services | 50077 | CAT4 | LFG | IC | 0.3 | 0.3 | 0 | 0 | 0.64114 | 0 | 0 | 0 |  | IPP CHP | Y | OP |  | Internal Combustion (PRMVR=IC)
COALST | MI | Erickson Station | 1832 | 1 | SUB | ST | 154.7 | 153.5 | 1668 | 826857 |  |  | 826857 | 1108185.614 |  | Electric Utility | N | OP
EXCLUDE | MI | Escanaba | 1771 | 1 | BIT | ST | 11.5 | 13 | 0 | 29817 |  |  | 29817 | 44791.8518 |  | Electric Utility | N | OP |  | Steam unit (PRMVR=ST) under 25MW/250 MMBtu/hr
EXCLUDE | MI | Escanaba | 1771 | 2 | BIT | ST | 11.5 | 13 | 0 | 34454 |  |  | 34454 | 51757.6705 |  | Electric Utility | N | OP |  | Steam unit (PRMVR=ST) under 25MW/250 MMBtu/hr
EXCLUDE | MI | Escanaba | 1771 | 3 | DFO | GT | 17.9 | 15.5 | 0 | 550 |  |  | 550 | 1116.1236 |  | Electric Utility | N | OP |  | Simple Cycle Turbine (PRMVR=GT or OT) unit under 25MW
EXCLUDE | MI | Escanaba Paper Company | 10208 | NO.7 | BIT | ST | 27.2 | 32 | 0 | 141142 | 0.45409 | 771939.2758 | 310823.8455 | 415015.993 |  | Industrial CHP | Y | OP |  | Commercial/Industrial Unit
EXCLUDE | MI | Escanaba Paper Company | 10208 | NO.8 | BLQ | ST | 22.1 | 23 | 0 | 170737 | 0.45409 | 933801.3924 | 375998.1501 | 502037.5621 |  | Industrial CHP | Y | OP |  | Steam unit (PRMVR=ST) under 25MW/250 MMBtu/hr
EXCLUDE | MI | Escanaba Paper Company | 10208 | NO9 | BIT | ST | 54 | 45 | 0 | 301716 | 0.45409 | 1650156.7962 | 664440.9699 | 887170.1218 |  | Industrial CHP | Y | OP |  | Commercial/Industrial Unit
EXCLUDE | MI | Fermi | 1729 | 2 | NUC | ST | 1217 | 1085 | 0 | 8890210 |  |  | 8890210 | 0 |  | Electric Utility | N | OP |  | Non Combustion (NUC, WAT, WND, GEO, or SUN)
EXCLUDE | MI | Fermi | 1729 | 3 | DFO | GT | 16 | 12 | 0 | 971.5 |  |  | 971.5 | 1615.632 |  | Electric Utility | N | OP |  | Simple Cycle Turbine (PRMVR=GT or OT) unit under 25MW
EXCLUDE | MI | Fermi | 1729 | 4 | DFO | GT | 16 | 12 | 0 | 971.5 |  |  | 971.5 | 1615.632 |  | Electric Utility | N | OP |  | Simple Cycle Turbine (PRMVR=GT or OT) unit under 25MW
EXCLUDE | MI | Fermi | 1729 | GT1 | DFO | GT | 16 | 12 | 0 | 971.5 |  |  | 971.5 | 1615.632 |  | Electric Utility | N | OP |  | Simple Cycle Turbine (PRMVR=GT or OT) unit under 25MW
EXCLUDE | MI | Fermi | 1729 | GT2 | DFO | GT | 16 | 12 | 0 | 971.5 |  |  | 971.5 | 1615.632 |  | Electric Utility | N | OP |  | Simple Cycle Turbine (PRMVR=GT or OT) unit under 25MW
EXCLUDE | MI | Five Channels | 1704 | 1 | WAT | HY | 3 | 3.2 | 0 | 11394 |  |  | 11394 | 0 |  | Electric Utility | N | OP |  | Non Combustion (NUC, WAT, WND, GEO, or SUN)
EXCLUDE | MI | Five Channels | 1704 | 2 | WAT | HY | 3 | 2.7 | 0 | 11394 |  |  | 11394 | 0 |  | Electric Utility | N | OP |  | Non Combustion (NUC, WAT, WND, GEO, or SUN)
EXCLUDE | MI | Foote | 1705 | 1 | WAT | HY | 3 | 1 | 0 | 9481.6667 |  |  | 9481.6667 | 0 |  | Electric Utility | N | OP |  | Non Combustion (NUC, WAT, WND, GEO, or SUN)
EXCLUDE | MI | Foote | 1705 | 2 | WAT | HY | 3 | 1 | 0 | 9481.6667 |  |  | 9481.6667 | 0 |  | Electric Utility | N | OP |  | Non Combustion (NUC, WAT, WND, GEO, or SUN)
EXCLUDE | MI | Foote | 1705 | 3 | WAT | HY | 3 | 1 | 0 | 9481.6667 |  |  | 9481.6667 | 0 |  | Electric Utility | N | OP |  | Non Combustion (NUC, WAT, WND, GEO, or SUN)
EXCLUDE | MI | Ford Motor Co Rawsonville Plant | 10235 | GEN1 | NG | GT | 4.5 | 4.5 | 0 | 0 | 0 |  |  | 0 |  | Industrial CHP | Y | OS |  | Simple Cycle Turbine (PRMVR=GT or OT) unit under 25MW
EXCLUDE | MI | Four Mile Hydropower Project | 54341 | 1 | WAT | HY | 0.6 | 0.6 | 0 | 3351.3 |  |  | 3351.3 | 0 |  | IPP Non-CHP | N | OP |  | Non Combustion (NUC, WAT, WND, GEO, or SUN)
EXCLUDE | MI | Four Mile Hydropower Project | 54341 | 2 | WAT | HY | 0.6 | 0.6 | 0 | 3351.3 |  |  | 3351.3 | 0 |  | IPP Non-CHP | N | OP |  | Non Combustion (NUC, WAT, WND, GEO, or SUN)
EXCLUDE | MI | Four Mile Hydropower Project | 54341 | 3 | WAT | HY | 0.6 | 0.6 | 0 | 3351.3 |  |  | 3351.3 | 0 |  | IPP Non-CHP | N | OP |  | Non Combustion (NUC, WAT, WND, GEO, or SUN)
EXCLUDE | MI | Four Mile Hydropower Project | 54341 | 4 | WAT | HY | 0.2 | 0.2 | 0 | 1117.1 |  |  | 1117.1 | 0 |  | IPP Non-CHP | N | OP |  | Non Combustion (NUC, WAT, WND, GEO, or SUN)
EXCLUDE | MI | Four Mile Hydropower Project | 54341 | 5 | WAT | HY | 0.1 | 0.1 | 0 | 0 |  |  | 0 | 0 |  | IPP Non-CHP | N | IP |  | Non Combustion (NUC, WAT, WND, GEO, or SUN)
EXCLUDE | MI | Frank Jenkins | 1851 | 3 | DFO | IC | 0.3 | 0.3 | 0 | 0 |  |  | 0 | 0 |  | Electric Utility | N | RE | 2002 | Internal Combustion (PRMVR=IC)
EXCLUDE | MI | Frank Jenkins | 1851 | 4 | DFO | IC | 0.8 | 0.8 | 0 | 0 |  |  | 0 | 0 |  | Electric Utility | N | SB |  | Internal Combustion (PRMVR=IC)
EXCLUDE | MI | Frank Jenkins | 1851 | 5 | DFO | IC | 2 | 1.7 | 0 | 0 |  |  | 0 | 0 |  | Electric Utility | N | SB |  | Internal Combustion (PRMVR=IC)
EXCLUDE | MI | Frank Jenkins | 1851 | 6 | DFO | IC | 1 | 1 | 0 | 0 |  |  | 0 | 0 |  | Electric Utility | N | SB |  | Internal Combustion (PRMVR=IC)
EXCLUDE | MI | French Landing Dam | 50437 | FRL1 | WAT | HY | 1.6 | 1.6 | 0 | 10111 |  |  | 10111 | 0 |  | IPP Non-CHP | N | OP |  | Non Combustion (NUC, WAT, WND, GEO, or SUN)
EXCLUDE | MI | French Paper Hydro | 10656 | 1 | WAT | HY | 0.3 | 0.3 | 0 | 2019.6923 |  |  | 2019.6923 | 0 |  | Industrial Non-CHP | N | OP |  | Non Combustion (NUC, WAT, WND, GEO, or SUN)
EXCLUDE | MI | French Paper Hydro | 10656 | 2 | WAT | HY | 0.4 | 0.4 | 0 | 2692.9231 |  |  | 2692.9231 | 0 |  | Industrial Non-CHP | N | OP |  | Non Combustion (NUC, WAT, WND, GEO, or SUN)
EXCLUDE | MI | French Paper Hydro | 10656 | 3 | WAT | HY | 0.4 | 0.3 | 0 | 2692.9231 |  |  | 2692.9231 | 0 |  | Industrial Non-CHP | N | OP |  | Non Combustion (NUC, WAT, WND, GEO, or SUN)
EXCLUDE | MI | French Paper Hydro | 10656 | 4 | WAT | HY | 0.2 | 0.2 | 0 | 1346.4615 |  |  | 1346.4615 | 0 |  | Industrial Non-CHP | N | OP |  | Non Combustion (NUC, WAT, WND, GEO, or SUN)
EXCLUDE | MI | Gaylord | 1706 | 1 | NG | GT | 16 | 11.5 | 0 | 851 |  |  | 851 | 905.1798 |  | Electric Utility | N | OP |  | Simple Cycle Turbine (PRMVR=GT or OT) unit under 25MW
EXCLUDE | MI | Gaylord | 7932 | 1 | NG | GT | 23.4 | 20.2 | 0 | 2210.3333 |  |  | 2210.3333 | 1551.2777 |  | Electric Utility | N | OP |  | Simple Cycle Turbine (PRMVR=GT or OT) unit under 25MW
EXCLUDE | MI | Gaylord | 1706 | 2 | NG | GT | 16 | 10.4 | 0 | 851 |  |  | 851 | 905.1798 |  | Electric Utility | N | OP |  | Simple Cycle Turbine (PRMVR=GT or OT) unit under 25MW
EXCLUDE | MI | Gaylord | 7932 | 2 | NG | GT | 23.4 | 20.2 | 0 | 2210.3333 |  |  | 2210.3333 | 1551.2777 |  | Electric Utility | N | OP |  | Simple Cycle Turbine (PRMVR=GT or OT) unit under 25MW
EXCLUDE | MI | Gaylord | 1706 | 3 | NG | GT | 16 | 11.6 | 0 | 851 |  |  | 851 | 905.1798 |  | Electric Utility | N | OP |  | Simple Cycle Turbine (PRMVR=GT or OT) unit under 25MW
EXCLUDE | MI | Gaylord | 7932 | 3 | NG | GT | 23.4 | 20.2 | 0 | 2210.3333 |  |  | 2210.3333 | 1551.2777 |  | Electric Utility | N | OP |  | Simple Cycle Turbine (PRMVR=GT or OT) unit under 25MW
EXCLUDE | MI | Gaylord | 1706 | 4 | NG | GT | 16 | 14 | 0 | 851 |  |  | 851 | 905.1798 |  | Electric Utility | N | OA |  | Simple Cycle Turbine (PRMVR=GT or OT) unit under 25MW
EXCLUDE | MI | Gaylord | 1706 | 5 | NG | GT | 16 | 14 | 0 | 0 |  |  | 0 | 0 |  | Electric Utility | N | RE | 2010 | Simple Cycle Turbine (PRMVR=GT or OT) unit under 25MW
EXCLUDE | MI | Genesee Power Station LP | 54751 | GEN1 | WDS | ST | 39.5 | 35 | 743 | 119782 |  |  | 119782 | 223866.5666 |  | IPP Non-CHP | N | OP |  | Non Fossil fuel type
EXCLUDE | MI | George Johnson | 1877 | 1 | NG | IC | 0.7 | 0.7 | 0 | 0 |  |  | 0 | 0 |  | Electric Utility | N | RE | 2002 | Internal Combustion (PRMVR=IC)
EXCLUDE | MI | George Johnson | 1877 | 2 | NG | IC | 0.7 | 0.7 | 0 | 0 |  |  | 0 | 0 |  | Electric Utility | N | RE | 2002 | Internal Combustion (PRMVR=IC)
EXCLUDE | MI | George Johnson | 1877 | 3 | NG | IC | 1.1 | 1.2 | 0 | 0 |  |  | 0 | 0 |  | Electric Utility | N | RE | 2002 | Internal Combustion (PRMVR=IC)
EXCLUDE | MI | George Johnson | 1877 | 4 | NG | IC | 2.5 | 2.5 | 0 | 0 |  |  | 0 | 0 |  | Electric Utility | N | RE | 2002 | Internal Combustion (PRMVR=IC)
EXCLUDE | MI | George Johnson | 1877 | 5 | NG | IC | 2.5 | 2.5 | 0 | 0 |  |  | 0 | 0 |  | Electric Utility | N | RE | 2002 | Internal Combustion (PRMVR=IC)
EXCLUDE | MI | George Johnson | 1877 | 6 | NG | IC | 2.5 | 2.5 | 0 | 0 |  |  | 0 | 0 |  | Electric Utility | N | RE | 2002 | Internal Combustion (PRMVR=IC)
EXCLUDE | MI | George Johnson | 1877 | 7 | NG | GT | 11 | 10.5 | 0 | 0 |  |  | 0 | 0 |  | Electric Utility | N | RE | 2005 | Simple Cycle Turbine (PRMVR=GT or OT) unit under 25MW
EXCLUDE | MI | George Johnson | 1877 | 8 | NG | GT | 11 | 10.5 | 0 | 0 |  |  | 0 | 0 |  | Electric Utility | N | RE | 2005 | Simple Cycle Turbine (PRMVR=GT or OT) unit under 25MW
SSTLOGN | MI | George Johnson | 1877 | 9 | NG | GT | 25 | 24.4 | 0 | 156 |  |  | 156 | 342.9783 |  | Electric Utility | N | OP
SSTLOGN | MI | George Johnson | 1877 | 10 | NG | GT | 25 | 24.3 | 0 | 156 |  |  | 156 | 342.9783 |  | Electric Utility | N | OP
EXCLUDE | MI | George Johnson | 1877 | 11 | DFO | IC | 1 | 1 | 0 | 0 |  |  | 0 | 0 |  | Electric Utility | N | SB |  | Internal Combustion (PRMVR=IC)
EXCLUDE | MI | Gladstone | 7119 | 1 | DFO | GT | 22.6 | 18.6 | 0 | 97 |  |  | 97 | 571.2277 |  | Electric Utility | N | OP |  | Simple Cycle Turbine (PRMVR=GT or OT) unit under 25MW
EXCLUDE | MI | Grand Blanc Generating Station | 54757 | 4-1 | LFG | IC | 0.8 | 0.8 | 0 | 0 |  |  | 0 | 0 |  | IPP Non-CHP | N | OP |  | Internal Combustion (PRMVR=IC)
EXCLUDE | MI | Grand Blanc Generating Station | 54757 | 4-2 | LFG | IC | 0.8 | 0.8 | 0 | 0 |  |  | 0 | 0 |  | IPP Non-CHP | N | OP |  | Internal Combustion (PRMVR=IC)
EXCLUDE | MI | Grand Blanc Generating Station | 54757 | 4-3 | LFG | IC | 0.8 | 0.8 | 0 | 0 |  |  | 0 | 0 |  | IPP Non-CHP | N | OP |  | Internal Combustion (PRMVR=IC)
EXCLUDE | MI | Grand Blanc Generating Station | 54757 | 4-4 | LFG | IC | 0.8 | 0.8 | 0 | 0 |  |  | 0 | 0 |  | IPP Non-CHP | N | OP |  | Internal Combustion (PRMVR=IC)
EXCLUDE | MI | Grand Blanc Generating Station | 54757 | 4-5 | LFG | IC | 0.8 | 0.8 | 0 | 0 |  |  | 0 | 0 |  | IPP Non-CHP | N | OP |  | Internal Combustion (PRMVR=IC)
EXCLUDE | MI | Grand Haven Diesel Plant | 1826 | 1 | NG | IC | 7 | 8.4 | 0 | 0 |  |  | 0 | 0 |  | Electric Utility | N | OP |  | Internal Combustion (PRMVR=IC)
EXCLUDE | MI | Grand Haven Diesel Plant | 1826 | 2 | RFO | IC | 2.7 | 2.3 | 0 | 0 |  |  | 0 | 0 |  | Electric Utility | N | OP |  | Internal Combustion (PRMVR=IC)
EXCLUDE | MI | Grand Haven Diesel Plant | 1826 | 5 | DFO | IC | 3 | 3.2 | 0 | 0 |  |  | 0 | 0 |  | Electric Utility | N | OP |  | Internal Combustion (PRMVR=IC)
EXCLUDE | MI | Grand Haven Diesel Plant | 1826 | 6 | NG | IC | 2.7 | 2.8 | 0 | 0 |  |  | 0 | 0 |  | Electric Utility | N | OP |  | Internal Combustion (PRMVR=IC)
EXCLUDE | MI | Grand Haven Diesel Plant | 1826 | 7 | RFO | IC | 5.5 | 5.1 | 0 | 0 |  |  | 0 | 0 |  | Electric Utility | N | OP |  | Internal Combustion (PRMVR=IC)
EXCLUDE | MI | Grand Rapids | 1787 | 1 | WAT | HY | 1.1 | 0.7 | 0 | 4524.8133 |  |  | 4524.8133 | 0 |  | Electric Utility | N | OP |  | Non Combustion (NUC, WAT, WND, GEO, or SUN)
EXCLUDE | MI | Grand Rapids | 1787 | 2 | WAT | HY | 1.1 | 0.7 | 0 | 4524.8133 |  |  | 4524.8133 | 0 |  | Electric Utility | N | OP |  | Non Combustion (NUC, WAT, WND, GEO, or SUN)
EXCLUDE | MI | Grand Rapids | 1787 | 3 | WAT | HY | 1.5 | 1 | 0 | 6170.2 |  |  | 6170.2 | 0 |  | Electric Utility | N | OP |  | Non Combustion (NUC, WAT, WND, GEO, or SUN)
EXCLUDE | MI | Grand Rapids | 1787 | 4 | WAT | HY | 1.9 | 1.3 | 0 | 7815.5867 |  |  | 7815.5867 | 0 |  | Electric Utility | N | OP |  | Non Combustion (NUC, WAT, WND, GEO, or SUN)
EXCLUDE | MI | Grand Rapids | 1787 | 5 | WAT | HY | 1.9 | 1.3 | 0 | 7815.5867 |  |  | 7815.5867 | 0 |  | Electric Utility | N | OP |  | Non Combustion (NUC, WAT, WND, GEO, or SUN)
EXCLUDE | MI | Granger Electric Generating Station #1 | 54549 | 1-1 | LFG | IC | 0.8 | 0.8 | 0 | 0 |  |  | 0 | 0 |  | IPP Non-CHP | N | OP |  | Internal Combustion (PRMVR=IC)
EXCLUDE | MI | Granger Electric Generating Station #1 | 54549 | 1-2 | LFG | IC | 0.8 | 0.8 | 0 | 0 |  |  | 0 | 0 |  | IPP Non-CHP | N | OP |  | Internal Combustion (PRMVR=IC)
EXCLUDE | MI | Granger Electric Generating Station #1 | 54549 | 1-3 | LFG | IC | 0.8 | 0.8 | 0 | 0 |  |  | 0 | 0 |  | IPP Non-CHP | N | OP |  | Internal Combustion (PRMVR=IC)
EXCLUDE | MI | Granger Electric Generating Station #1 | 54549 | 1-4 | LFG | IC | 0.8 | 0.8 | 0 | 0 |  |  | 0 | 0 |  | IPP Non-CHP | N | OP |  | Internal Combustion (PRMVR=IC)
EXCLUDE | MI | Granger Electric Generating Station #1 | 54549 | 1-5 | LFG | IC | 1.6 | 1.6 | 0 | 0 |  |  | 0 | 0 |  | IPP Non-CHP | N | OP |  | Internal Combustion (PRMVR=IC)
EXCLUDE | MI | Granger Electric Generating Station #1 | 54549 | 1-6 | LFG | IC | 1.6 | 1.6 | 0 | 0 |  |  | 0 | 0 |  | IPP Non-CHP | N | OP |  | Internal Combustion (PRMVR=IC)
EXCLUDE | MI | Granger Electric Generating Station #1 | 54549 | 1-7 | LFG | IC | 1.6 | 1.6 | 0 | 0 |  |  | 0 | 0 |  | IPP Non-CHP | N | OP |  | Internal Combustion (PRMVR=IC)
EXCLUDE | MI | Granger Electric Generating Station #2 | 10532 | 2-1 | LFG | IC | 0.8 | 0.8 | 0 | 0 |  |  | 0 | 0 |  | IPP Non-CHP | N | OP |  | Internal Combustion (PRMVR=IC)
EXCLUDE | MI | Granger Electric Generating Station #2 | 10532 | 2-2 | LFG | IC | 0.8 | 0.8 | 0 | 0 |  |  | 0 | 0 |  | IPP Non-CHP | N | RE | 2006 | Internal Combustion (PRMVR=IC)
EXCLUDE | MI | Granger Electric Generating Station #2 | 10532 | 2-3 | LFG | IC | 0.8 | 0.8 | 0 | 0 |  |  | 0 | 0 |  | IPP Non-CHP | N | OP |  | Internal Combustion (PRMVR=IC)
EXCLUDE | MI | Granger Electric Generating Station #2 | 10532 | 2-4 | LFG | IC | 0.8 | 0.8 | 0 | 0 |  |  | 0 | 0 |  | IPP Non-CHP | N | OP |  | Internal Combustion (PRMVR=IC)
EXCLUDE | MI | Granger Electric Generating Station #2 | 10532 | 2-5 | LFG | IC | 0.8 | 0.8 | 0 | 0 |  |  | 0 | 0 |  | IPP Non-CHP | N | OP |  | Internal Combustion (PRMVR=IC)
EXCLUDE | MI | Graphic Packaging | 10698 | GEN1 | NG | ST | 10 | 5 | 0 | 11854.5508 | 0.027863 | 1881622.3408 | 425458.5238 | 117549.3487 |  | Industrial CHP | Y | OS |  | Steam unit (PRMVR=ST) under 25MW/250 MMBtu/hr
EXCLUDE | MI | Graphic Packaging | 10698 | GEN2 | NG | ST | 1.8 | 1.5 | 0 | 2133.8192 | 0.027863 | 338692.0213 | 76582.5343 | 21158.8828 |  | Industrial CHP | Y | OP |  | Steam unit (PRMVR=ST) under 25MW/250 MMBtu/hr
EXCLUDE | MI | Gratiot Wind Park | 57421 | 1 | WND | WT | 102 | 102 | 0 | 2818 |  |  | 2818 | 0 |  | Electric Utility | N | OP |  | Non Combustion (NUC, WAT, WND, GEO, or SUN)
EXCLUDE | MI | Grayling Generating Station | 10822 | GEN1 | WDS | ST | 38 | 38 | 635 | 224135 |  |  | 224135 | 346426.6337 |  | Electric Utility/IPP Non-CHP | N | OP |  | Non Fossil fuel type
EXCLUDE | MI | Greater Detroit Resource Recovery | 10033 | GEN1 | MSB | ST | 68.4 | 63.6 | 0 | 184587 | 0.23353 | 2756094.3031 | 790410.7771 | 686235.5882 |  | Commercial CHP | Y | OP |  | Non Fossil fuel type
OGST | MI | Greenwood | 6035 | 1 | NG | ST | 815.4 | 772 | 7800 | 316699 |  |  | 316699 | 201950.759 |  | Electric Utility | N | OP
SSTLOGN | MI | Greenwood | 6035 | 11-1 | NG | GT | 85.3 | 75 | 1090 | 18998.92 |  |  | 18998.92 | 14846.041 |  | Electric Utility | N | OP
SSTLOGN | MI | Greenwood | 6035 | 11-2 | NG | GT | 85.3 | 75 | 1090 | 18998.92 |  |  | 18998.92 | 11887.311 |  | Electric Utility | N | OP
SSTLOGN | MI | Greenwood | 6035 | 11-3 | NG | GT | 85.3 | 75 | 1110 | 18998.92 |  |  | 18998.92 | 15232.984 |  | Electric Utility | N | OP
EXCLUDE | MI | GRS Arbor Hills | 55596 | 1 | LFG | CC | 5 | 3.8 | 0 | 21458.7459 |  |  | 21458.7459 | 18377.1148 |  | IPP Non-CHP | N | OP |  | Non Fossil fuel type
EXCLUDE | MI | GRS Arbor Hills | 55596 | 2 | LFG | CC | 5 | 3.8 | 0 | 21458.7459 |  |  | 21458.7459 | 18377.1148 |  | IPP Non-CHP | N | OP |  | Non Fossil fuel type
EXCLUDE | MI | GRS Arbor Hills | 55596 | 3 | LFG | CC | 5 | 3.8 | 0 | 21458.7459 |  |  | 21458.7459 | 18377.1148 |  | IPP Non-CHP | N | OP |  | Non Fossil fuel type
EXCLUDE | MI | GRS Arbor Hills | 55596 | 4 | LFG | CC | 10 | 7.6 | 0 | 42917.4917 |  |  | 42917.4917 | 36754.2296 |  | IPP Non-CHP | N | OP |  | Non Fossil fuel type
EXCLUDE | MI | GRS Arbor Hills | 55596 | 5 | LFG | CC | 5.3 | 4.8 | 0 | 22746.2706 |  |  | 22746.2706 | 19479.7417 |  | IPP Non-CHP | N | OP |  | Non Fossil fuel type
EXCLUDE | MI | GRS C&C | 55597 | 1 | LFG | IC | 1 | 0.9 | 0 | 0 |  |  | 0 | 0 |  | IPP Non-CHP | N | OS |  | Internal Combustion (PRMVR=IC)
EXCLUDE | MI | GRS C&C | 55597 | 2 | LFG | IC | 1 | 0.9 | 0 | 0 |  |  | 0 | 0 |  | IPP Non-CHP | N | OS |  | Internal Combustion (PRMVR=IC)
EXCLUDE | MI | GRS C&C | 55597 | 3 | LFG | IC | 1 | 0.9 | 0 | 0 |  |  | 0 | 0 |  | IPP Non-CHP | N | OP |  | Internal Combustion (PRMVR=IC)
EXCLUDE | MI | GRS C&C | 55597 | 4 | LFG | GT | 2.7 | 2.3 | 0 | 18441 |  |  | 18441 | 20320.1945 |  | IPP Non-CHP | N | OP |  | Non Fossil fuel type
EXCLUDE | MI | GRS Lyon | 55595 | 1 | LFG | IC | 1 | 0.9 | 0 | 0 |  |  | 0 | 0 |  | IPP Non-CHP | N | RE | 2010 | Internal Combustion (PRMVR=IC)
EXCLUDE | MI | GRS Lyon | 55595 | 2 | LFG | IC | 1 | 0.9 | 0 | 0 |  |  | 0 | 0 |  | IPP Non-CHP | N | RE | 2010 | Internal Combustion (PRMVR=IC)
EXCLUDE | MI | GRS Lyon | 55595 | 3 | LFG | IC | 1 | 0.9 | 0 | 0 |  |  | 0 | 0 |  | IPP Non-CHP | N | RE | 2010 | Internal Combustion (PRMVR=IC)
EXCLUDE | MI | GRS Lyon | 55595 | 4 | LFG | IC | 1 | 0.9 | 0 | 0 |  |  | 0 | 0 |  | IPP Non-CHP | N | RE | 2010 | Internal Combustion (PRMVR=IC)
EXCLUDE | MI | GRS Lyon | 55595 | 5 | LFG | IC | 1 | 0.9 | 0 | 0 |  |  | 0 | 0 |  | IPP Non-CHP | N | RE | 2010 | Internal Combustion (PRMVR=IC)
EXCLUDE | MI | Hancock | 1730 | 1 | NG | GT | 19 | 11 | 121.9463 | 138.4436 |  |  | 138.4436 | 140.6261 |  | Electric Utility | N | OP |  | Simple Cycle Turbine (PRMVR=GT or OT) unit under 25MW
EXCLUDE | MI | Hancock | 1730 | 2 | NG | GT | 19 | 15 | 121.9463 | 138.4436 |  |  | 138.4436 | 140.6261 |  | Electric Utility | N | OP |  | Simple Cycle Turbine (PRMVR=GT or OT) unit under 25MW
EXCLUDE | MI | Hancock | 1730 | 3 | NG | GT | 19 | 15 | 121.9463 | 138.4436 |  |  | 138.4436 | 140.6261 |  | Electric Utility | N | OP |  | Simple Cycle Turbine (PRMVR=GT or OT) unit under 25MW
EXCLUDE | MI | Hancock | 1730 | 4 | NG | GT | 19.6 | 15 | 125.7973 | 142.8155 |  |  | 142.8155 | 145.0669 |  | Electric Utility | N | OP |  | Simple Cycle Turbine (PRMVR=GT or OT) unit under 25MW
SSTLOGN | MI | Hancock | 1730 | 5 | NG | GT | 41.8 | 34 | 268.2819 | 296.2854 |  |  | 296.2854 | 309.3774 |  | Electric Utility | N | OP
SSTLOGN | MI | Hancock | 1730 | 6 | NG | GT | 41.8 | 34 | 268.2819 | 296.2854 |  |  | 296.2854 | 309.3774 |  | Electric Utility | N | OP
COALST | MI | Harbor Beach | 1731 | 1 | BIT | ST | 121 | 95 | 1100 | 164039 |  |  | 164039 | 214298.733 |  | Electric Utility | N | OP
EXCLUDE | MI | Harbor Beach | 1731 | IC1 | DFO | IC | 2 | 2 | 0 | 0 |  |  | 0 | 0 |  | Electric Utility | N | OP |  | Internal Combustion (PRMVR=IC)
EXCLUDE | MI | Harbor Beach | 1731 | IC2 | DFO | IC | 2 | 2 | 0 | 0 |  |  | 0 | 0 |  | Electric Utility | N | OP |  | Internal Combustion (PRMVR=IC)
EXCLUDE | MI | Hardy | 1707 | 1 | WAT | HY | 10 | 10.8 | 0 | 31201.2698 |  |  | 31201.2698 | 0 |  | Electric Utility | N | OP |  | Non Combustion (NUC, WAT, WND, GEO, or SUN)
EXCLUDE | MI | Hardy | 1707 | 2 | WAT | HY | 10 | 10.8 | 0 | 31201.2698 |  |  | 31201.2698 | 0 |  | Electric Utility | N | OP |  | Non Combustion (NUC, WAT, WND, GEO, or SUN)
EXCLUDE | MI | Hardy | 1707 | 3 | WAT | HY | 11.5 | 11.5 | 0 | 35881.4603 |  |  | 35881.4603 | 0 |  | Electric Utility | N | OP |  | Non Combustion (NUC, WAT, WND, GEO, or SUN)
EXCLUDE | MI | Hart | 1827 | 2 | DFO | IC | 0.6 | 0.6 | 0 | 0 |  |  | 0 | 0 |  | Electric Utility | N | RE | 1997 | Internal Combustion (PRMVR=IC)
EXCLUDE | MI | Hart | 1827 | 4 | NG | IC | 1.4 | 1.4 | 0 | 0 |  |  | 0 | 0 |  | Electric Utility | N | OP |  | Internal Combustion (PRMVR=IC)
EXCLUDE | MI | Hart | 1827 | IC1 | DFO | IC | 1.7 | 1.7 | 0 | 0 |  |  | 0 | 0 |  | Electric Utility | N | OP |  | Internal Combustion (PRMVR=IC)
EXCLUDE | MI | Hart | 1827 | IC3 | DFO | IC | 2 | 2 | 0 | 0 |  |  | 0 | 0 |  | Electric Utility | N | OP |  | Internal Combustion (PRMVR=IC)
EXCLUDE | MI | Harvest II Windfarm | 57888 | 1 | WND | WT | 59.4 | 59.4 | 0 | 0 |  |  | 0 | 0 |  | IPP Non-CHP | N | U |  | Non Combustion (NUC, WAT, WND, GEO, or SUN)
EXCLUDE | MI | Harvest Windfarm LLC | 56635 | 1 | WND | WT | 52.8 | 52.8 | 0 | 142819 |  |  | 142819 | 0 |  | IPP Non-CHP | N | OP |  | Non Combustion (NUC, WAT, WND, GEO, or SUN)
EXCLUDE | MI | Hemlock Falls | 1777 | 1 | WAT | HY | 3.1 | 0.6 | 0 | 5913 |  |  | 5913 | 0 |  | Electric Utility | N | OP |  | Non Combustion (NUC, WAT, WND, GEO, or SUN)
EXCLUDE | MI | Henry Station | 7399 | GEN3 | NG | IC | 7.7 | 7.7 | 0 | 0 |  |  | 0 | 0 |  | Electric Utility | N | OP |  | Internal Combustion (PRMVR=IC)
EXCLUDE | MI | Henry Station | 7399 | GEN4 | NG | IC | 7.7 | 7.7 | 0 | 0 |  |  | 0 | 0 |  | Electric Utility | N | OP |  | Internal Combustion (PRMVR=IC)
EXCLUDE | MI | Hillman Power LLC | 10346 | GEN1 | WDS | ST | 20 | 17.7 | 0 | 143217 |  |  | 143217 | 178132.3051 |  | IPP Non-CHP | N | OP |  | Non Fossil fuel type
EXCLUDE | MI | Hillsdale | 1829 | 2 | DFO | IC | 2.7 | 1.9 | 0 | 0 |  |  | 0 | 0 |  | Electric Utility | N | OP |  | Internal Combustion (PRMVR=IC)
EXCLUDE | MI | Hillsdale | 1829 | 3 | NG | IC | 3.5 | 2.4 | 0 | 0 |  |  | 0 | 0 |  | Electric Utility | N | OP |  | Internal Combustion (PRMVR=IC)
EXCLUDE | MI | Hillsdale | 1829 | 4 | NG | IC | 4.1 | 3.7 | 0 | 0 |  |  | 0 | 0 |  | Electric Utility | N | OP |  | Internal Combustion (PRMVR=IC)
EXCLUDE | MI | Hillsdale | 1829 | 5 | NG | IC | 5.6 | 5.6 | 0 | 0 |  |  | 0 | 0 |  | Electric Utility | N | OP |  | Internal Combustion (PRMVR=IC)
EXCLUDE | MI | Hillsdale | 1829 | 6 | NG | IC | 6 | 6 | 0 | 0 |  |  | 0 | 0 |  | Electric Utility | N | OP |  | Internal Combustion (PRMVR=IC)
EXCLUDE | MI | Hillsdale | 1829 | 7 | DFO | IC | 1.6 | 1.5 | 0 | 0 |  |  | 0 | 0 |  | Electric Utility | N | OP |  | Internal Combustion (PRMVR=IC)
EXCLUDE | MI | Hillsdale | 1829 | 8 | DFO | IC | 1.6 | 1.5 | 0 | 0 |  |  | 0 | 0 |  | Electric Utility | N | OP |  | Internal Combustion (PRMVR=IC)
EXCLUDE | MI | Hillsdale | 1829 | 9 | DFO | IC | 1.8 | 1.8 | 0 | 0 |  |  | 0 | 0 |  | Electric Utility | N | OP |  | Internal Combustion (PRMVR=IC)
EXCLUDE | MI | Hillsdale | 1829 | 10 | DFO | IC | 1.8 | 1.8 | 0 | 0 |  |  | 0 | 0 |  | Electric Utility | N | OP |  | Internal Combustion (PRMVR=IC)
EXCLUDE | MI | Hodenpyl | 1708 | 1 | WAT | HY | 9.5 | 1.9 | 0 | 21618 |  |  | 21618 | 0 |  | Electric Utility | N | OP |  | Non Combustion (NUC, WAT, WND, GEO, or SUN)
EXCLUDE | MI | Hodenpyl | 1708 | 2 | WAT | HY | 9.5 | 1.9 | 0 | 21618 |  |  | 21618 | 0 |  | Electric Utility | N | OP |  | Non Combustion (NUC, WAT, WND, GEO, or SUN)
EXCLUDE | MI | Hoist | 7115 | 1 | WAT | HY | 1 | 1 | 0 | 0 |  |  | 0 | 0 |  | Electric Utility | N | RE | 2006 | Non Combustion (NUC, WAT, WND, GEO, or SUN)
EXCLUDE | MI | Hoist | 7115 | 2 | WAT | HY | 1.4 | 0.9 | 0 | 4594.0588 |  |  | 4594.0588 | 0 |  | Electric Utility | N | OP |  | Non Combustion (NUC, WAT, WND, GEO, or SUN)
EXCLUDE | MI | Hoist | 7115 | 3 | WAT | HY | 2 | 1.3 | 0 | 6562.9412 |  |  | 6562.9412 | 0 |  | Electric Utility | N | OP |  | Non Combustion (NUC, WAT, WND, GEO, or SUN)
EXCLUDE | MI | Hutzel Hospital | 10232 | TB-1 | DFO | GT | 0.8 | 0.7 | 0 | 0 |  |  | 0 | 0 |  | Commercial Non-CHP | N | SB |  | Simple Cycle Turbine (PRMVR=GT or OT) unit under 25MW
EXCLUDE | MI | Hutzel Hospital | 10232 | TB-2 | DFO | GT | 0.8 | 0.7 | 0 | 0 |  |  | 0 | 0 |  | Commercial Non-CHP | N | OS |  | Simple Cycle Turbine (PRMVR=GT or OT) unit under 25MW
EXCLUDE | MI | Hydro Plant | 1856 | 1 | WAT | HY | 0.4 | 0.4 | 0 | 1738.3636 |  |  | 1738.3636 | 0 |  | Electric Utility | N | OP |  | Non Combustion (NUC, WAT, WND, GEO, or SUN)
EXCLUDE | MI | Hydro Plant | 1856 | 2 | WAT | HY | 0.4 | 0.4 | 0 | 1738.3636 |  |  | 1738.3636 | 0 |  | Electric Utility | N | OP |  | Non Combustion (NUC, WAT, WND, GEO, or SUN)
EXCLUDE | MI | Hydro Plant | 1856 | 3 | WAT | HY | 0.7 | 0.7 | 0 | 3042.1364 |  |  | 3042.1364 | 0 |  | Electric Utility | N | OP |  | Non Combustion (NUC, WAT, WND, GEO, or SUN)
EXCLUDE | MI | Hydro Plant | 1856 | 4 | WAT | HY | 0.7 | 0.7 | 0 | 3042.1364 |  |  | 3042.1364 | 0 |  | Electric Utility | N | OP |  | Non Combustion (NUC, WAT, WND, GEO, or SUN)
COALST | MI | J B Sims | 1825 | 3 | BIT | ST | 80 | 73.2 | 1151 | 262090 |  |  | 262090 | 307609.458 |  | Electric Utility | N | OP
COALST | MI | J C Weadock | 1720 | 7 | SUB | ST | 156.3 | 155 | 2825 | 863238 |  |  | 863238 | 828281.641 |  | Electric Utility | N | OP
COALST | MI | J C Weadock | 1720 | 8 | SUB | ST | 156.3 | 155 | 2825 | 906435 |  |  | 906435 | 912231.055 |  | Electric Utility | N | OP
EXCLUDE | MI | J C Weadock | 1720 | A | NG | GT | 18.6 | 13 | 0 | 0 |  |  | 0 | 0 |  | Electric Utility | N | OS |  | Simple Cycle Turbine (PRMVR=GT or OT) unit under 25MW
COALST | MI | J H Campbell | 1710 | 1 | SUB | ST | 265.2 | 260 | 3237 | 1265548 |  |  | 1265548 | 1400944.88 |  | Electric Utility | N | OP
COALST | MI | J H Campbell | 1710 | 2 | SUB | ST | 403.9 | 355 | 4270 | 1498523 |  |  | 1498523 | 1675474.67 |  | Electric Utility | N | OP
COALST | MI | J H Campbell | 1710 | 3 | SUB | ST | 916.8 | 825 | 9909.7 | 5618920 |  |  | 5618920 | 6176001.387 |  | Electric Utility | N | OP
EXCLUDE | MI | J H Campbell | 1710 | A | DFO | GT | 18.6 | 11.2 | 0 | 68 |  |  | 68 | 87.5551 |  | Electric Utility | N | OP |  | Simple Cycle Turbine (PRMVR=GT or OT) unit under 25MW
COALST | MI | J R Whiting | 1723 | 1 | SUB | ST | 106.3 | 97.1 | 1408 | 407782 |  |  | 407782 | 490548.202 |  | Electric Utility | N | OP
COALST | MI | J R Whiting | 1723 | 2 | SUB | ST | 106.3 | 101.4 | 1326 | 553625 |  |  | 553625 | 671050.869 |  | Electric Utility | N | OP
COALST | MI | J R Whiting | 1723 | 3 | SUB | ST | 132.8 | 124 | 1563 | 629830 |  |  | 629830 | 743521.893 |  | Electric Utility | N | OP
EXCLUDE | MI | J R Whiting | 1723 | A | DFO | GT | 18.6 | 13 | 0 | 0 |  |  | 0 | 0 |  | Electric Utility | N | OS |  | Simple Cycle Turbine (PRMVR=GT or OT) unit under 25MW
EXCLUDE | MI | Jackson County Resource Recovery | 10722 | 1 | MSB | ST | 3.7 | 3 | 0 | 14771.16 | 0.16546 | 338925.2448 | 89271.1406 | 67461.1321 |  | Commercial CHP | Y | OP |  | Non Fossil fuel type
NGCC | MI | Jackson Michigan Facility | 55270 | 7EA | NG | CC | 79 | 70 | 1260 | 123504.7535 |  |  | 123504.7535 | 63292.3794 |  | Electric Utility/IPP Non-CHP | N | OP
NGCC | MI | Jackson Michigan Facility | 55270 | LM1 | NG | CC | 60 | 49 | 650 | 93801.0786 |  |  | 93801.0786 | 48070.1615 |  | Electric Utility/IPP Non-CHP | N | OP
NGCC | MI | Jackson Michigan Facility | 55270 | LM2 | NG | CC | 60 | 49 | 650 | 93801.0786 |  |  | 93801.0786 | 48070.1615 |  | Electric Utility/IPP Non-CHP | N | OP
NGCC | MI | Jackson Michigan Facility | 55270 | LM3 | NG | CC | 60 | 49 | 650 | 93801.0786 |  |  | 93801.0786 | 48070.1615 |  | Electric Utility/IPP Non-CHP | N | OP
NGCC | MI | Jackson Michigan Facility | 55270 | LM4 | NG | CC | 60 | 49 | 650 | 93801.0786 |  |  | 93801.0786 | 48070.1615 |  | Electric Utility/IPP Non-CHP | N | OP
NGCC | MI | Jackson Michigan Facility | 55270 | LM5 | NG | CC | 60 | 49 | 650 | 93801.0786 |  |  | 93801.0786 | 48070.1615 |  | Electric Utility/IPP Non-CHP | N | OP
NGCC | MI | Jackson Michigan Facility | 55270 | LM6 | NG | CC | 60 | 49 | 650 | 93801.0786 |  |  | 93801.0786 | 48070.1615 |  | Electric Utility/IPP Non-CHP | N | OP
NGCC | MI | Jackson Michigan Facility | 55270 | ST1 | NG | CC | 105 | 100 | 650 | 164151.8875 |  |  | 164151.8875 | 84122.7827 |  | Electric Utility/IPP Non-CHP | N | OP
NGCC | MI | Jackson Michigan Facility | 55270 | ST2 | NG | CC | 105 | 100 | 650 | 164151.8875 |  |  | 164151.8875 | 84122.7827 |  | Electric Utility/IPP Non-CHP | N | OP
EXCLUDE | MI | James De Young | 1830 | 3 | BIT | ST | 11.5 | 10.5 | 0 | 38556 |  |  | 38556 | 52586.2975 |  | Electric Utility | N | OP |  | Steam unit (PRMVR=ST) under 25MW/250 MMBtu/hr
EXCLUDE | MI | James De Young | 1830 | 4 | BIT | ST | 22 | 20.5 | 0 | 98399 |  |  | 98399 | 110653.5578 |  | Electric Utility | N | OP |  | Steam unit (PRMVR=ST) under 25MW/250 MMBtu/hr
COALST | MI | James De Young | 1830 | 5 | BIT | ST | 29.3 | 27 | 430 | 79925 |  |  | 79925 | 127306.143 |  | Electric Utility | N | OP
EXCLUDE | MI | James R Smith | 1842 | 1 | WAT | HY | 1.6 | 1.6 | 0 | 4216 |  |  | 4216 | 0 |  | Electric Utility | N | OP |  | Non Combustion (NUC, WAT, WND, GEO, or SUN)
EXCLUDE | MI | James R Smith | 1842 | 2 | WAT | HY | 1.6 | 1.6 | 0 | 4216 |  |  | 4216 | 0 |  | Electric Utility | N | OP |  | Non Combustion (NUC, WAT, WND, GEO, or SUN)
EXCLUDE | MI | John H Warden | 1772 | 1 | WDS | ST | 18.7 | 17.7 | 0 | 117453 |  |  | 117453 | 209914.3102 |  | IPP Non-CHP | N | OP |  | Non Fossil fuel type
SSTLOGN | MI | Kalamazoo River Generating Station | 55101 | 1 | NG | GT | 73.1 | 65 | 0 | 3396 |  |  | 3396 | 2865.5067 |  | IPP Non-CHP | N | OP
SSTLOGN | MI | Kalkaska CT #1 | 7984 | 1 | NG | GT | 75 | 46.8 | 0 | 22659 |  |  | 22659 | 14758.0899 |  | Electric Utility | N | OP
EXCLUDE | MI | Kent County Waste to Energy Facility | 50860 | GEN1 | MSB | ST | 18 | 15.7 | 0 | 101592 |  |  | 101592 | 207685.9802 |  | Commercial Non-CHP | N | OP |  | Non Fossil fuel type
EXCLUDE | MI | Kingsford | 1778 | 1 | WAT | HY | 3 | 0.6 | 0 | 8252.3333 |  |  | 8252.3333 | 0 |  | Electric Utility | N | OP |  | Non Combustion (NUC, WAT, WND, GEO, or SUN)
EXCLUDE | MI | Kingsford | 1778 | 2 | WAT | HY | 3 | 1.1 | 0 | 8252.3333 |  |  | 8252.3333 | 0 |  | Electric Utility | N | OP |  | Non Combustion (NUC, WAT, WND, GEO, or SUN)
EXCLUDE | MI | Kingsford | 1778 | 3 | WAT | HY | 3 | 1.1 | 0 | 8252.3333 |  |  | 8252.3333 | 0 |  | Electric Utility | N | OP |  | Non Combustion (NUC, WAT, WND, GEO, or SUN)
EXCLUDE | MI | Kleber | 1871 | K1 | WAT | HY | 0.6 | 0.6 | 0 | 1345.3333 |  |  | 1345.3333 | 0 |  | IPP Non-CHP | N | OP |  | Non Combustion (NUC, WAT, WND, GEO, or SUN)
EXCLUDE | MI | Kleber | 1871 | K2 | WAT | HY | 0.6 | 0.6 | 0 | 1345.3333 |  |  | 1345.3333 | 0 |  | IPP Non-CHP | N | OP |  | Non Combustion (NUC, WAT, WND, GEO, or SUN)
EXCLUDE | MI | Kleber | 1871 | T1 | WAT | HY | 0.3 | 0.3 | 0 | 672.6667 |  |  | 672.6667 | 0 |  | IPP Non-CHP | N | OP |  | Non Combustion (NUC, WAT, WND, GEO, or SUN)
EXCLUDE | MI | Kleber | 1871 | T2 | WAT | HY | 0.3 | 0.3 | 0 | 672.6667 |  |  | 672.6667 | 0 |  | IPP Non-CHP | N | OP |  | Non Combustion (NUC, WAT, WND, GEO, or SUN)
EXCLUDE | MI | LaFarge Alpena | 50305 | GE10 | PC | ST | 3.2 | 3.2 | 0 | 1484 | 0.088771 | 69300.7733 | 16717.1711 | 8951.9166 |  | Industrial CHP | Y | OP |  | Steam unit (PRMVR=ST) under 25MW/250 MMBtu/hr
EXCLUDE | MI | LaFarge Alpena | 50305 | GEN6 | PC | ST | 12 | 12 | 0 | 64887 | 0.088771 | 3030134.2828 | 730948.17 | 391417.1252 |  | Industrial CHP | Y | OP |  | Steam unit (PRMVR=ST) under 25MW/250 MMBtu/hr
EXCLUDE | MI | LaFarge Alpena | 50305 | GEN7 | PC | ST | 10 | 10 | 0 | 0 | 0.088771 | 0 | 0 | 0 |  | Industrial CHP | Y | OP |  | Steam unit (PRMVR=ST) under 25MW/250 MMBtu/hr
EXCLUDE | MI | LaFarge Alpena | 50305 | GEN8 | PC | ST | 11 | 11 | 0 | 61152 | 0.088771 | 2855714.8837 | 688873.6186 | 368886.5264 |  | Industrial CHP | Y | OP |  | Steam unit (PRMVR=ST) under 25MW/250 MMBtu/hr
EXCLUDE | MI | LaFarge Alpena | 50305 | GEN9 | PC | ST | 11 | 11 | 0 | 63432 | 0.088771 | 2962187.7699 | 714557.6821 | 382640.1449 |  | Industrial CHP | Y | OP |  | Steam unit (PRMVR=ST) under 25MW/250 MMBtu/hr
EXCLUDE | MI | Lake Winds Energy Park | 57984 | LWEP | WND | WT | 100.8 | 100.8 | 0 | 0 |  |  | 0 | 0 |  | Electric Utility | N | U |  | Non Combustion (NUC, WAT, WND, GEO, or SUN)
SSTLOGN | MI | Livingston Generating Station | 55102 | 1 | NG | GT | 42.9 | 33 | 0 | 9171.4198 |  |  | 9171.4198 | 9233.2661 |  | IPP Non-CHP | N | OP
SSTLOGN | MI | Livingston Generating Station | 55102 | 2 | NG | GT | 42.4 | 33 | 0 | 9064.5267 |  |  | 9064.5267 | 9125.6523 |  | IPP Non-CHP | N | OP
SSTLOGN | MI | Livingston Generating Station | 55102 | 3 | NG | GT | 42.4 | 33 | 0 | 9064.5267 |  |  | 9064.5267 | 9125.6523 |  | IPP Non-CHP | N | OP
SSTLOGN | MI | Livingston Generating Station | 55102 | 4 | NG | GT | 42.4 | 33 | 0 | 9064.5267 |  |  | 9064.5267 | 9125.6523 |  | IPP Non-CHP | N | OP
EXCLUDE | MI | Loud | 1712 | 1 | WAT | HY | 2 | 2.2 | 0 | 8590.5 |  |  | 8590.5 | 0 |  | Electric Utility | N | OP |  | Non Combustion (NUC, WAT, WND, GEO, or SUN)
EXCLUDE | MI | Loud | 1712 | 2 | WAT | HY | 2 | 2.2 | 0 | 8590.5 |  |  | 8590.5 | 0 |  | Electric Utility | N | OP |  | Non Combustion (NUC, WAT, WND, GEO, or SUN)
EXCLUDE | MI | Lowell | 1837 | 5 | NG | IC | 1.1 | 1.1 | 0 | 0 |  |  | 0 | 0 |  | Electric Utility | N | OS | 2012 | Internal Combustion (PRMVR=IC)
EXCLUDE | MI | Lowell | 1837 | 6 | NG | IC | 1.1 | 1.1 | 0 | 0 |  |  | 0 | 0 |  | Electric Utility | N | OS | 2012 | Internal Combustion (PRMVR=IC)
EXCLUDE | MI | Lowell | 1837 | 7 | NG | IC | 1.4 | 1.4 | 0 | 0 |  |  | 0 | 0 |  | Electric Utility | N | OS | 2012 | Internal Combustion (PRMVR=IC)
EXCLUDE | MI | Ludington | 1713 | 1 | WAT | PS | 329.8 | 312 | 0 | -157502.8333 |  |  | -157502.8333 | 0 |  | Electric Utility | N | OP |  | Non Combustion (NUC, WAT, WND, GEO, or SUN)
EXCLUDE | MI | Ludington | 1713 | 2 | WAT | PS | 329.8 | 312 | 0 | -157502.8333 |  |  | -157502.8333 | 0 |  | Electric Utility | N | OP |  | Non Combustion (NUC, WAT, WND, GEO, or SUN)
EXCLUDE | MI | Ludington | 1713 | 3 | WAT | PS | 329.8 | 312 | 0 | -157502.8333 |  |  | -157502.8333 | 0 |  | Electric Utility | N | OP |  | Non Combustion (NUC, WAT, WND, GEO, or SUN)
EXCLUDE | MI | Ludington | 1713 | 4 | WAT | PS | 329.8 | 312 | 0 | -157502.8333 |  |  | -157502.8333 | 0 |  | Electric Utility | N | OP |  | Non Combustion (NUC, WAT, WND, GEO, or SUN)
EXCLUDE | MI | Ludington | 1713 | 5 | WAT | PS | 329.8 | 312 | 0 | -157502.8333 |  |  | -157502.8333 | 0 |  | Electric Utility | N | OP |  | Non Combustion (NUC, WAT, WND, GEO, or SUN)
EXCLUDE | MI | Ludington | 1713 | 6 | WAT | PS | 329.8 | 312 | 0 | -157502.8333 |  |  | -157502.8333 | 0 |  | Electric Utility | N | OP |  | Non Combustion (NUC, WAT, WND, GEO, or SUN)
EXCLUDE | MI | Main Street | 1853 | 1 | NG | IC | 1 | 0.9 | 0 | 0 |  |  | 0 | 0 |  | Electric Utility | N | OP |  | Internal Combustion (PRMVR=IC)
EXCLUDE | MI | Main Street | 1853 | 2 | DFO | IC | 0.9 | 0.8 | 0 | 0 |  |  | 0 | 0 |  | Electric Utility | N | OP |  | Internal Combustion (PRMVR=IC)
EXCLUDE | MI | Main Street | 1853 | 3 | NG | IC | 1.1 | 1.1 | 0 | 0 |  |  | 0 | 0 |  | Electric Utility | N | OP |  | Internal Combustion (PRMVR=IC)
EXCLUDE | MI | Main Street | 1853 | 4 | NG | IC | 1.3 | 1.2 | 0 | 0 |  |  | 0 | 0 |  | Electric Utility | N | OP |  | Internal Combustion (PRMVR=IC)
EXCLUDE | MI | Main Street | 1853 | 5 | NG | IC | 1.1 | 1 | 0 | 0 |  |  | 0 | 0 |  | Electric Utility | N | OP |  | Internal Combustion (PRMVR=IC)
EXCLUDE | MI | Main Street | 1853 | 6 | NG | IC | 0.6 | 0.6 | 0 | 0 |  |  | 0 | 0 |  | Electric Utility | N | OP |  | Internal Combustion (PRMVR=IC)
EXCLUDE | MI | Manistique | 1750 | 1 | DFO | IC | 2 | 2 | 0 | 0 |  |  | 0 | 0 |  | Electric Utility | N | OP |  | Internal Combustion (PRMVR=IC)
EXCLUDE | MI | Manistique | 1750 | 2 | DFO | IC | 2.8 | 2.8 | 0 | 0 |  |  | 0 | 0 |  | Electric Utility | N | OP |  | Internal Combustion (PRMVR=IC)
EXCLUDE | MI | Marshall | 1844 | 1 | WAT | HY | 0.1 | 0.1 | 0 | 467 |  |  | 467 | 0 |  | Electric Utility | N | OP |  | Non Combustion (NUC, WAT, WND, GEO, or SUN)
EXCLUDE | MI | Marshall | 1844 | 3 | WAT | HY | 0.1 | 0.1 | 0 | 467 |  |  | 467 | 0 |  | Electric Utility | N | OP |  | Non Combustion (NUC, WAT, WND, GEO, or SUN)
EXCLUDE | MI | Marshall | 1844 | IC2 | NG | IC | 1.1 | 0.9 | 0 | 0 |  |  | 0 | 0 |  | Electric Utility | N | OP |  | Internal Combustion (PRMVR=IC)
EXCLUDE | MI | Marshall | 1844 | IC3 | NG | IC | 2.1 | 1.9 | 0 | 0 |  |  | 0 | 0 |  | Electric Utility | N | OP |  | Internal Combustion (PRMVR=IC)
EXCLUDE | MI | Marshall | 1844 | IC4 | DFO | IC | 1 | 0.7 | 0 | 0 |  |  | 0 | 0 |  | Electric Utility | N | OP |  | Internal Combustion (PRMVR=IC)
EXCLUDE | MI | Marshall | 1844 | IC5 | NG | IC | 1.7 | 1.4 | 0 | 0 |  |  | 0 | 0 |  | Electric Utility | N | OP |  | Internal Combustion (PRMVR=IC)
EXCLUDE | MI | Marshall | 1844 | IC6 | NG | IC | 5.7 | 5.6 | 0 | 0 |  |  | 0 | 0 |  | Electric Utility | N | OP |  | Internal Combustion (PRMVR=IC)
EXCLUDE | MI | Marysville | 1732 | 6 | BIT | ST | 50 | 33 | 0 | 0 |  |  | 0 | 0 |  | Electric Utility | N | RE | 1995 | Retired in 1995
COALST | MI | Marysville | 1732 | 7 | BIT | ST | 75 | 83 | 0 | 0 |  |  | 0 | 0 |  | Electric Utility | N | RE | 2011
COALST | MI | Marysville | 1732 | 8 | BIT | ST | 75 | 83 | 0 | 0 |  |  | 0 | 0 |  | Electric Utility | N | RE | 2011
EXCLUDE | MI | McClure | 7116 | 1 | WAT | HY | 4 | 3.1 | 0 | 16076 |  |  | 16076 | 0 |  | Electric Utility | N | OP |  | Non Combustion (NUC, WAT, WND, GEO, or SUN)
EXCLUDE | MI | McClure | 7116 | 2 | WAT | HY | 4 | 3.1 | 0 | 16076 |  |  | 16076 | 0 |  | Electric Utility | N | OP |  | Non Combustion (NUC, WAT, WND, GEO, or SUN)
EXCLUDE | MI | McKinley Wind Park | 57853 | 1 | WND | WT | 14.4 | 14.4 | 0 | 0 |  |  | 0 | 0 |  | Electric Utility | N | P |  | Non Combustion (NUC, WAT, WND, GEO, or SUN)
EXCLUDE | MI | Menominee Acquisition | 52017 | ST1 | BIT | ST | 1.5 | 1.5 | 0 | 2998.0275 | 0.06842 | 185703.6576 | 43817.9991 | 19144.8398 |  | Industrial CHP | Y | OS |  | Steam unit (PRMVR=ST) under 25MW/250 MMBtu/hr
EXCLUDE | MI | Menominee Acquisition | 52017 | ST2 | BIT | ST | 2.5 | 2.5 | 0 | 4996.7125 | 0.06842 | 309506.096 | 73029.9985 | 31908.0663 |  | Industrial CHP | Y | OP |  | Steam unit (PRMVR=ST) under 25MW/250 MMBtu/hr
EXCLUDE | MI | Menominee Mill Marinette | 50409 | 4 | WAT | HY | 0.4 | 0.4 | 0 | 3090.4444 |  |  | 3090.4444 | 0 |  | Industrial Non-CHP | N | OP |  | Non Combustion (NUC, WAT, WND, GEO, or SUN)
EXCLUDE | MI | Menominee Mill Marinette | 50409 | 5 | WAT | HY | 0.4 | 0.4 | 0 | 3090.4444 |  |  | 3090.4444 | 0 |  | Industrial Non-CHP | N | OP |  | Non Combustion (NUC, WAT, WND, GEO, or SUN)
EXCLUDE | MI | Menominee Mill Marinette | 50409 | 8 | WAT | HY | 0.5 | 0.5 | 0 | 3863.0556 |  |  | 3863.0556 | 0 |  | Industrial Non-CHP | N | OP |  | Non Combustion (NUC, WAT, WND, GEO, or SUN)
EXCLUDE | MI | Menominee Mill Marinette | 50409 | 9 | WAT | HY | 0.5 | 0.5 | 0 | 3863.0556 |  |  | 3863.0556 | 0 |  | Industrial Non-CHP | N | OP |  | Non Combustion (NUC, WAT, WND, GEO, or SUN)
EXCLUDE | MI | Michigamme Falls | 1780 | 1 | WAT | HY | 5.3 | 0.6 | 0 | 11768.5 |  |  | 11768.5 | 0 |  | Electric Utility | N | OP |  | Non Combustion (NUC, WAT, WND, GEO, or SUN)
EXCLUDE | MI | Michigamme Falls | 1780 | 2 | WAT | HY | 5.3 | 2 | 0 | 11768.5 |  |  | 11768.5 | 0 |  | Electric Utility | N | OP |  | Non Combustion (NUC, WAT, WND, GEO, or SUN)
NGCC | MI | Michigan Power LP | 54915 | G001 | NG | CC | 58 | 58 | 1478 | 414164.7891 | 0.99794 | 3896.9778 | 415021.3933 | 232421.0619 |  | IPP CHP | Y | OP
NGCC | MI | Michigan Power LP | 54915 | G101 | NG | CC | 96.1 | 70 | 1478 | 686228.2109 | 0.99794 | 6456.8891 | 687647.5154 | 385097.6561 |  | IPP CHP | Y | OP
EXCLUDE | MI | Michigan Wind 1 LLC | 56416 | 1 | WND | WT | 69 | 69 | 0 | 167237 |  |  | 167237 | 0 |  | IPP Non-CHP | N | OP |  | Non Combustion (NUC, WAT, WND, GEO, or SUN)
EXCLUDE | MI | Michigan Wind 2 | 56659 | 1 | WND | WT | 90 | 90 | 0 | 26431 |  |  | 26431 | 0 |  | IPP Non-CHP | N | OP |  | Non Combustion (NUC, WAT, WND, GEO, or SUN)
EXCLUDE | MI | Midland Cogeneration Venture | 10745 | 1G12 | DFO | IC | 5.2 | 5.2 | 0 | 0 | 1 | 0 | 0 | 0 |  | IPP CHP | Y | SB |  | Internal Combustion (PRMVR=IC)
NGCC | MI | Midland Cogeneration Venture | 10745 | BP15 | NG | CC | 13.4 | 13.4 | 127.9038 | 26951.3102 | 0.76886 | 36860.2203 | 35053.6447 | 16331.4736 | 1 | IPP CHP | Y | OP
NGCC | MI | Midland Cogeneration Venture | 10745 | GT10 | NG | CC | 87.1 | 84 | 831.3748 | 175183.5162 | 0.76886 | 239591.4322 | 227848.6903 | 106154.5781 |  | IPP CHP | Y | OP
NGCC | MI | Midland Cogeneration Venture | 10745 | GT11 | NG | CC | 87.1 | 84 | 831.3748 | 175183.5162 | 0.76886 | 239591.4322 | 227848.6903 | 106154.5781 |  | IPP CHP | Y | OP
NGCC | MI | Midland Cogeneration Venture | 10745 | GT12 | NG | CC | 87.1 | 84 | 831.3748 | 175183.5162 | 0.76886 | 239591.4322 | 227848.6903 | 106154.5781 |  | IPP CHP | Y | OP
NGCC | MI | Midland Cogeneration Venture | 10745 | GT13 | NG | CC | 87.1 | 88 | 831.3748 | 175183.5162 | 0.76886 | 239591.4322 | 227848.6903 | 106154.5781 |  | IPP CHP | Y | OP
NGCC | MI | Midland Cogeneration Venture | 10745 | GT14 | NG | CC | 87.1 | 88 | 831.3748 | 175183.5162 | 0.76886 | 239591.4322 | 227848.6903 | 106154.5781 |  | IPP CHP | Y | OP
NGCC | MI | Midland Cogeneration Venture | 10745 | GT3 | NG | CC | 87.1 | 88 | 831.3748 | 175183.5162 | 0.76886 | 239591.4322 | 227848.6903 | 106154.5781 |  | IPP CHP | Y | OP
NGCC | MI | Midland Cogeneration Venture | 10745 | GT4 | NG | CC | 87.1 | 88 | 831.3748 | 175183.5162 | 0.76886 | 239591.4322 | 227848.6903 | 106154.5781 |  | IPP CHP | Y | OP
NGCC | MI | Midland Cogeneration Venture | 10745 | GT5 | NG | CC | 87.1 | 88 | 831.3748 | 175183.5162 | 0.76886 | 239591.4322 | 227848.6903 | 106154.5781 |  | IPP CHP | Y | OP
NGCC | MI | Midland Cogeneration Venture | 10745 | GT6 | NG | CC | 87.1 | 88 | 831.3748 | 175183.5162 | 0.76886 | 239591.4322 | 227848.6903 | 106154.5781 |  | IPP CHP | Y | OP
NGCC | MI | Midland Cogeneration Venture | 10745 | GT7 | NG | CC | 87.1 | 88 | 831.3748 | 175183.5162 | 0.76886 | 239591.4322 | 227848.6903 | 106154.5781 |  | IPP CHP | Y | OP
NGCC | MI | Midland Cogeneration Venture | 10745 | GT8 | NG | CC | 87.1 | 88 | 831.3748 | 175183.5162 | 0.76886 | 239591.4322 | 227848.6903 | 106154.5781 |  | IPP CHP | Y | OP
NGCC | MI | Midland Cogeneration Venture | 10745 | GT9 | NG | CC | 87.1 | 88 | 831.3748 | 175183.5162 | 0.76886 | 239591.4322 | 227848.6903 | 106154.5781 |  | IPP CHP | Y | OP
NGCC | MI | Midland Cogeneration Venture | 10745 | ST1 | NG | CC | 410 | 410 | 3913.4751 | 824629.6399 | 0.76886 | 1127812.7117 | 1072536.8889 | 499694.3401 |  | IPP CHP | Y | OP
NGCC | MI | Midland Cogeneration Venture | 10745 | ST2 | NG | CC | 380 | 380 | 3627.1232 | 764290.8858 | 0.76886 | 1045289.8303 | 994058.58 | 463131.3396 |  | IPP CHP | Y | SB
EXCLUDE | MI | Minden Wind Park | 57852 | 1 | WND | WT | 32 | 32 | 0 | 0 |  |  | 0 | 0 |  | Electric Utility | N | P |  | Non Combustion (NUC, WAT, WND, GEO, or SUN)
EXCLUDE | MI | Mio | 1714 | 1 | WAT | HY | 2.5 | 0.7 | 0 | 6891 |  |  | 6891 | 0 |  | Electric Utility | N | OP |  | Non Combustion (NUC, WAT, WND, GEO, or SUN)
EXCLUDE | MI | Mio | 1714 | 2 | WAT | HY | 2.5 | 0.7 | 0 | 6891 |  |  | 6891 | 0 |  | Electric Utility | N | OP |  | Non Combustion (NUC, WAT, WND, GEO, or SUN)
EXCLUDE | MI | Mistersky | 1822 | 5 | NG | ST | 44 | 44 | 0 | 0 | 0 |  |  | 0 |  | Electric Utility | Y | RE | 2010 | Retired in 2010
OGST | MI | Mistersky | 1822 | 6 | NG | ST | 50 | 50 | 0 | 0 | 0 |  |  | 0 |  | Electric Utility | Y | OS
OGST | MI | Mistersky | 1822 | 7 | NG | ST | 60 | 60 | 0 | 0 | 0 |  |  | 0 |  | Electric Utility | Y | OS
SSTLOGN | MI | Mistersky | 1822 | GT1 | DFO | GT | 35 | 25 | 300 | 26.46 |  |  | 26.46 | 112.827 |  | Electric Utility | N | OP
EXCLUDE | MI | Modular Power LLC | 56183 | 1 | DFO | IC | 1.6 | 1.6 | 0 | 0 |  |  | 0 | 0 |  | Electric Utility | N | RE | 2006 | Internal Combustion (PRMVR=IC)
EXCLUDE | MI | Modular Power LLC | 56183 | 2 | DFO | IC | 1.8 | 1.8 | 0 | 0 |  |  | 0 | 0 |  | Electric Utility | N | RE | 2006 | Internal Combustion (PRMVR=IC)
EXCLUDE | MI | Modular Power LLC | 56183 | 3 | DFO | IC | 1.6 | 1.6 | 0 | 0 |  |  | 0 | 0 |  | Electric Utility | N | RE | 2006 | Internal Combustion (PRMVR=IC)
EXCLUDE | MI | Modular Power LLC | 56183 | 4 | DFO | IC | 1.6 | 1.6 | 0 | 0 |  |  | 0 | 0 |  | Electric Utility | N | RE | 2006 | Internal Combustion (PRMVR=IC)
EXCLUDE | MI | Modular Power LLC | 56183 | 5 | DFO | IC | 1.8 | 1.8 | 0 | 0 |  |  | 0 | 0 |  | Electric Utility | N | RE | 2006 | Internal Combustion (PRMVR=IC)
EXCLUDE | MI | Modular Power LLC | 56183 | 6 | DFO | IC | 1.6 | 1.6 | 0 | 0 |  |  | 0 | 0 |  | Electric Utility | N | RE | 2006 | Internal Combustion (PRMVR=IC)
EXCLUDE | MI | Modular Power LLC | 56183 | 7 | DFO | IC | 1.6 | 1.6 | 0 | 0 |  |  | 0 | 0 |  | Electric Utility | N | RE | 2006 | Internal Combustion (PRMVR=IC)
EXCLUDE | MI | Modular Power LLC | 56183 | 8 | DFO | IC | 1.6 | 1.6 | 0 | 0 |  |  | 0 | 0 |  | Electric Utility | N | RE | 2006 | Internal Combustion (PRMVR=IC)
EXCLUDE | MI | Modular Power LLC | 56183 | 9 | DFO | IC | 1.6 | 1.6 | 0 | 0 |  |  | 0 | 0 |  | Electric Utility | N | RE | 2006 | Internal Combustion (PRMVR=IC)
COALST | MI | Monroe | 1733 | 1 | SUB | ST | 817.2 | 668 | 8500 | 4309896 |  |  | 4309896 | 4455410.962 |  | Electric Utility | N | OP
COALST | MI | Monroe | 1733 | 2 | SUB | ST | 822.6 | 748 | 8500 | 4285086 |  |  | 4285086 | 4434557.681 |  | Electric Utility | N | OP
COALST | MI | Monroe | 1733 | 3 | SUB | ST | 822.6 | 752 | 7425 | 3839413 |  |  | 3839413 | 3746019.571 |  | Electric Utility | N | OP
COALST | MI | Monroe | 1733 | 4 | SUB | ST | 817.2 | 762 | 7425 | 4439984 |  |  | 4439984 | 4785018.075 |  | Electric Utility | N | OP
EXCLUDE | MI | Monroe | 1733 | IC1 | DFO | IC | 2.7 | 2.8 | 0 | 0 |  |  | 0 | 0 |  | Electric Utility | N | OP |  | Internal Combustion (PRMVR=IC)
EXCLUDE | MI | Monroe | 1733 | IC2 | DFO | IC | 2.7 | 2.8 | 0 | 0 |  |  | 0 | 0 |  | Electric Utility | N | OP |  | Internal Combustion (PRMVR=IC)
EXCLUDE | MI | Monroe | 1733 | IC3 | DFO | IC | 2.7 | 2.8 | 0 | 0 |  |  | 0 | 0 |  | Electric Utility | N | OP |  | Internal Combustion (PRMVR=IC)
EXCLUDE | MI | Monroe | 1733 | IC4 | DFO | IC | 2.7 | 2.8 | 0 | 0 |  |  | 0 | 0 |  | Electric Utility | N | OP |  | Internal Combustion (PRMVR=IC)
EXCLUDE | MI | Monroe | 1733 | IC5 | DFO | IC | 2.7 | 2.8 | 0 | 0 |  |  | 0 | 0 |  | Electric Utility | N | OP |  | Internal Combustion (PRMVR=IC)
EXCLUDE | MI | Mottville | 1761 | 1 | WAT | HY | 0.4 | 0.6 | 0 | 1952.75 |  |  | 1952.75 | 0 |  | Electric Utility | N | OP |  | Non Combustion (NUC, WAT, WND, GEO, or SUN)
EXCLUDE | MI | Mottville | 1761 | 2 | WAT | HY | 0.4 |  | 0 | 1952.75 |  |  | 1952.75 | 0 |  | Electric Utility | N | OP |  | Non Combustion (NUC, WAT, WND, GEO, or SUN)
EXCLUDE | MI | Mottville | 1761 | 3 | WAT | HY | 0.4 |  | 0 | 1952.75 |  |  | 1952.75 | 0 |  | Electric Utility | N | OP |  | Non Combustion (NUC, WAT, WND, GEO, or SUN)
EXCLUDE | MI | Mottville | 1761 | 4 | WAT | HY | 0.4 |  | 0 | 1952.75 |  |  | 1952.75 | 0 |  | Electric Utility | N | OP |  | Non Combustion (NUC, WAT, WND, GEO, or SUN)
EXCLUDE | MI | MSC Croswell | 57950 | 1 | BIT | ST | 1.3 |  | 0 | 0 |  |  | 0 | 0 |  | Industrial Non-CHP | N | OP |  | Steam unit (PRMVR=ST) under 25MW/250 MMBtu/hr
EXCLUDE | MI | MSC Sebewaing | 57949 | 1 | BIT | ST | 1.5 |  | 0 | 0 |  |  | 0 | 0 |  | Industrial Non-CHP | N | OP |  | Steam unit (PRMVR=ST) under 25MW/250 MMBtu/hr
EXCLUDE | MI | MSC Sebewaing | 57949 | 2 | BIT | ST | 1 |  | 0 | 0 |  |  | 0 | 0 |  | Industrial Non-CHP | N | OP |  | Steam unit (PRMVR=ST) under 25MW/250 MMBtu/hr
EXCLUDE | MI | Municipal Power Plant | 56504 | 1 | NG | IC | 1 | 1 | 0 | 0 |  |  | 0 | 0 |  | Electric Utility | N | SB |  | Internal Combustion (PRMVR=IC)
EXCLUDE | MI | Municipal Power Plant | 56504 | 2 | NG | IC | 1 | 1 | 0 | 0 |  |  | 0 | 0 |  | Electric Utility | N | SB |  | Internal Combustion (PRMVR=IC)
EXCLUDE | MI | Neenah Paper Munising Mill | 54867 | M387 | BIT | ST | 6.2 | 5.8 | 0 | 36741.66 | 0.12671 | 1151962.7353 | 289957.3843 | 127016.5278 |  | Industrial CHP | Y | OP |  | Steam unit (PRMVR=ST) under 25MW/250 MMBtu/hr
NGCC | MI | New Covert Generating Facility | 55297 | 1 | NG | CC | 245 | 210.7 | 2926 | 401622.9167 |  |  | 401622.9167 | 171353.6565 |  | Electric Utility/IPP Non-CHP | N | OP
NGCC | MI | New Covert Generating Facility | 55297 | 2 | NG | CC | 245 | 210.7 | 2926 | 401622.9167 |  |  | 401622.9167 | 171353.6565 |  | Electric Utility/IPP Non-CHP | N | OP
NGCC | MI | New Covert Generating Facility | 55297 | 3 | NG | CC | 245 | 210.7 | 2926 | 401622.9167 |  |  | 401622.9167 | 171353.6565 |  | Electric Utility/IPP Non-CHP | N | OP
NGCC | MI | New Covert Generating Facility | 55297 | 1A | NG | CC | 147 | 136 | 2926 | 240973.75 |  |  | 240973.75 | 102812.1939 |  | Electric Utility/IPP Non-CHP | N | OP
NGCC | MI | New Covert Generating Facility | 55297 | 2A | NG | CC | 147 | 136 | 2926 | 240973.75 |  |  | 240973.75 | 102812.1939 |  | Electric Utility/IPP Non-CHP | N | OP
NGCC | MI | New Covert Generating Facility | 55297 | 3A | NG | CC | 147 | 136 | 2926 | 240973.75 |  |  | 240973.75 | 102812.1939 |  | Electric Utility/IPP Non-CHP | N | OP
EXCLUDE | MI | Newberry | 1846 | 1 | DFO | IC | 3 | 2.5 | 0 | 0 |  |  | 0 | 0 |  | Electric Utility | N | OP |  | Internal Combustion (PRMVR=IC)
EXCLUDE | MI | Newberry | 1846 | 2 | DFO | IC | 0.7 | 0.5 | 0 | 0 |  |  | 0 | 0 |  | Electric Utility | N | OP |  | Internal Combustion (PRMVR=IC)
EXCLUDE | MI | Newberry | 1846 | 4 | DFO | IC | 1.8 | 1.5 | 0 | 0 |  |  | 0 | 0 |  | Electric Utility | N | OP |  | Internal Combustion (PRMVR=IC)
EXCLUDE | MI | Ninth Street Hydropower Project | 54342 | 1 | WAT | HY | 0.4 | 0.4 | 0 | 2522 |  |  | 2522 | 0 |  | IPP Non-CHP | N | OP |  | Non Combustion (NUC, WAT, WND, GEO, or SUN)
EXCLUDE | MI | Ninth Street Hydropower Project | 54342 | 2 | WAT | HY | 0.4 | 0.4 | 0 | 2522 |  |  | 2522 | 0 |  | IPP Non-CHP | N | OP |  | Non Combustion (NUC, WAT, WND, GEO, or SUN)
EXCLUDE | MI | Ninth Street Hydropower Project | 54342 | 3 | WAT | HY | 0.4 | 0.4 | 0 | 2522 |  |  | 2522 | 0 |  | IPP Non-CHP | N | OP |  | Non Combustion (NUC, WAT, WND, GEO, or SUN)
EXCLUDE | MI | Ninth Street Hydropower Project | 54342 | 4 | WAT | HY | 0.4 | 0.4 | 0 | 0 |  |  | 0 | 0 |  | IPP Non-CHP | N | IP |  | Non Combustion (NUC, WAT, WND, GEO, or SUN)
EXCLUDE | MI | Northeast | 1734 | 1 | NG | GT | 16 | 15 | 0 | 181.0786 |  |  | 181.0786 | 228.6968 |  | Electric Utility | N | OP |  | Simple Cycle Turbine (PRMVR=GT or OT) unit under 25MW
EXCLUDE | MI | Northeast | 1734 | 2 | NG | GT | 16 | 12 | 0 | 181.0786 |  |  | 181.0786 | 228.6968 |  | Electric Utility | N | OP |  | Simple Cycle Turbine (PRMVR=GT or OT) unit under 25MW
EXCLUDE | MI | Northeast | 1734 | 3 | NG | GT | 16 | 12 | 0 | 181.0786 |  |  | 181.0786 | 228.6968 |  | Electric Utility | N | OP |  | Simple Cycle Turbine (PRMVR=GT or OT) unit under 25MW
EXCLUDE | MI | Northeast | 1734 | 4 | NG | GT | 16 | 12 | 0 | 181.0786 |  |  | 181.0786 | 228.6968 |  | Electric Utility | N | OP |  | Simple Cycle Turbine (PRMVR=GT or OT) unit under 25MW
EXCLUDE | MI | Northeast | 1734 | 5 | DFO | GT | 23.4 | 15 | 0 | 264.8274 |  |  | 264.8274 | 466.5451 |  | Electric Utility | N | OP |  | Simple Cycle Turbine (PRMVR=GT or OT) unit under 25MW
EXCLUDE | MI | Northeast | 1734 | 6 | DFO | GT | 21.2 | 18 | 0 | 239.9291 |  |  | 239.9291 | 422.6819 |  | Electric Utility | N | OP |  | Simple Cycle Turbine (PRMVR=GT or OT) unit under 25MW
EXCLUDE | MI | Northeast | 1734 | 7 | DFO | GT | 21.2 | 18 | 0 | 239.9291 |  |  | 239.9291 | 422.6819 |  | Electric Utility | N | OP |  | Simple Cycle Turbine (PRMVR=GT or OT) unit under 25MW
EXCLUDE | MI | Norway | 1848 | 1 | WAT | HY | 2.7 | 2.7 | 0 | 10109.1429 |  |  | 10109.1429 | 0 |  | Electric Utility | N | OP |  | Non Combustion (NUC, WAT, WND, GEO, or SUN)
EXCLUDE | MI | Norway | 1848 | 2 | WAT | HY | 1.2 | 1.2 | 0 | 4492.9524 |  |  | 4492.9524 | 0 |  | Electric Utility | N | OP |  | Non Combustion (NUC, WAT, WND, GEO, or SUN)
EXCLUDE | MI | Norway | 1848 | 3 | WAT | HY | 1.2 | 1.1 | 0 | 4492.9524 |  |  | 4492.9524 | 0 |  | Electric Utility | N | OP |  | Non Combustion (NUC, WAT, WND, GEO, or SUN)
EXCLUDE | MI | Norway | 1848 | 4 | WAT | HY | 1.2 | 0.9 | 0 | 4492.9524 |  |  | 4492.9524 | 0 |  | Electric Utility | N | OP |  | Non Combustion (NUC, WAT, WND, GEO, or SUN)
EXCLUDE | MI | Norway Point Hydropower Project | 54340 | 1 | WAT | HY | 2.8 | 2.8 | 0 | 12009.2 |  |  | 12009.2 | 0 |  | IPP Non-CHP | N | OP |  | Non Combustion (NUC, WAT, WND, GEO, or SUN)
EXCLUDE | MI | Norway Point Hydropower Project | 54340 | 2 | WAT | HY | 1.2 | 1.2 | 0 | 5146.8 |  |  | 5146.8 | 0 |  | IPP Non-CHP | N | OP |  | Non Combustion (NUC, WAT, WND, GEO, or SUN)
EXCLUDE | MI | Oakwood Hospital & Medical Center | 50260 | 12M | DFO | IC | 2 | 2 | 0 | 0 |  |  | 0 | 0 |  | Commercial CHP | N | SB |  | Internal Combustion (PRMVR=IC)
EXCLUDE | MI | Oakwood Hospital & Medical Center | 50260 | 22M | DFO | IC | 2 | 2 | 0 | 0 |  |  | 0 | 0 |  | Commercial CHP | N | SB |  | Internal Combustion (PRMVR=IC)
EXCLUDE | MI | Oakwood Hospital & Medical Center | 50260 | 300KW | DFO | IC | 0.3 | 0.3 | 0 | 0 |  |  | 0 | 0 |  | Commercial CHP | N | RE | 2005 | Internal Combustion (PRMVR=IC)
EXCLUDE | MI | Oakwood Hospital & Medical Center | 50260 | 500A | DFO | IC | 0.5 | 0.5 | 0 | 0 |  |  | 0 | 0 |  | Commercial CHP | N | SB |  | Internal Combustion (PRMVR=IC)
EXCLUDE | MI | Oakwood Hospital & Medical Center | 50260 | 500KW | DFO | IC | 0.5 | 0.5 | 0 | 0 |  |  | 0 | 0 |  | Commercial CHP | N | SB |  | Internal Combustion (PRMVR=IC)
EXCLUDE | MI | Oakwood Hospital & Medical Center | 50260 | EG#1 | NG | IC | 0.5 | 0.5 | 0 | 0 | 0.24262 | 0 | 0 | 0 |  | Commercial CHP | Y | RE | 2004 | Internal Combustion (PRMVR=IC)
EXCLUDE | MI | Oakwood Hospital & Medical Center | 50260 | EG#2 | NG | IC | 0.5 | 0.5 | 0 | 0 | 0.24262 | 0 | 0 | 0 |  | Commercial CHP | Y | RE | 2004 | Internal Combustion (PRMVR=IC)
EXCLUDE | MI | Oakwood Hospital & Medical Center | 50260 | EG#3 | NG | IC | 0.5 | 0.5 | 0 | 0 | 0.24262 | 0 | 0 | 0 |  | Commercial CHP | Y | RE | 2004 | Internal Combustion (PRMVR=IC)
EXCLUDE | MI | Oliver | 1735 | 1 | DFO | IC | 2.7 | 2.3 | 0 | 0 |  |  | 0 | 0 |  | Electric Utility | N | OP |  | Internal Combustion (PRMVR=IC)
EXCLUDE | MI | Oliver | 1735 | 2 | DFO | IC | 2.7 | 2.3 | 0 | 0 |  |  | 0 | 0 |  | Electric Utility | N | OP |  | Internal Combustion (PRMVR=IC)
EXCLUDE | MI | Oliver | 1735 | 3 | DFO | IC | 2.7 | 2.3 | 0 | 0 |  |  | 0 | 0 |  | Electric Utility | N | OP |  | Internal Combustion (PRMVR=IC)
EXCLUDE | MI | Oliver | 1735 | 4 | DFO | IC | 2.7 | 2.3 | 0 | 0 |  |  | 0 | 0 |  | Electric Utility | N | OP |  | Internal Combustion (PRMVR=IC)
EXCLUDE | MI | Oliver | 1735 | 5 | DFO | IC | 2.7 | 2.3 | 0 | 0 |  |  | 0 | 0 |  | Electric Utility | N | OP |  | Internal Combustion (PRMVR=IC)
EXCLUDE | MI | Otsego Mill Power Plant | 55799 | NRTH | NG | GT | 10.6 | 8.8 | 0 | 27722 | 0.98617 | 1768.2643 | 28110.6865 | 19347.1086 |  | Industrial CHP | Y | OS |  | Simple Cycle Turbine (PRMVR=GT or OT) unit under 25MW
EXCLUDE | MI | Otsego Mill Power Plant | 55799 | SOTH | NG | GT | 10.6 | 8.8 | 0 | 27722 | 0.98617 | 1768.2643 | 28110.6865 | 19347.1086 |  | Industrial CHP | Y | OP |  | Simple Cycle Turbine (PRMVR=GT or OT) unit under 25MW
EXCLUDE | MI | Ottawa Generating Station | 54756 | 3-1 | LFG | IC | 0.8 | 0.8 | 0 | 0 |  |  | 0 | 0 |  | IPP Non-CHP | N | OP |  | Internal Combustion (PRMVR=IC)
EXCLUDE | MI | Ottawa Generating Station | 54756 | 3-2 | LFG | IC | 0.8 | 0.8 | 0 | 0 |  |  | 0 | 0 |  | IPP Non-CHP | N | OP |  | Internal Combustion (PRMVR=IC)
EXCLUDE | MI | Ottawa Generating Station | 54756 | 3-3 | LFG | IC | 0.8 | 0.8 | 0 | 0 |  |  | 0 | 0 |  | IPP Non-CHP | N | OP |  | Internal Combustion (PRMVR=IC)
EXCLUDE | MI | Ottawa Generating Station | 54756 | 3-4 | LFG | IC | 0.8 | 0.8 | 0 | 0 |  |  | 0 | 0 |  | IPP Non-CHP | N | OP |  | Internal Combustion (PRMVR=IC)
EXCLUDE | MI | Ottawa Generating Station | 54756 | 3-5 | LFG | IC | 0.8 | 0.8 | 0 | 0 |  |  | 0 | 0 |  | IPP Non-CHP | N | OP |  | Internal Combustion (PRMVR=IC)
EXCLUDE | MI | Ottawa Generating Station | 54756 | 3-6 | LFG | IC | 0.8 | 0.8 | 0 | 0 |  |  | 0 | 0 |  | IPP Non-CHP | N | OP |  | Internal Combustion (PRMVR=IC)
EXCLUDE | MI | Ottawa Generating Station | 54756 | 3-7 | LFG | IC | 1.6 | 1.6 | 0 | 0 |  |  | 0 | 0 |  | IPP Non-CHP | N | OP |  | Internal Combustion (PRMVR=IC)
EXCLUDE | MI | Palisades | 1715 | 1 | NUC | ST | 811.8 | 803.4 | 0 | 6641020 |  |  | 6641020 | 0 |  | IPP Non-CHP | N | OP |  | Non Combustion (NUC, WAT, WND, GEO, or SUN)
EXCLUDE | MI | Parkedale Pharmaceuticals | 50318 | 38-1 | NG | GT | 2.8 | 2.8 | 0 | 19133.52 | 0.85412 | 14867.012 | 22401.474 | 13555.0797 |  | Industrial CHP | Y | OP |  | Simple Cycle Turbine (PRMVR=GT or OT) unit under 25MW
EXCLUDE | MI | Peavy Falls | 1781 | 1 | WAT | HY | 7.5 | 4.7 | 0 | 20278 |  |  | 20278 | 0 |  | Electric Utility | N | OP |  | Non Combustion (NUC, WAT, WND, GEO, or SUN)
EXCLUDE | MI | Peavy Falls | 1781 | 2 | WAT | HY | 7.5 | 5.5 | 0 | 20278 |  |  | 20278 | 0 |  | Electric Utility | N | OP |  | Non Combustion (NUC, WAT, WND, GEO, or SUN)
EXCLUDE | MI | Peoples Generating Station | 54890 | GEN1 | LFG | IC | 3.2 | 2.2 | 0 | 0 |  |  | 0 | 0 |  | IPP Non-CHP | N | OP |  | Internal Combustion (PRMVR=IC)
EXCLUDE | MI | Pine Street | 7806 | 1 | NG | IC | 1.1 | 1 | 0 | 0 |  |  | 0 | 0 |  | Electric Utility | N | OP |  | Internal Combustion (PRMVR=IC)
EXCLUDE | MI | Pine Street | 7806 | 2 | NG | IC | 1.1 | 1 | 0 | 0 |  |  | 0 | 0 |  | Electric Utility | N | OP |  | Internal Combustion (PRMVR=IC)
EXCLUDE | MI | Pine Street | 7806 | 3 | DFO | IC | 1.1 | 1 | 0 | 0 |  |  | 0 | 0 |  | Electric Utility | N | OP |  | Internal Combustion (PRMVR=IC)
EXCLUDE | MI | Pine Street | 7806 | 4 | DFO | IC | 1.1 | 1 | 0 | 0 |  |  | 0 | 0 |  | Electric Utility | N | OP |  | Internal Combustion (PRMVR=IC)
EXCLUDE | MI | Pine Street | 7806 | 5 | NG | IC | 1.3 | 1.2 | 0 | 0 |  |  | 0 | 0 |  | Electric Utility | N | OP |  | Internal Combustion (PRMVR=IC)
EXCLUDE | MI | Pine Street | 7806 | 6 | NG | IC | 1.3 | 1.2 | 0 | 0 |  |  | 0 | 0 |  | Electric Utility | N | OP |  | Internal Combustion (PRMVR=IC)
EXCLUDE | MI | Pine Tree Acres | 54989 | GEN1 | LFG | IC | 0.8 | 0.8 | 0 | 0 |  |  | 0 | 0 |  | IPP Non-CHP | N | OP |  | Internal Combustion (PRMVR=IC)
EXCLUDE | MI | Pine Tree Acres | 54989 | GEN2 | LFG | IC | 0.8 | 0.8 | 0 | 0 |  |  | 0 | 0 |  | IPP Non-CHP | N | OP |  | Internal Combustion (PRMVR=IC)
EXCLUDE | MI | Pine Tree Acres | 54989 | GEN3 | LFG | IC | 0.8 | 0.8 | 0 | 0 |  |  | 0 | 0 |  | IPP Non-CHP | N | OP |  | Internal Combustion (PRMVR=IC)
EXCLUDE | MI | Pine Tree Acres | 54989 | GEN4 | LFG | IC | 0.8 | 0.8 | 0 | 0 |  |  | 0 | 0 |  | IPP Non-CHP | N | OP |  | Internal Combustion (PRMVR=IC)
EXCLUDE | MI | Pine Tree Acres | 54989 | GEN5 | LFG | IC | 0.8 | 0.8 | 0 | 0 |  |  | 0 | 0 |  | IPP Non-CHP | N | OP |  | Internal Combustion (PRMVR=IC)
EXCLUDE | MI | Pine Tree Acres | 54989 | GEN6 | LFG | IC | 0.8 | 0.8 | 0 | 0 |  |  | 0 | 0 |  | IPP Non-CHP | N | OP |  | Internal Combustion (PRMVR=IC)
EXCLUDE | MI | Pine Tree Acres | 54989 | GEN7 | LFG | IC | 0.8 | 0.8 | 0 | 0 |  |  | 0 | 0 |  | IPP Non-CHP | N | OP |  | Internal Combustion (PRMVR=IC)
EXCLUDE | MI | Pine Tree Acres | 54989 | GEN8 | LFG | IC | 1.6 | 1.6 | 0 | 0 |  |  | 0 | 0 |  | IPP Non-CHP | N | OP |  | Internal Combustion (PRMVR=IC)
EXCLUDE | MI | Pine Tree Acres | 54989 | GEN9 | LFG | IC | 1.6 | 1.6 | 0 | 0 |  |  | 0 | 0 |  | IPP Non-CHP | N | OP |  | Internal Combustion (PRMVR=IC)
EXCLUDE | MI | Pine Tree Acres WM LFGTE | 57443 | GEN1 | LFG | IC | 1.6 | 1.6 | 0 | 0 |  |  | 0 | 0 |  | IPP Non-CHP | N | V |  | Internal Combustion (PRMVR=IC)
EXCLUDE | MI | Pine Tree Acres WM LFGTE | 57443 | GEN2 | LFG | IC | 1.6 | 1.6 | 0 | 0 |  |  | 0 | 0 |  | IPP Non-CHP | N | V |  | Internal Combustion (PRMVR=IC)
EXCLUDE | MI | Pine Tree Acres WM LFGTE | 57443 | GEN3 | LFG | IC | 1.6 | 1.6 | 0 | 0 |  |  | 0 | 0 |  | IPP Non-CHP | N | V |  | Internal Combustion (PRMVR=IC)
EXCLUDE | MI | Pine Tree Acres WM LFGTE | 57443 | GEN4 | LFG | IC | 1.6 | 1.6 | 0 | 0 |  |  | 0 | 0 |  | IPP Non-CHP | N | V |  | Internal Combustion (PRMVR=IC)
EXCLUDE | MI | Pine Tree Acres WM LFGTE | 57443 | GEN5 | LFG | IC | 1.6 | 1.6 | 0 | 0 |  |  | 0 | 0 |  | IPP Non-CHP | N | V |  | Internal Combustion (PRMVR=IC)
EXCLUDE | MI | Pine Tree Acres WM LFGTE | 57443 | GEN6 | LFG | IC | 1.6 | 1.6 | 0 | 0 |  |  | 0 | 0 |  | IPP Non-CHP | N | V |  | Internal Combustion (PRMVR=IC)
EXCLUDE | MI | Pine Tree Acres WM LFGTE | 57443 | GEN7 | LFG | IC | 1.6 | 1.6 | 0 | 0 |  |  | 0 | 0 |  | IPP Non-CHP | N | V |  | Internal Combustion (PRMVR=IC)
EXCLUDE | MI | Pine Tree Acres WM LFGTE | 57443 | GEN8 | LFG | IC | 1.6 | 1.6 | 0 | 0 |  |  | 0 | 0 |  | IPP Non-CHP | N | V |  | Internal Combustion (PRMVR=IC)
EXCLUDE | MI | Placid 12 | 1737 | 1 | DFO | IC | 2.7 | 2.4 | 0 | 0 |  |  | 0 | 0 |  | Electric Utility | N | OP |  | Internal Combustion (PRMVR=IC)
EXCLUDE | MI | Placid 12 | 1737 | 2 | DFO | IC | 2.7 | 2.4 | 0 | 0 |  |  | 0 | 0 |  | Electric Utility | N | OP |  | Internal Combustion (PRMVR=IC)
EXCLUDE | MI | Placid 12 | 1737 | 3 | DFO | IC | 2.7 | 2.4 | 0 | 0 |  |  | 0 | 0 |  | Electric Utility | N | OP |  | Internal Combustion (PRMVR=IC)
EXCLUDE | MI | Placid 12 | 1737 | 4 | DFO | IC | 2.7 | 2.4 | 0 | 0 |  |  | 0 | 0 |  | Electric Utility | N | OP |  | Internal Combustion (PRMVR=IC)
EXCLUDE | MI | Placid 12 | 1737 | 5 | DFO | IC | 2.7 | 2.4 | 0 | 0 |  |  | 0 | 0 |  | Electric Utility | N | OP |  | Internal Combustion (PRMVR=IC)
EXCLUDE | MI | Plant Four | 1840 | CT1 | DFO | GT | 24 | 20 | 0 | 316 |  |  | 316 | 703.8647 |  | Electric Utility | N | SB |  | Simple Cycle Turbine (PRMVR=GT or OT) unit under 25MW
EXCLUDE | MI | Portage | 8019 | 1 | DFO | GT | 22.6 | 18.8 | 0 | 0 |  |  | 0 | 0 |  | Electric Utility | N | OS |  | Simple Cycle Turbine (PRMVR=GT or OT) unit under 25MW
EXCLUDE | MI | Powertrain Warren General Motors | 10032 | GT1 | NG | GT | 4 | 2.7 | 0 | 11970 | 0.26479 | 151198.4272 | 45205.2932 | 11312.4686 |  | Industrial CHP | Y | OP |  | Simple Cycle Turbine (PRMVR=GT or OT) unit under 25MW
EXCLUDE | MI | Presque Isle | 1769 | 1 | BIT | ST | 25 | 25 | 0 | 0 |  |  | 0 | 0 |  | Electric Utility | N | RE | 2006 | Retired in 2006
EXCLUDE | MI | Presque Isle | 1769 | 2 | BIT | ST | 37.5 | 37 | 0 | 0 |  |  | 0 | 0 |  | Electric Utility | N | RE | 2006 | Retired in 2006
EXCLUDE | MI | Presque Isle | 1769 | 3 | BIT | ST | 54.4 | 58 | 0 | 0 |  |  | 0 | 0 |  | Electric Utility | N | RE | 2009 | Retired in 2009
EXCLUDE | MI | Presque Isle | 1769 | 4 | BIT | ST | 57.8 | 58 | 0 | 0 |  |  | 0 | 0 |  | Electric Utility | N | RE | 2009 | Retired in 2009
COALST | MI | Presque Isle | 1769 | 5 | SUB | ST | 90 | 88 | 1009 | 300917 |  |  | 300917 | 359261.569 |  | Electric Utility | N | OP | 2017
COALST | MI | Presque Isle | 1769 | 6 | SUB | ST | 90 | 88 | 1069 | 398508 |  |  | 398508 | 480586.718 |  | Electric Utility | N | OP | 2017
COALST | MI | Presque Isle | 1769 | 7 | SUB | ST | 90 | 77 | 1102 | 526541 |  |  | 526541 | 658387.94 |  | Electric Utility | N | OP | 2017
COALST | MI | Presque Isle | 1769 | 8 | SUB | ST | 90 | 77 | 1070 | 503291 |  |  | 503291 | 670367.086 |  | Electric Utility | N | OP | 2017
COALST | MI | Presque Isle | 1769 | 9 | SUB | ST | 90 | 77 | 1070 | 521989 |  |  | 521989 | 689582.239 |  | Electric Utility | N | OP | 2017
EXCLUDE | MI | Prickett | 1773 | 1 | WAT | HY | 1.1 | 0.4 | 0 | 2443 |  |  | 2443 | 0 |  | Electric Utility | N | OP |  | Non Combustion (NUC, WAT, WND, GEO, or SUN)
EXCLUDE | MI | Prickett | 1773 | 2 | WAT | HY | 1.1 | 0.4 | 0 | 2443 |  |  | 2443 | 0 |  | Electric Utility | N | OP |  | Non Combustion (NUC, WAT, WND, GEO, or SUN)
EXCLUDE | MI | Putnam | 1739 | 1 | DFO | IC | 2.7 | 2.3 | 0 | 0 |  |  | 0 | 0 |  | Electric Utility | N | OP |  | Internal Combustion (PRMVR=IC)
EXCLUDE | MI | Putnam | 1739 | 2 | DFO | IC | 2.7 | 2.3 | 0 | 0 |  |  | 0 | 0 |  | Electric Utility | N | OP |  | Internal Combustion (PRMVR=IC)
EXCLUDE | MI | Putnam | 1739 | 3 | DFO | IC | 2.7 | 2.3 | 0 | 0 |  |  | 0 | 0 |  | Electric Utility | N | OP |  | Internal Combustion (PRMVR=IC)
EXCLUDE | MI | Putnam | 1739 | 4 | DFO | IC | 2.7 | 2.3 | 0 | 0 |  |  | 0 | 0 |  | Electric Utility | N | OP |  | Internal Combustion (PRMVR=IC)
EXCLUDE | MI | Putnam | 1739 | 5 | DFO | IC | 2.7 | 2.3 | 0 | 0 |  |  | 0 | 0 |  | Electric Utility | N | OP |  | Internal Combustion (PRMVR=IC)
SSTLOGN | MI | Renaissance Power LLC | 55402 | CT1 | NG | GT | 170 | 165 | 2200 | 59309.75 |  |  | 59309.75 | 44371.57 |  | Electric Utility/IPP Non-CHP | N | OP
SSTLOGN | MI | Renaissance Power LLC | 55402 | CT2 | NG | GT | 170 | 165 | 2200 | 59309.75 |  |  | 59309.75 | 33035.736 |  | Electric Utility/IPP Non-CHP | N | OP
SSTLOGN | MI | Renaissance Power LLC | 55402 | CT3 | NG | GT | 170 | 165 | 2200 | 59309.75 |  |  | 59309.75 | 48959.38 |  | Electric Utility/IPP Non-CHP | N | OP
SSTLOGN | MI | Renaissance Power LLC | 55402 | CT4 | NG | GT | 170 | 165 | 2200 | 59309.75 |  |  | 59309.75 | 32378.467 |  | Electric Utility/IPP Non-CHP | N | OP
EXCLUDE | MI | Riley Generating Station | 56503 | 1 | NG | IC | 2 | 2 | 0 | 0 |  |  | 0 | 0 |  | Electric Utility | N | OP |  | Internal Combustion (PRMVR=IC)
EXCLUDE | MI | Riley Generating Station | 56503 | 2 | NG | IC | 2 | 2 | 0 | 0 |  |  | 0 | 0 |  | Electric Utility | N | OP |  | Internal Combustion (PRMVR=IC)
EXCLUDE | MI | Riley Generating Station | 56503 | 3 | NG | IC | 2 | 2 | 0 | 0 |  |  | 0 | 0 |  | Electric Utility | N | OP |  | Internal Combustion (PRMVR=IC)
EXCLUDE | MI | Riley Generating Station | 56503 | 4 | NG | IC | 2 | 2 | 0 | 0 |  |  | 0 | 0 |  | Electric Utility | N | OP |  | Internal Combustion (PRMVR=IC)
EXCLUDE | MI | Riley Generating Station | 56503 | 5 | NG | IC | 2 | 2 | 0 | 0 |  |  | 0 | 0 |  | Electric Utility | N | OP |  | Internal Combustion (PRMVR=IC)
OGST | MI | River Rouge | 1740 | 1 | NG | ST | 282.6 | 234 | 0 | 0 |  |  | 0 | 0 |  | Electric Utility | N | OP
COALST | MI | River Rouge | 1740 | 2 | SUB | ST | 292.5 | 251 | 3000 | 1241549 |  |  | 1241549 | 1387918.745 |  | Electric Utility | N | OP
COALST | MI | River Rouge | 1740 | 3 | SUB | ST | 358.1 | 276 | 3600 | 1305891 |  |  | 1305891 | 1290735.505 |  | Electric Utility | N | OP
EXCLUDE | MI | River Rouge | 1740 | IC1 | DFO | IC | 2.7 | 2.4 | 0 | 0 |  |  | 0 | 0 |  | Electric Utility | N | OP |  | Internal Combustion (PRMVR=IC)
EXCLUDE | MI | River Rouge | 1740 | IC2 | DFO | IC | 2.7 | 2.4 | 0 | 0 |  |  | 0 | 0 |  | Electric Utility | N | OP |  | Internal Combustion (PRMVR=IC)
EXCLUDE | MI | River Rouge | 1740 | IC3 | DFO | IC | 2.7 | 2.4 | 0 | 0 |  |  | 0 | 0 |  | Electric Utility | N | OP |  | Internal Combustion (PRMVR=IC)
EXCLUDE | MI | River Rouge | 1740 | IC4 | DFO | IC | 2.7 | 2.4 | 0 | 0 |  |  | 0 | 0 |  | Electric Utility | N | OP |  | Internal Combustion (PRMVR=IC)
EXCLUDE | MI | Riverview Energy Systems | 54057 | GEN1 | LFG | GT | 3.3 | 2.8 | 0 | 21775.5 |  |  | 21775.5 | 24279.9157 |  | IPP Non-CHP | N | OP |  | Non Fossil fuel type
EXCLUDE | MI | Riverview Energy Systems | 54057 | GEN2 | LFG | GT | 3.3 | 2.8 | 0 | 21775.5 |  |  | 21775.5 | 24279.9157 |  | IPP Non-CHP | N | OP |  | Non Fossil fuel type
EXCLUDE | MI | Rogers | 1716 | 1 | WAT | HY | 1.7 | 0.7 | 0 | 6823.25 |  |  | 6823.25 | 0 |  | Electric Utility | N | OP |  | Non Combustion (NUC, WAT, WND, GEO, or SUN)
EXCLUDE | MI | Rogers | 1716 | 2 | WAT | HY | 1.7 | 0.7 | 0 | 6823.25 |  |  | 6823.25 | 0 |  | Electric Utility | N | OP |  | Non Combustion (NUC, WAT, WND, GEO, or SUN)
EXCLUDE | MI | Rogers | 1716 | 3 | WAT | HY | 1.7 | 0.7 | 0 | 6823.25 |  |  | 6823.25 | 0 |  | Electric Utility | N | OP |  | Non Combustion (NUC, WAT, WND, GEO, or SUN)
EXCLUDE | MI | Rogers | 1716 | 4 | WAT | HY | 1.7 | 0.7 | 0 | 6823.25 |  |  | 6823.25 | 0 |  | Electric Utility | N | OP |  | Non Combustion (NUC, WAT, WND, GEO, or SUN)
EXCLUDE | MI | Saint Marys Falls | 1865 | 1 | WAT | HY | 6.2 | 5 | 0 | 40789.1983 |  |  | 40789.1983 | 0 |  | Electric Utility | N | OP |  | Non Combustion (NUC, WAT, WND, GEO, or SUN)
EXCLUDE | MI | Saint Marys Falls | 1865 | 2 | WAT | HY | 6.2 | 5 | 0 | 40789.1983 |  |  | 40789.1983 | 0 |  | Electric Utility | N | OP |  | Non Combustion (NUC, WAT, WND, GEO, or SUN)
EXCLUDE | MI | Saint Marys Falls | 1865 | 3 | WAT | HY | 6.2 | 5 | 0 | 40789.1983 |  |  | 40789.1983 | 0 |  | Electric Utility | N | OP |  | Non Combustion (NUC, WAT, WND, GEO, or SUN)
EXCLUDE | MI | Saint Marys Falls | 1865 | 10 | WAT | HY | 2.6 | 2.8 | 0 | 17105.1477 |  |  | 17105.1477 | 0 |  | Electric Utility | N | OP |  | Non Combustion (NUC, WAT, WND, GEO, or SUN)
EXCLUDE | MI | Saint Marys Falls | 1865 | 3A | WAT | HY | 2.5 | 2.5 | 0 | 16447.2574 |  |  | 16447.2574 | 0 |  | Electric Utility | N | OP |  | Non Combustion (NUC, WAT, WND, GEO, or SUN)
EXCLUDE | MI | Sanford | 50157 | 1 | WAT | HY | 1.2 | 1.2 | 0 | 2764.3333 |  |  | 2764.3333 | 0 |  | IPP Non-CHP | N | OP |  | Non Combustion (NUC, WAT, WND, GEO, or SUN)
EXCLUDE | MI | Sanford | 50157 | 2 | WAT | HY | 1.2 | 1.2 | 0 | 2764.3333 |  |  | 2764.3333 | 0 |  | IPP Non-CHP | N | SB |  | Non Combustion (NUC, WAT, WND, GEO, or SUN)
EXCLUDE | MI | Sanford | 50157 | 3 | WAT | HY | 1.2 | 1.2 | 0 | 2764.3333 |  |  | 2764.3333 | 0 |  | IPP Non-CHP | N | SB |  | Non Combustion (NUC, WAT, WND, GEO, or SUN)
EXCLUDE | MI | Saxon Falls | 1756 | 1 | WAT | HY | 0.8 | 0.5 | 0 | 4805.5 |  |  | 4805.5 | 0 |  | Electric Utility | N | OP |  | Non Combustion (NUC, WAT, WND, GEO, or SUN)
EXCLUDE | MI | Saxon Falls | 1756 | 2 | WAT | HY | 0.8 | 0.5 | 0 | 4805.5 |  |  | 4805.5 | 0 |  | Electric Utility | N | OP |  | Non Combustion (NUC, WAT, WND, GEO, or SUN)
EXCLUDE | MI | Scottville | 1879 | 4 | DFO | IC | 1.1 | 1.1 | 0 | 0 |  |  | 0 | 0 |  | Electric Utility | N | RE | 2002 | Internal Combustion (PRMVR=IC)
EXCLUDE | MI | Scottville | 1879 | 5 | DFO | IC | 1.1 | 1.1 | 0 | 0 |  |  | 0 | 0 |  | Electric Utility | N | RE | 2002 | Internal Combustion (PRMVR=IC)
EXCLUDE | MI | Scottville | 1879 | 6 | DFO | IC | 1.9 | 1.7 | 0 | 0 |  |  | 0 | 0 |  | Electric Utility | N | RE | 2002 | Internal Combustion (PRMVR=IC)
EXCLUDE | MI | Secord | 50159 | 1 | WAT | HY | 1.2 | 1.2 | 0 | 2723 |  |  | 2723 | 0 |  | IPP Non-CHP | N | SB |  | Non Combustion (NUC, WAT, WND, GEO, or SUN)
EXCLUDE | MI | Shiras | 1843 | 1 | BIT | ST | 12.5 | 11.6 | 0 | 46908.2253 |  |  | 46908.2253 | 60980.2368 |  | Electric Utility | N | OS |  | Steam unit (PRMVR=ST) under 25MW/250 MMBtu/hr
EXCLUDE | MI | Shiras | 1843 | 2 | BIT | ST | 21 | 19.5 | 0 | 78805.8185 |  |  | 78805.8185 | 12678.6254 |  | Electric Utility | N | OP |  | Steam unit (PRMVR=ST) under 25MW/250 MMBtu/hr
COALST | MI | Shiras | 1843 | 3 | SUB | ST | 44 | 41 | 517 | 165116.9531 |  |  | 165116.9531 | 375184.9 |  | Electric Utility | N | OP
EXCLUDE | MI | Sigel Wind Park | 57851 | 1 | WND | WT | 64 | 64 | 0 | 0 |  |  | 0 | 0 |  | Electric Utility | N | P |  | Non Combustion (NUC, WAT, WND, GEO, or SUN)
EXCLUDE | MI | Sixth Street | 6356 | 1 | DFO | GT | 24 | 16 | 0 | 66 |  |  | 66 | 194.594 |  | Electric Utility | N | OP |  | Simple Cycle Turbine (PRMVR=GT or OT) unit under 25MW
EXCLUDE | MI | Slocum | 1741 | 1 | DFO | IC | 2.7 | 2.2 | 0 | 0 |  |  | 0 | 0 |  | Electric Utility | N | OP |  | Internal Combustion (PRMVR=IC)
EXCLUDE | MI | Slocum | 1741 | 2 | DFO | IC | 2.7 | 2.2 | 0 | 0 |  |  | 0 | 0 |  | Electric Utility | N | OP |  | Internal Combustion (PRMVR=IC)
EXCLUDE | MI | Slocum | 1741 | 3 | DFO | IC | 2.7 | 2.2 | 0 | 0 |  |  | 0 | 0 |  | Electric Utility | N | OP |  | Internal Combustion (PRMVR=IC)
EXCLUDE | MI | Slocum | 1741 | 4 | DFO | IC | 2.7 | 2.2 | 0 | 0 |  |  | 0 | 0 |  | Electric Utility | N | OP |  | Internal Combustion (PRMVR=IC)
EXCLUDE | MI | Slocum | 1741 | 5 | DFO | IC | 2.7 | 2.8 | 0 | 0 |  |  | 0 | 0 |  | Electric Utility | N | OP |  | Internal Combustion (PRMVR=IC)
EXCLUDE | MI | Smallwood | 50160 | 1 | WAT | HY | 1.2 | 1.2 | 0 | 3259 |  |  | 3259 | 0 |  | IPP Non-CHP | N | OP |  | Non Combustion (NUC, WAT, WND, GEO, or SUN)
EXCLUDE | MI | South Kent Generating Station | 56851 | 1 | LFG | IC | 1.6 | 1.5 | 0 | 0 |  |  | 0 | 0 |  | IPP Non-CHP | N | OP |  | Internal Combustion (PRMVR=IC)
EXCLUDE | MI | South Kent Generating Station | 56851 | 2 | LFG | IC | 1.6 | 1.5 | 0 | 0 |  |  | 0 | 0 |  | IPP Non-CHP | N | OP |  | Internal Combustion (PRMVR=IC)
COALST | MI | St Clair | 1743 | 1 | SUB | ST | 168.7 | 152 | 2340 | 616698 |  |  | 616698 | 734398.898 |  | Electric Utility | N | OP
EXCLUDE | MI | St Clair | 57706 | 1 | LFG | IC | 1.6 | 1.6 | 0 | 0 |  |  | 0 | 0 |  | IPP Non-CHP | N | OP |  | Internal Combustion (PRMVR=IC)
COALST | MI | St Clair | 1743 | 2 | SUB | ST | 156.2 | 153 | 2310 | 658914 |  |  | 658914 | 801491.916 |  | Electric Utility | N | OP
EXCLUDE | MI | St Clair | 57706 | 2 | LFG | IC | 1.6 | 1.6 | 0 | 0 |  |  | 0 | 0 |  | IPP Non-CHP | N | OP |  | Internal Combustion (PRMVR=IC)
COALST | MI | St Clair | 1743 | 3 | SUB | ST | 156.2 | 165 | 2210 | 649359 |  |  | 649359 | 798003.446 |  | Electric Utility | N | OP
COALST | MI | St Clair | 1743 | 4 | SUB | ST | 168.7 | 147 | 2150 | 671884 |  |  | 671884 | 782979.39 |  | Electric Utility | N | OP
EXCLUDE | MI | St Clair | 1743 | 5 | RFO | ST | 357.7 | 250 | 0 | 0 |  |  | 0 | 0 |  | Electric Utility | N | RE | 1980 | Retired in 1980
COALST | MI | St Clair | 1743 | 6 | SUB | ST | 352.7 | 307 | 3800 | 1588320 |  |  | 1588320 | 1664338.918 |  | Electric Utility | N | OP
COALST | MI | St Clair | 1743 | 7 | SUB | ST | 544.5 | 450 | 5500 | 1951958 |  |  | 1951958 | 1993374.431 |  | Electric Utility | N | OP
EXCLUDE | MI | St Clair | 1743 | 11 | DFO | GT | 18.5 | 18 | 0 | 99 |  |  | 99 | 302.2037 |  | Electric Utility | N | OP |  | Simple Cycle Turbine (PRMVR=GT or OT) unit under 25MW
EXCLUDE | MI | St Clair | 1743 | 12A | DFO | IC | 2.7 | 2.4 | 0 | 0 |  |  | 0 | 0 |  | Electric Utility | N | OP |  | Internal Combustion (PRMVR=IC)
EXCLUDE | MI | St Clair | 1743 | 12B | DFO | IC | 2.7 | 2.4 | 0 | 0 |  |  | 0 | 0 |  | Electric Utility | N | OP |  | Internal Combustion (PRMVR=IC)
EXCLUDE | MI | St Louis | 1852 | 1 | DFO | IC | 1.3 | 1.3 | 0 | 0 |  |  | 0 | 0 |  | Electric Utility | N | SB |  | Internal Combustion (PRMVR=IC)
EXCLUDE | MI | St Louis | 1852 | 2 | DFO | IC | 0.6 | 0.6 | 0 | 0 |  |  | 0 | 0 |  | Electric Utility | N | SB |  | Internal Combustion (PRMVR=IC)
EXCLUDE | MI | St Louis | 1852 | 3 | DFO | IC | 0.9 | 0.9 | 0 | 0 |  |  | 0 | 0 |  | Electric Utility | N | SB |  | Internal Combustion (PRMVR=IC)
EXCLUDE | MI | St Louis | 1852 | 5 | WAT | HY | 0.2 | 0.2 | 0 | 425 |  |  | 425 | 0 |  | Electric Utility | N | OP |  | Non Combustion (NUC, WAT, WND, GEO, or SUN)
EXCLUDE | MI | St Louis | 1852 | 6 | WAT | HY | 0.2 | 0.2 | 0 | 425 |  |  | 425 | 0 |  | Electric Utility | N | OP |  | Non Combustion (NUC, WAT, WND, GEO, or SUN)
EXCLUDE | MI | St Louis | 1852 | 7 | DFO | IC | 1.1 | 1.1 | 0 | 0 |  |  | 0 | 0 |  | Electric Utility | N | SB |  | Internal Combustion (PRMVR=IC)
EXCLUDE | MI | St Louis | 1852 | 8 | DFO | IC | 1.5 | 1.5 | 0 | 0 |  |  | 0 | 0 |  | Electric Utility | N | OP |  | Internal Combustion (PRMVR=IC)
EXCLUDE | MI | St Louis | 1852 | 9 | DFO | IC | 1.3 | 1.1 | 0 | 0 |  |  | 0 | 0 |  | Electric Utility | N | SB |  | Internal Combustion (PRMVR=IC)
EXCLUDE | MI | State St Generating | 7970 | 1 | DFO | IC | 1.8 | 1.8 | 0 | 0 |  |  | 0 | 0 |  | Electric Utility | N | OP |  | Internal Combustion (PRMVR=IC)
EXCLUDE | MI | State St Generating | 7970 | 2 | DFO | IC | 1.8 | 1.8 | 0 | 0 |  |  | 0 | 0 |  | Electric Utility | N | OP |  | Internal Combustion (PRMVR=IC)
EXCLUDE | MI | State St Generating | 7970 | 3 | DFO | IC | 1.8 | 1.8 | 0 | 0 |  |  | 0 | 0 |  | Electric Utility | N | OP |  | Internal Combustion (PRMVR=IC)
EXCLUDE | MI | State St Generating | 7970 | 4 | DFO | IC | 1.8 | 1.8 | 0 | 0 |  |  | 0 | 0 |  | Electric Utility | N | OP |  | Internal Combustion (PRMVR=IC)
EXCLUDE | MI | State St Generating | 7970 | 5 | DFO | IC | 1.8 | 1.8 | 0 | 0 |  |  | 0 | 0 |  | Electric Utility | N | OP |  | Internal Combustion (PRMVR=IC)
EXCLUDE | MI | State St Generating | 7970 | 6 | DFO | IC | 1.8 | 1.8 | 0 | 0 |  |  | 0 | 0 |  | Electric Utility | N | OP |  | Internal Combustion (PRMVR=IC)
EXCLUDE | MI | State St Generating | 7970 | 7 | DFO | IC | 1.8 | 1.8 | 0 | 0 |  |  | 0 | 0 |  | Electric Utility | N | OP |  | Internal Combustion (PRMVR=IC)
EXCLUDE | MI | State St Generating | 7970 | 8 | DFO | IC | 1.8 | 1.8 | 0 | 0 |  |  | 0 | 0 |  | Electric Utility | N | OP |  | Internal Combustion (PRMVR=IC)
EXCLUDE | MI | State St Generating | 7970 | 9 | DFO | IC | 1.8 | 1.8 | 0 | 0 |  |  | 0 | 0 |  | Electric Utility | N | OP |  | Internal Combustion (PRMVR=IC)
EXCLUDE | MI | Stoney Corners Wind Farm | 57131 | SCWF1 | WND | WT | 60 | 59 | 0 | 114556 |  |  | 114556 | 0 |  | IPP Non-CHP | N | OP |  | Non Combustion (NUC, WAT, WND, GEO, or SUN)
EXCLUDE | MI | Straits | 1718 | 1 | NG | GT | 20 | 13.4 | 0 | 505 |  |  | 505 | 553.8148 |  | Electric Utility | N | OP |  | Simple Cycle Turbine (PRMVR=GT or OT) unit under 25MW
EXCLUDE | MI | Sturgis City Diesel Plant | 1855 | 1 | DFO | IC | 1 | 0.8 | 0 | 0 |  |  | 0 | 0 |  | Electric Utility | N | RE | 2008 | Internal Combustion (PRMVR=IC)
EXCLUDE | MI | Sturgis City Diesel Plant | 1855 | 2 | DFO | IC | 1 | 0.8 | 0 | 0 |  |  | 0 | 0 |  | Electric Utility | N | RE | 2008 | Internal Combustion (PRMVR=IC)
EXCLUDE | MI | Sturgis City Diesel Plant | 1855 | 4 | DFO | IC | 1 | 0.6 | 0 | 0 |  |  | 0 | 0 |  | Electric Utility | N | RE | 2007 | Internal Combustion (PRMVR=IC)
EXCLUDE | MI | Sturgis City Diesel Plant | 1855 | 5 | DFO | IC | 1 | 0.6 | 0 | 0 |  |  | 0 | 0 |  | Electric Utility | N | RE | 2007 | Internal Combustion (PRMVR=IC)
EXCLUDE | MI | Sturgis City Diesel Plant | 1855 | 6 | NG | IC | 6 | 6 | 0 | 0 |  |  | 0 | 0 |  | Electric Utility | N | OP |  | Internal Combustion (PRMVR=IC)
SSTLOGN | MI | Sumpter | 7972 | 1 | NG | GT | 85 | 77 | 1000 | 10442 |  |  | 10442 | 9799.506 |  | Electric Utility | N | OP
SSTLOGN | MI | Sumpter | 7972 | 2 | NG | GT | 85 | 77.5 | 1000 | 10442 |  |  | 10442 | 8971.814 |  | Electric Utility | N | OP
SSTLOGN | MI | Sumpter | 7972 | 3 | NG | GT | 85 | 76.6 | 1000 | 10442 |  |  | 10442 | 7648.406 |  | Electric Utility | N | OP
SSTLOGN | MI | Sumpter | 7972 | 4 | NG | GT | 85 | 77.3 | 1000 | 10442 |  |  | 10442 | 8976.246 |  | Electric Utility | N | OP
EXCLUDE | MI | Sumpter Energy Associates | 54536 | 201 | LFG | IC | 0.8 | 0.8 | 0 | 0 |  |  | 0 | 0 |  | IPP Non-CHP | N | OP |  | Internal Combustion (PRMVR=IC)
EXCLUDE | MI | Sumpter Energy Associates | 54536 | 202 | LFG | IC | 0.8 | 0.8 | 0 | 0 |  |  | 0 | 0 |  | IPP Non-CHP | N | OP |  | Internal Combustion (PRMVR=IC)
EXCLUDE | MI | Sumpter Energy Associates | 54536 | 203 | LFG | IC | 0.8 | 0.8 | 0 | 0 |  |  | 0 | 0 |  | IPP Non-CHP | N | OP |  | Internal Combustion (PRMVR=IC)
EXCLUDE | MI | Sumpter Energy Associates | 54536 | 204 | LFG | IC | 0.8 | 0.8 | 0 | 0 |  |  | 0 | 0 |  | IPP Non-CHP | N | OP |  | Internal Combustion (PRMVR=IC)
EXCLUDE | MI | Sumpter Energy Associates | 54536 | 205 | LFG | IC | 0.8 | 0.8 | 0 | 0 |  |  | 0 | 0 |  | IPP Non-CHP | N | OP |  | Internal Combustion (PRMVR=IC)
EXCLUDE | MI | Sumpter Energy Associates | 54536 | 386 | LFG | IC | 0.8 | 0.8 | 0 | 0 |  |  | 0 | 0 |  | IPP Non-CHP | N | OP |  | Internal Combustion (PRMVR=IC)
EXCLUDE | MI | Sumpter Energy Associates | 54536 | 388 | LFG | IC | 0.8 | 0.8 | 0 | 0 |  |  | 0 | 0 |  | IPP Non-CHP | N | OP |  | Internal Combustion (PRMVR=IC)
EXCLUDE | MI | Sumpter Energy Associates | 54536 | 389 | LFG | IC | 0.8 | 0.8 | 0 | 0 |  |  | 0 | 0 |  | IPP Non-CHP | N | OP |  | Internal Combustion (PRMVR=IC)
EXCLUDE | MI | Sumpter Energy Associates | 54536 | 392 | LFG | IC | 0.8 | 0.8 | 0 | 0 |  |  | 0 | 0 |  | IPP Non-CHP | N | OP |  | Internal Combustion (PRMVR=IC)
EXCLUDE | MI | Sumpter Energy Associates | 54536 | 435 | LFG | IC | 0.8 | 0.8 | 0 | 0 |  |  | 0 | 0 |  | IPP Non-CHP | N | OP |  | Internal Combustion (PRMVR=IC)
EXCLUDE | MI | Sumpter Energy Associates | 54536 | 437 | LFG | IC | 0.8 | 0.8 | 0 | 0 |  |  | 0 | 0 |  | IPP Non-CHP | N | OP |  | Internal Combustion (PRMVR=IC)
EXCLUDE | MI | Sumpter Energy Associates | 54536 | 440 | LFG | IC | 0.8 | 0.8 | 0 | 0 |  |  | 0 | 0 |  | IPP Non-CHP | N | OP |  | Internal Combustion (PRMVR=IC)
EXCLUDE | MI | Sumpter Energy Associates | 54536 | 447 | LFG | IC | 0.8 | 0.8 | 0 | 0 |  |  | 0 | 0 |  | IPP Non-CHP | N | OP |  | Internal Combustion (PRMVR=IC)
EXCLUDE | MI | Sumpter Energy Associates | 54536 | 464 | LFG | IC | 0.8 | 0.8 | 0 | 0 |  |  | 0 | 0 |  | IPP Non-CHP | N | OP |  | Internal Combustion (PRMVR=IC)
EXCLUDE | MI | Sumpter Energy Associates | 54536 | 467 | LFG | IC | 0.8 | 0.8 | 0 | 0 |  |  | 0 | 0 |  | IPP Non-CHP | N | OP |  | Internal Combustion (PRMVR=IC)
EXCLUDE | MI | Superior | 1744 | 1 | DFO | GT | 16 | 11 | 0 | -74.75 |  |  | -74.75 | 116.8216 |  | Electric Utility | N | OP |  | Simple Cycle Turbine (PRMVR=GT or OT) unit under 25MW
EXCLUDE | MI | Superior | 1744 | 2 | DFO | GT | 16 | 11 | 0 | -74.75 |  |  | -74.75 | 116.8216 |  | Electric Utility | N | OP |  | Simple Cycle Turbine (PRMVR=GT or OT) unit under 25MW
EXCLUDE | MI | Superior | 1744 | 3 | DFO | GT | 16 | 11 | 0 | -74.75 |  |  | -74.75 | 116.8216 |  | Electric Utility | N | OP |  | Simple Cycle Turbine (PRMVR=GT or OT) unit under 25MW
EXCLUDE | MI | Superior | 1744 | 4 | DFO | GT | 16 | 11 | 0 | -74.75 |  |  | -74.75 | 116.8216 |  | Electric Utility | N | OP |  | Simple Cycle Turbine (PRMVR=GT or OT) unit under 25MW
EXCLUDE | MI | Superior Falls | 1757 | 1 | WAT | HY | 1 | 0.5 | 0 | 4525.7895 |  |  | 4525.7895 | 0 |  | Electric Utility | N | OP |  | Non Combustion (NUC, WAT, WND, GEO, or SUN)
EXCLUDE | MI | Superior Falls | 1757 | 2 | WAT | HY | 0.9 | 0.5 | 0 | 4073.2105 |  |  | 4073.2105 | 0 |  | Electric Utility | N | OP |  | Non Combustion (NUC, WAT, WND, GEO, or SUN)
EXCLUDE | MI | T B Simon Power Plant | 10328 | GEN1 | BIT | ST | 12.5 | 12.5 | 0 | 21197.663 | 0.29939 | 225675.8758 | 70804.0249 | 42903.4098 |  | Commercial CHP | Y | OP |  | Steam unit (PRMVR=ST) under 25MW/250 MMBtu/hr
EXCLUDE | MI | T B Simon Power Plant | 10328 | GEN2 | BIT | ST | 12.5 | 12.5 | 0 | 33610.502 | 0.29939 | 357826.213 | 112265.1502 | 68026.6095 |  | Commercial CHP | Y | OP |  | Steam unit (PRMVR=ST) under 25MW/250 MMBtu/hr
EXCLUDE | MI | T B Simon Power Plant | 10328 | GEN3 | BIT | ST | 15 | 15 | 0 | 57614.159 | 0.29939 | 613375.4363 | 192441.7022 | 116609.2638 |  | Commercial CHP | Y | OP |  | Steam unit (PRMVR=ST) under 25MW/250 MMBtu/hr
EXCLUDE | MI | T B Simon Power Plant | 10328 | GEN4 | BIT | ST | 21 | 21 | 0 | 118372.34 | 0.29939 | 1260222.9549 | 395385.0059 | 239581.9302 |  | Commercial CHP | Y | OP |  | Steam unit (PRMVR=ST) under 25MW/250 MMBtu/hr
EXCLUDE | MI | T B Simon Power Plant | 10328 | GEN5 | BIT | ST | 24 | 23.8 | 0 | 60572.844 | 0.29939 | 644874.3723 | 202324.2447 | 122597.5501 |  | Commercial CHP | Y | OP |  | Steam unit (PRMVR=ST) under 25MW/250 MMBtu/hr
EXCLUDE | MI | T B Simon Power Plant | 10328 | GEN6 | NG | GT | 14.3 | 12.6 | 0 | 6125.98 |  |  | 6125.98 | 4170.56 |  | Commercial CHP | N | OP |  | Simple Cycle Turbine (PRMVR=GT or OT) unit under 25MW
COALST | MI | TES Filer City Station | 50835 | GEN1 | BIT | ST | 70 | 60 | 900 | 454695 | 0.95837 | 89848.0138 | 474444.7099 | 623534.2485 |  | IPP CHP | Y | OP
SSTLOGN | MI | Thetford | 1719 | 1 | NG | GT | 33.6 | 30 | 335.3957 | 334.1091 |  |  | 334.1091 | 362.643 |  | Electric Utility | N | OS
SSTLOGN | MI | Thetford | 1719 | 2 | NG | GT | 33.6 | 29 | 335.3957 | 334.1091 |  |  | 334.1091 | 362.643 |  | Electric Utility | N | OS
SSTLOGN | MI | Thetford | 1719 | 3 | NG | GT | 33.6 | 22.5 | 335.3957 | 334.1091 |  |  | 334.1091 | 362.643 |  | Electric Utility | N | OP
SSTLOGN | MI | Thetford | 1719 | 4 | NG | GT | 33.6 | 24.6 | 335.3957 | 334.1091 |  |  | 334.1091 | 362.643 |  | Electric Utility | N | OP
EXCLUDE | MI | Thetford | 1719 | 5 | NG | GT | 17.6 | 15 | 175.6835 | 175.0095 |  |  | 175.0095 | 189.9559 |  | Electric Utility | N | OS |  | Simple Cycle Turbine (PRMVR=GT or OT) unit under 25MW
EXCLUDE | MI | Thetford | 1719 | 6 | NG | GT | 17.6 | 15 | 175.6835 | 175.0095 |  |  | 175.0095 | 189.9559 |  | Electric Utility | N | OS |  | Simple Cycle Turbine (PRMVR=GT or OT) unit under 25MW
EXCLUDE | MI | Thetford | 1719 | 7 | NG | GT | 17.6 | 14 | 175.6835 | 175.0095 |  |  | 175.0095 | 189.9559 |  | Electric Utility | N | OS |  | Simple Cycle Turbine (PRMVR=GT or OT) unit under 25MW
EXCLUDE | MI | Thetford | 1719 | 8 | NG | GT | 17.6 | 11.1 | 175.6835 | 175.0095 |  |  | 175.0095 | 189.9559 |  | Electric Utility | N | OP |  | Simple Cycle Turbine (PRMVR=GT or OT) unit under 25MW
EXCLUDE | MI | Thetford | 1719 | 9 | NG | GT | 17.6 | 10.6 | 175.6835 | 175.0095 |  |  | 175.0095 | 189.9559 |  | Electric Utility | N | OP |  | Simple Cycle Turbine (PRMVR=GT or OT) unit under 25MW
EXCLUDE | MI | Tower | 1873 | 2 | DFO | IC | 1.3 | 1.3 | 0 | 0 |  |  | 0 | 0 |  | Electric Utility | N | RE | 2010 | Internal Combustion (PRMVR=IC)
EXCLUDE | MI | Tower | 1873 | 3 | DFO | IC | 1.3 | 1.3 | 0 | 0 |  |  | 0 | 0 |  | Electric Utility | N | RE | 2010 | Internal Combustion (PRMVR=IC)
EXCLUDE | MI | Tower | 1873 | GT4 | DFO | GT | 21.3 | 19.3 | 0 | 275 |  |  | 275 | 412.9111 |  | Electric Utility | N | OP |  | Simple Cycle Turbine (PRMVR=GT or OT) unit under 25MW
EXCLUDE | MI | Tower | 1873 | IC1 | DFO | IC | 1.3 | 1.3 | 0 | 0 |  |  | 0 | 0 |  | Electric Utility | N | RE | 2010 | Internal Combustion (PRMVR=IC)
COALST | MI | Trenton Channel | 1745 | 7 | SUB | ST | 120 | 111 | 1639.2728 | 601716 |  |  | 601716 | 670890.1282 |  | Electric Utility | N | OP
COALST | MI | Trenton Channel | 1745 | 8 | SUB | ST | 120 | 78 | 75.6383 | 27764 |  |  | 27764 | 30955.789 |  | Electric Utility | N | OP
COALST | MI | Trenton Channel | 1745 | 9 | SUB | ST | 535.5 | 524 | 7685.0889 | 2820910 |  |  | 2820910 | 3145205.8308 |  | Electric Utility | N | OP
EXCLUDE | MI | Twin Falls | 1784 | 1 | WAT | HY | 1.6 | 0.4 | 0 | 6047.1579 |  |  | 6047.1579 | 0 |  | Electric Utility | N | OP |  | Non Combustion (NUC, WAT, WND, GEO, or SUN)
EXCLUDE | MI | Twin Falls | 1784 | 2 | WAT | HY | 1.6 | 0.4 | 0 | 6047.1579 |  |  | 6047.1579 | 0 |  | Electric Utility | N | OP |  | Non Combustion (NUC, WAT, WND, GEO, or SUN)
EXCLUDE | MI | Twin Falls | 1784 | 3 | WAT | HY | 1.6 | 0.9 | 0 | 6047.1579 |  |  | 6047.1579 | 0 |  | Electric Utility | N | OP |  | Non Combustion (NUC, WAT, WND, GEO, or SUN)
EXCLUDE | MI | Twin Falls | 1784 | 4 | WAT | HY | 1.6 | 1 | 0 | 6047.1579 |  |  | 6047.1579 | 0 |  | Electric Utility | N | OP |  | Non Combustion (NUC, WAT, WND, GEO, or SUN)
EXCLUDE | MI | Twin Falls | 1784 | 5 | WAT | HY | 1.2 | 0.7 | 0 | 4535.3684 |  |  | 4535.3684 | 0 |  | Electric Utility | N | OP |  | Non Combustion (NUC, WAT, WND, GEO, or SUN)
EXCLUDE | MI | Ubly | 1875 | 1 | DFO | IC | 0.6 | 0.6 | 0 | 0 |  |  | 0 | 0 |  | Electric Utility | N | OP |  | Internal Combustion (PRMVR=IC)
EXCLUDE | MI | Ubly | 1875 | 2 | DFO | IC | 0.7 | 0.6 | 0 | 0 |  |  | 0 | 0 |  | Electric Utility | N | OP |  | Internal Combustion (PRMVR=IC)
EXCLUDE | MI | Ubly | 1875 | 3 | DFO | IC | 0.7 | 0.7 | 0 | 0 |  |  | 0 | 0 |  | Electric Utility | N | OP |  | Internal Combustion (PRMVR=IC)
EXCLUDE | MI | Ubly | 1875 | 4 | DFO | IC | 0.9 | 0.9 | 0 | 0 |  |  | 0 | 0 |  | Electric Utility | N | OP |  | Internal Combustion (PRMVR=IC)
EXCLUDE | MI | Ubly | 1875 | 5 | DFO | IC | 1.5 | 1.5 | 0 | 0 |  |  | 0 | 0 |  | Electric Utility | N | OP |  | Internal Combustion (PRMVR=IC)
EXCLUDE | MI | Ubly | 1875 | 6 | NG | IC | 1.5 | 1.5 | 0 | 0 |  |  | 0 | 0 |  | Electric Utility | N | OP |  | Internal Combustion (PRMVR=IC)
EXCLUDE | MI | Ubly | 1875 | 7 | DFO | IC | 2.5 | 2.5 | 0 | 0 |  |  | 0 | 0 |  | Electric Utility | N | OP |  | Internal Combustion (PRMVR=IC)
EXCLUDE | MI | Ubly | 1875 | 8 | DFO | IC | 2.5 | 2.5 | 0 | 0 |  |  | 0 | 0 |  | Electric Utility | N | OP |  | Internal Combustion (PRMVR=IC)
EXCLUDE | MI | Ubly | 1875 | 9 | DFO | IC | 1.5 | 1.5 | 0 | 0 |  |  | 0 | 0 |  | Electric Utility | N | OP |  | Internal Combustion (PRMVR=IC)
EXCLUDE | MI | University of Michigan | 50431 | TG1 | NG | CC | 12.5 | 11.5 | 0 | 44667.6975 | 0.24094 | 640171.9664 | 185385.4509 | 61016.1527 |  | Commercial CHP | Y | OP |  | Combined Cycle (PRMVR=CC) unit under 25MW
EXCLUDE | MI | University of Michigan | 50431 | TG10 | NG | CC | 3.5 | 3 | 0 | 12506.9553 | 0.24094 | 179248.1506 | 51907.9263 | 17084.5228 |  | Commercial CHP | Y | OP |  | Combined Cycle (PRMVR=CC) unit under 25MW
EXCLUDE | MI | University of Michigan | 50431 | TG2 | NG | ST | 4 | 3.7 | 0 | 0 | 0 |  |  | 0 |  | Commercial CHP | Y | RE | 2002 | Steam unit (PRMVR=ST) under 25MW/250 MMBtu/hr
EXCLUDE | MI | University of Michigan | 50431 | TG7 | NG | CC | 12.5 | 11.5 | 0 | 44667.6975 | 0.24094 | 640171.9664 | 185385.4509 | 61016.1527 |  | Commercial CHP | Y | OP |  | Combined Cycle (PRMVR=CC) unit under 25MW
EXCLUDE | MI | University of Michigan | 50431 | TG8 | NG | CC | 12.5 | 11.5 | 0 | 44667.6975 | 0.24094 | 640171.9664 | 185385.4509 | 61016.1527 |  | Commercial CHP | Y | OP |  | Combined Cycle (PRMVR=CC) unit under 25MW
EXCLUDE | MI | University of Michigan | 50431 | TG9 | NG | CC | 3.5 | 3 | 0 | 12506.9553 | 0.24094 | 179248.1506 | 51907.9263 | 17084.5228 |  | Commercial CHP | Y | OP |  | Combined Cycle (PRMVR=CC) unit under 25MW
EXCLUDE | MI | Venice Resources Gas Recovery | 54539 | GEN1 | LFG | IC | 0.8 | 0.8 | 0 | 0 |  |  | 0 | 0 |  | IPP Non-CHP | N | OP |  | Internal Combustion (PRMVR=IC)
EXCLUDE | MI | Venice Resources Gas Recovery | 54539 | GEN2 | LFG | IC | 0.8 | 0.8 | 0 | 0 |  |  | 0 | 0 |  | IPP Non-CHP | N | OP |  | Internal Combustion (PRMVR=IC)
EXCLUDE | MI | Verso Paper Quinnesec Mich Mill | 50251 | GEN1 | BLQ | ST | 28 | 28 | 0 | 107585.7705 | 0.2249 | 1686837.963 | 478373.7166 | 1148215.5598 |  | Industrial CHP | Y | OP |  | Commercial/Industrial Unit
EXCLUDE | MI | Verso Paper Quinnesec Mich Mill | 50251 | GEN2 | WDS | ST | 28 | 31 | 0 | 107585.7705 |  |  | 107585.7705 | 571093.7978 |  | Industrial CHP | N | OP |  | Non Fossil fuel type
EXCLUDE | MI | Vestaburg | 1881 | 2 | DFO | IC | 0.3 | 0.3 | 0 | 0 |  |  | 0 | 0 |  | Electric Utility | N | RE | 2007 | Internal Combustion (PRMVR=IC)
EXCLUDE | MI | Vestaburg | 1881 | 4 | DFO | IC | 0.7 | 0.7 | 0 | 0 |  |  | 0 | 0 |  | Electric Utility | N | RE | 2007 | Internal Combustion (PRMVR=IC)
EXCLUDE | MI | Vestaburg | 1881 | 5 | DFO | IC | 0.7 | 0.7 | 0 | 0 |  |  | 0 | 0 |  | Electric Utility | N | RE | 2007 | Internal Combustion (PRMVR=IC)
EXCLUDE | MI | Vestaburg | 1881 | 6 | DFO | IC | 3 | 3 | 0 | 0 |  |  | 0 | 0 |  | Electric Utility | N | OP |  | Internal Combustion (PRMVR=IC)
EXCLUDE | MI | Vestaburg | 1881 | 7 | DFO | IC | 3 | 3 | 0 | 0 |  |  | 0 | 0 |  | Electric Utility | N | OP |  | Internal Combustion (PRMVR=IC)
EXCLUDE | MI | Vestaburg | 1881 | 8 | NG | GT | 23.7 | 18.5 | 0 | 1748 |  |  | 1748 | 1816.3794 |  | Electric Utility | N | OP |  | Simple Cycle Turbine (PRMVR=GT or OT) unit under 25MW
EXCLUDE | MI | Victoria | 1774 | 1 | WAT | HY | 6 | 5.3 | 0 | 20627 |  |  | 20627 | 0 |  | Electric Utility | N | OP |  | Non Combustion (NUC, WAT, WND, GEO, or SUN)
EXCLUDE | MI | Victoria | 1774 | 2 | WAT | HY | 6 | 5.3 | 0 | 20627 |  |  | 20627 | 0 |  | Electric Utility | N | OP |  | Non Combustion (NUC, WAT, WND, GEO, or SUN)
EXCLUDE | MI | Viking Energy of Lincoln | 50772 | GEN1 | WDS | ST | 18 | 16.3 | 0 | 143532 |  |  | 143532 | 179634.1249 |  | IPP Non-CHP | N | OP |  | Non Fossil fuel type
EXCLUDE | MI | Viking Energy of McBain | 50770 | GEN1 | WDS | ST | 18 | 16.3 | 0 | 144088 |  |  | 144088 | 185646.5734 |  | IPP Non-CHP | N | OP |  | Non Fossil fuel type
EXCLUDE | MI | Warner Lambert | 54604 | 550 | DFO | IC | 1.5 | 1.5 | 0 | 0 |  |  | 0 | 0 |  | Commercial CHP | N | SB |  | Internal Combustion (PRMVR=IC)
EXCLUDE | MI | Warner Lambert | 54604 | 5164 | NG | GT | 3 | 2.8 | 0 | 0 | 1 | 0 | 0 | 0 |  | Commercial CHP | Y | OP |  | Simple Cycle Turbine (PRMVR=GT or OT) unit under 25MW
EXCLUDE | MI | Warner Lambert | 54604 | 016E | DFO | IC | 1 | 1 | 0 | 0 |  |  | 0 | 0 |  | Commercial CHP | N | SB |  | Internal Combustion (PRMVR=IC)
EXCLUDE | MI | Warner Lambert | 54604 | 085-1 | DFO | IC | 2.3 | 2.3 | 0 | 0 |  |  | 0 | 0 |  | Commercial CHP | N | SB |  | Internal Combustion (PRMVR=IC)
EXCLUDE | MI | Warner Lambert | 54604 | 085-2 | DFO | IC | 2.3 | 2.3 | 0 | 0 |  |  | 0 | 0 |  | Commercial CHP | N | SB |  | Internal Combustion (PRMVR=IC)
EXCLUDE | MI | Warner Lambert | 54604 | 800-1 | DFO | IC | 2.3 | 2.3 | 0 | 0 |  |  | 0 | 0 |  | Commercial CHP | N | SB |  | Internal Combustion (PRMVR=IC)
EXCLUDE | MI | Waste Management Northern Oaks LFGTE | 57024 | GEN1 | LFG | IC | 1.6 | 1.6 | 0 | 0 |  |  | 0 | 0 |  | IPP Non-CHP | N | OP |  | Internal Combustion (PRMVR=IC)
EXCLUDE | MI | Water Street Station | 7398 | GEN1 | NG | IC | 5.7 | 5.7 | 0 | 0 |  |  | 0 | 0 |  | Electric Utility | N | OP |  | Internal Combustion (PRMVR=IC)
EXCLUDE | MI | Water Street Station | 7398 | GEN2 | NG | IC | 6.9 | 6.9 | 0 | 0 |  |  | 0 | 0 |  | Electric Utility | N | OP |  | Internal Combustion (PRMVR=IC)
EXCLUDE | MI | Way Dam | 1785 | 1 | WAT | HY | 1.8 | 0.1 | 0 | 3159 |  |  | 3159 | 0 |  | Electric Utility | N | OP |  | Non Combustion (NUC, WAT, WND, GEO, or SUN)
EXCLUDE | MI | Webber | 1722 | 1 | WAT | HY | 3.3 | 1.2 | 0 | 11114.8605 |  |  | 11114.8605 | 0 |  | Electric Utility | N | OP |  | Non Combustion (NUC, WAT, WND, GEO, or SUN)
EXCLUDE | MI | Webber | 1722 | 2 | WAT | HY | 1 | 0.4 | 0 | 3368.1395 |  |  | 3368.1395 | 0 |  | Electric Utility | N | OP |  | Non Combustion (NUC, WAT, WND, GEO, or SUN)
EXCLUDE | MI | White Feather Generating Station | 56852 | 1 | LFG | IC | 1.6 | 1.5 | 0 | 0 |  |  | 0 | 0 |  | IPP Non-CHP | N | OP |  | Internal Combustion (PRMVR=IC)
EXCLUDE | MI | White Feather Generating Station | 56852 | 2 | LFG | IC | 1.6 | 1.5 | 0 | 0 |  |  | 0 | 0 |  | IPP Non-CHP | N | OP |  | Internal Combustion (PRMVR=IC)
EXCLUDE | MI | White Pine Electric Power | 10148 | GEN1 | BIT | ST | 20 | 18 | 0 | 1299.6667 |  |  | 1299.6667 | 3421.2912 |  | IPP Non-CHP | N | OP |  | Steam unit (PRMVR=ST) under 25MW/250 MMBtu/hr
EXCLUDE | MI | White Pine Electric Power | 10148 | GEN2 | BIT | ST | 20 | 18 | 0 | 1299.6667 |  |  | 1299.6667 | 3004.3419 |  | IPP Non-CHP | N | OP |  | Steam unit (PRMVR=ST) under 25MW/250 MMBtu/hr
EXCLUDE | MI | White Pine Electric Power | 10148 | GEN3 | BIT | ST | 20 | 18 | 0 | 1299.6667 |  |  | 1299.6667 | 2141.8777 |  | IPP Non-CHP | N | OS |  | Steam unit (PRMVR=ST) under 25MW/250 MMBtu/hr
EXCLUDE | MI | White Rapids | 1786 | 1 | WAT | HY | 3.3 | 1.3 | 0 | 11328.0659 |  |  | 11328.0659 | 0 |  | Electric Utility | N | OP |  | Non Combustion (NUC, WAT, WND, GEO, or SUN)
EXCLUDE | MI | White Rapids | 1786 | 2 | WAT | HY | 2.5 | 0.7 | 0 | 8581.8681 |  |  | 8581.8681 | 0 |  | Electric Utility | N | OP |  | Non Combustion (NUC, WAT, WND, GEO, or SUN)
EXCLUDE | MI | White Rapids | 1786 | 3 | WAT | HY | 3.3 | 0.6 | 0 | 11328.0659 |  |  | 11328.0659 | 0 |  | Electric Utility | N | OP |  | Non Combustion (NUC, WAT, WND, GEO, or SUN)
EXCLUDE | MI | William Beaumont Hospital | 50937 | GENA | DFO | IC | 1.9 | 1.9 | 0 | 0 |  |  | 0 | 0 |  | Commercial Non-CHP | N | SB |  | Internal Combustion (PRMVR=IC)
EXCLUDE | MI | William Beaumont Hospital | 50937 | GENB | DFO | IC | 1.9 | 1.9 | 0 | 0 |  |  | 0 | 0 |  | Commercial Non-CHP | N | SB |  | Internal Combustion (PRMVR=IC)
EXCLUDE | MI | Wilmot | 1746 | 1 | DFO | IC | 2.7 | 2.3 | 0 | 0 |  |  | 0 | 0 |  | Electric Utility | N | OP |  | Internal Combustion (PRMVR=IC)
EXCLUDE | MI | Wilmot | 1746 | 2 | DFO | IC | 2.7 | 2.3 | 0 | 0 |  |  | 0 | 0 |  | Electric Utility | N | OP |  | Internal Combustion (PRMVR=IC)
EXCLUDE | MI | Wilmot | 1746 | 3 | DFO | IC | 2.7 | 2.3 | 0 | 0 |  |  | 0 | 0 |  | Electric Utility | N | OP |  | Internal Combustion (PRMVR=IC)
EXCLUDE | MI | Wilmot | 1746 | 4 | DFO | IC | 2.7 | 2.3 | 0 | 0 |  |  | 0 | 0 |  | Electric Utility | N | OP |  | Internal Combustion (PRMVR=IC)
EXCLUDE | MI | Wilmot | 1746 | 5 | DFO | IC | 2.7 | 2.3 | 0 | 0 |  |  | 0 | 0 |  | Electric Utility | N | OP |  | Internal Combustion (PRMVR=IC)
EXCLUDE | MI | Wyandotte | 1866 | 4 | BIT | ST | 11.5 | 10.5 | 168.2466 | 18126.2055 |  |  | 18126.2055 | 37607.2687 |  | Electric Utility | N | OP |  | Steam unit (PRMVR=ST) under 25MW/250 MMBtu/hr
EXCLUDE | MI | Wyandotte | 1866 | 5 | BIT | ST | 22 | 22 | 321.863 | 34676.2192 |  |  | 34676.2192 | 94904.1476 |  | Electric Utility | N | OP |  | Steam unit (PRMVR=ST) under 25MW/250 MMBtu/hr
EXCLUDE | MI | Wyandotte | 1866 | 6 | BIT | ST | 7.5 | 7.5 | 109.726 | 11821.4384 |  |  | 11821.4384 | 32353.6867 |  | Electric Utility | N | OP |  | Steam unit (PRMVR=ST) under 25MW/250 MMBtu/hr
OGST | MI | Wyandotte | 1866 | 7 | NG | ST | 32 | 32 | 468.1644 | 50438.137 |  |  | 50438.137 | 138042.3965 |  | Electric Utility | N | OP
EXCLUDE | MI | Wyandotte | 1866 | DG1 | DFO | IC | 1.8 | 1.8 | 0 | 0 |  |  | 0 | 0 |  | Electric Utility | N | OP |  | Internal Combustion (PRMVR=IC)
EXCLUDE | MI | Wyandotte | 1866 | DG2 | DFO | IC | 1.8 | 1.8 | 0 | 0 |  |  | 0 | 0 |  | Electric Utility | N | OP |  | Internal Combustion (PRMVR=IC)
EXCLUDE | MI | Wyandotte | 1866 | DG3 | DFO | IC | 1.8 | 1.8 | 0 | 0 |  |  | 0 | 0 |  | Electric Utility | N | OP |  | Internal Combustion (PRMVR=IC)
EXCLUDE | MI | Zeeland | 1867 | 1 | NG | IC | 1.4 | 1.5 | 0 | 0 |  |  | 0 | 0 |  | Electric Utility | N | OP |  | Internal Combustion (PRMVR=IC)
EXCLUDE | MI | Zeeland | 1867 | 2 | NG | IC | 1.1 | 1.2 | 0 | 0 |  |  | 0 | 0 |  | Electric Utility | N | OP |  | Internal Combustion (PRMVR=IC)
EXCLUDE | MI | Zeeland | 1867 | 7 | NG | IC | 2 | 2 | 0 | 0 |  |  | 0 | 0 |  | Electric Utility | N | OP |  | Internal Combustion (PRMVR=IC)
EXCLUDE | MI | Zeeland | 1867 | 8 | NG | IC | 1.7 | 1.5 | 0 | 0 |  |  | 0 | 0 |  | Electric Utility | N | OP |  | Internal Combustion (PRMVR=IC)
EXCLUDE | MI | Zeeland | 1867 | 9 | NG | IC | 4.5 | 5 | 0 | 0 |  |  | 0 | 0 |  | Electric Utility | N | OP |  | Internal Combustion (PRMVR=IC)
EXCLUDE | MI | Zeeland | 1867 | 10 | NG | IC | 5.6 | 6.2 | 0 | 0 |  |  | 0 | 0 |  | Electric Utility | N | OP |  | Internal Combustion (PRMVR=IC)
EXCLUDE | MI | Zeeland | 1867 | 11 | NG | IC | 6 | 6.6 | 0 | 0 |  |  | 0 | 0 |  | Electric Utility | N | OP |  | Internal Combustion (PRMVR=IC)
SSTLOGN | MI | Zeeland Generating Station | 55087 | 1A | NG | GT | 188.7 | 158 | 2204.8 | 80399.5 | 0.83953 | 69912.981 | 95767.242 | 58752.232 |  | Electric Utility/Cogeneration | Y | OP
SSTLOGN | MI | Zeeland Generating Station | 55087 | 1B | NG | GT | 188.7 | 157 | 2204.8 | 80399.5 | 0.90254 | 39495.6911 | 89081.1437 | 55313.652 |  | Electric Utility/Cogeneration | Y | OP
NGCC | MI | Zeeland Generating Station | 55087 | 2A | NG | CC | 188.7 | 164 | 2323 | 530182.4708 | 0.87548 | 343060.1879 | 605591.3632 | 240200.7697 |  | Electric Utility/Cogeneration | Y | OP
NGCC | MI | Zeeland Generating Station | 55087 | 2B | NG | CC | 188.7 | 164 | 2323 | 530182.4708 | 0.8655 | 374814.2898 | 612571.3094 | 240200.7697 |  | Electric Utility/Cogeneration | Y | OP
NGCC | MI | Zeeland Generating Station | 55087 | 2C | NG | CC | 213.3 | 205.6 | 2323 | 599300.0584 | 1 | 0 | 599300.0584 | 271514.7015 |  | Electric Utility/Cogeneration | Y | OP
EXCLUDE | MN | Adams Wind Farm | 56307 | 1 | WND | WT | 14 | 14 | 0 | 34789.4167 |  |  | 34789.4167 | 0 |  | IPP Non-CHP | N | OP |  | Non Combustion (NUC, WAT, WND, GEO, or SUN)
EXCLUDE | MN | Adams Wind Farm | 56307 | 2 | WND | WT | 10 | 10 | 0 | 24849.5833 |  |  | 24849.5833 | 0 |  | IPP Non-CHP | N | OP |  | Non Combustion (NUC, WAT, WND, GEO, or SUN)
EXCLUDE | MN | Adams Wind Generations LLC | 57375 | AWG | WND | WT | 20 | 20 | 0 | 49080 |  |  | 49080 | 0 |  | IPP Non-CHP | N | OP |  | Non Combustion (NUC, WAT, WND, GEO, or SUN)
EXCLUDE | MN | Adrian | 1956 | 3 | DFO | IC | 0.4 | 0.4 | 0 | 0 |  |  | 0 | 0 |  | Electric Utility | N | RE | 2001 | Internal Combustion (PRMVR=IC)
EXCLUDE | MN | Adrian | 1956 | 4 | DFO | IC | 0.6 | 0.5 | 0 | 0 |  |  | 0 | 0 |  | Electric Utility | N | RE | 2001 | Internal Combustion (PRMVR=IC)
EXCLUDE | MN | Adrian | 1956 | 5 | DFO | IC | 2 | 2 | 0 | 0 |  |  | 0 | 0 |  | Electric Utility | N | OP |  | Internal Combustion (PRMVR=IC)
EXCLUDE | MN | Agassiz Beach LLC | 55576 | AB30 | WND | WT | 1.9 | 1.9 | 0 | 5345 |  |  | 5345 | 0 |  | IPP Non-CHP | N | OP |  | Non Combustion (NUC, WAT, WND, GEO, or SUN)
EXCLUDE | MN | Alexandria | 1958 | IC1 | DFO | IC | 1.2 | 1 | 0 | 0 |  |  | 0 | 0 |  | Electric Utility | N | OP |  | Internal Combustion (PRMVR=IC)
EXCLUDE | MN | Alexandria | 1958 | IC2 | DFO | IC | 4 | 3.5 | 0 | 0 |  |  | 0 | 0 |  | Electric Utility | N | OP |  | Internal Combustion (PRMVR=IC)
EXCLUDE | MN | Alexandria | 1958 | IC3 | DFO | IC | 4 | 3.6 | 0 | 0 |  |  | 0 | 0 |  | Electric Utility | N | OP |  | Internal Combustion (PRMVR=IC)
COALST | MN | Allen S King | 1915 | 1 | SUB | ST | 598.4 | 511 | 7530 | 3423920 |  |  | 3423920 | 3641023.305 |  | Electric Utility | N | OP
EXCLUDE | MN | Alliant Techsystems | 7376 | 1 | DFO | IC | 1.6 | 1.6 | 0 | 0 |  |  | 0 | 0 |  | Electric Utility | N | SB | 2012 | Internal Combustion (PRMVR=IC)
EXCLUDE | MN | American Crystal Sugar Crookston | 54212 | G1 | SUB | ST | 3.5 | 3.5 | 0 | 15589.84 | 0.092593 | 695045.7417 | 168369.5312 | 92771.2449 |  | Industrial CHP | Y | OP |  | Steam unit (PRMVR=ST) under 25MW/250 MMBtu/hr
EXCLUDE | MN | American Crystal Sugar Crookston | 54212 | G2 | SUB | ST | 3 | 3 | 0 | 13362.72 | 0.092593 | 595753.4929 | 144316.741 | 79518.2099 |  | Industrial CHP | Y | OP |  | Steam unit (PRMVR=ST) under 25MW/250 MMBtu/hr
EXCLUDE | MN | American Crystal Sugar East Grand Forks | 54214 | G1 | SUB | ST | 2.5 | 2.5 | 0 | 10132.62 | 0.072629 | 588590.111 | 139512.0406 | 117364.4722 |  | Industrial CHP | Y | OP |  | Steam unit (PRMVR=ST) under 25MW/250 MMBtu/hr
EXCLUDE | MN | American Crystal Sugar East Grand Forks | 54214 | G2 | SUB | ST | 5 | 5 | 0 | 20265.24 | 0.072629 | 1177180.222 | 279024.0813 | 234728.9444 |  | Industrial CHP | Y | OP |  | Steam unit (PRMVR=ST) under 25MW/250 MMBtu/hr
EXCLUDE | MN | American Crystal Sugar Moorhead | 54211 | G1 | SUB | ST | 3 | 3 | 0 | 18539.028 | 0.15219 | 469851.4819 | 121818.2224 | 96550.176 |  | Industrial CHP | Y | OP |  | Steam unit (PRMVR=ST) under 25MW/250 MMBtu/hr
EXCLUDE | MN | American Crystal Sugar Moorhead | 54211 | G2 | SUB | ST | 2 | 2 | 0 | 12359.352 | 0.15219 | 313234.3213 | 81212.1483 | 64366.784 |  | Industrial CHP | Y | OP |  | Steam unit (PRMVR=ST) under 25MW/250 MMBtu/hr
EXCLUDE | MN | Archer Daniels Midland Mankato | 10863 | GEN1 | SUB | ST | 6.1 | 6.2 | 0 | 22012 | 0.11072 | 804303.0419 | 198807.8035 | 127408.8067 |  | Industrial CHP | Y | OP |  | Steam unit (PRMVR=ST) under 25MW/250 MMBtu/hr
EXCLUDE | MN | Archer Daniels Midland Mankato | 10863 | GEN2 | NG | ST | 4.4 | 4.4 | 0 | 0 | 0.11072 | 0 | 0 | 0 |  | Industrial CHP | Y | RE | 1999 | Steam unit (PRMVR=ST) under 25MW/250 MMBtu/hr
EXCLUDE | MN | Austin DT | 1960 | 1 | NG | ST | 5 | 5.3 | 0 | 0 |  |  | 0 | 0 |  | Electric Utility | N | OS |  | Steam unit (PRMVR=ST) under 25MW/250 MMBtu/hr
EXCLUDE | MN | Austin DT | 1960 | 2 | NG | ST | 3.5 | 3.5 | 0 | 0 |  |  | 0 | 0 |  | Electric Utility | N | OS |  | Steam unit (PRMVR=ST) under 25MW/250 MMBtu/hr
EXCLUDE | MN | Austin DT | 1960 | 3 | NG | ST | 7.5 | 8.8 | 0 | 0 |  |  | 0 | 0 |  | Electric Utility | N | OS |  | Steam unit (PRMVR=ST) under 25MW/250 MMBtu/hr
EXCLUDE | MN | Austin DT | 1960 | 4 | NG | ST | 11.5 | 12.2 | 0 | 0 |  |  | 0 | 0 |  | Electric Utility | N | OS |  | Steam unit (PRMVR=ST) under 25MW/250 MMBtu/hr
EXCLUDE | MN | Austin DT | 1960 | 5 | NG | GT | 6 | 5.4 | 0 | 76 |  |  | 76 | 108.0629 |  | Electric Utility | N | OP |  | Simple Cycle Turbine (PRMVR=GT or OT) unit under 25MW
COALST | MN | Austin Northeast | 1961 | 1 | BIT | ST | 31.9 | 29.3 | 420 | 13340 |  |  | 13340 | 22364.203 |  | Electric Utility | N | OP
EXCLUDE | MN | Autumn Hills LLC | 55566 | AH30 | WND | WT | 1.9 | 1.9 | 0 | 4747 |  |  | 4747 | 0 |  | IPP Non-CHP | N | OP |  | Non Combustion (NUC, WAT, WND, GEO, or SUN)
EXCLUDE | MN | B&K Energy Systems LLC | 56210 | 1 | WND | WT | 2 | 2 | 0 | 6359 |  |  | 6359 | 0 |  | IPP Non-CHP | N | OP |  | Non Combustion (NUC, WAT, WND, GEO, or SUN)
EXCLUDE | MN | BC Energy LLC | 56624 | 1 | WND | WT | 4 | 4 | 0 | 13606 |  |  | 13606 | 0 |  | IPP Non-CHP | N | OP |  | Non Combustion (NUC, WAT, WND, GEO, or SUN)
EXCLUDE | MN | Benson City of | 1964 | 5 | DFO | IC | 0.9 | 0.9 | 0 | 0 |  |  | 0 | 0 |  | Electric Utility | N | OP |  | Internal Combustion (PRMVR=IC)
EXCLUDE | MN | Benson City of | 1964 | 6 | DFO | IC | 1.3 | 1.3 | 0 | 0 |  |  | 0 | 0 |  | Electric Utility | N | OP |  | Internal Combustion (PRMVR=IC)
EXCLUDE | MN | Benson City of | 1964 | 7 | DFO | IC | 1.8 | 1.9 | 0 | 0 |  |  | 0 | 0 |  | Electric Utility | N | OP |  | Internal Combustion (PRMVR=IC)
EXCLUDE | MN | Benson City of | 1964 | 8 | DFO | IC | 1.8 | 1.9 | 0 | 0 |  |  | 0 | 0 |  | Electric Utility | N | OP |  | Internal Combustion (PRMVR=IC)
EXCLUDE | MN | Benson City of | 1964 | 9 | DFO | IC | 1.8 | 1.9 | 0 | 0 |  |  | 0 | 0 |  | Electric Utility | N | OP |  | Internal Combustion (PRMVR=IC)
EXCLUDE | MN | Benson City of | 1964 | 10 | DFO | IC | 1.8 | 1.9 | 0 | 0 |  |  | 0 | 0 |  | Electric Utility | N | OP |  | Internal Combustion (PRMVR=IC)
EXCLUDE | MN | Benson City of | 1964 | 11 | DFO | IC | 1.8 | 1.9 | 0 | 0 |  |  | 0 | 0 |  | Electric Utility | N | OP |  | Internal Combustion (PRMVR=IC)
EXCLUDE | MN | Bent Tree Wind Farm Phase 1 | 57198 | 1 | WND | WT | 201.3 | 200 | 0 | 405835 |  |  | 405835 | 0 |  | Electric Utility | N | OP |  | Non Combustion (NUC, WAT, WND, GEO, or SUN)
EXCLUDE | MN | Big Blue | 57289 | BBWP | WND | WT | 36 | 36 | 0 | 0 |  |  | 0 | 0 |  | IPP Non-CHP | N | U |  | Non Combustion (NUC, WAT, WND, GEO, or SUN)
EXCLUDE | MN | Bisson Windfarm LLC | 56201 | I | WND | WT | 2 | 2 | 0 | 4694 |  |  | 4694 | 0 |  | IPP Non-CHP | N | OP |  | Non Combustion (NUC, WAT, WND, GEO, or SUN)
EXCLUDE | MN | Black Dog | 1904 | 1 | SUB | ST | 81 | 71.7 | 0 | 0 |  |  | 0 | 0 |  | Electric Utility | N | RE | 2002 | Retired in 2002
NGCC | MN | Black Dog | 1904 | 2 | NG | CC | 136.9 | 77 | 2900 | 131961.3999 |  |  | 131961.3999 | 63170.2867 |  | Electric Utility | N | OP
COALST | MN | Black Dog | 1904 | 3 | SUB | ST | 113.6 | 79 | 2062.1 | 423387 |  |  | 423387 | 547017.362 |  | Electric Utility | N | OP | 2015
COALST | MN | Black Dog | 1904 | 4 | SUB | ST | 179.5 | 153 | 3041.2 | 782525 |  |  | 782525 | 998852.508 |  | Electric Utility | N | OP | 2015
NGCC | MN | Black Dog | 1904 | 5 | NG | CC | 187.9 | 159 | 2900 | 181121.6001 |  |  | 181121.6001 | 86703.4103 |  | Electric Utility | N | OP
EXCLUDE | MN | Black Dog | 1904 | 6 | NG | CC | 360 | 360 | 0 | 0 |  |  | 0 | 0 |  | Electric Utility | N | L |  | Status of operation (IP,L,P,T,or U)
EXCLUDE | MN | Black Dog | 1904 | 7 | NG | CC | 200 | 200 | 0 | 0 |  |  | 0 | 0 |  | Electric Utility | N | L |  | Status of operation (IP,L,P,T,or U)
EXCLUDE | MN | Black Dog | 1904 | 8 | NG | CC | 200 | 200 | 0 | 0 |  |  | 0 | 0 |  | Electric Utility | N | L |  | Status of operation (IP,L,P,T,or U)
EXCLUDE | MN | Blanchard | 1892 | 1 | WAT | HY | 6 | 5.4 | 0 | 31497 |  |  | 31497 | 0 |  | Electric Utility | N | OP |  | Non Combustion (NUC, WAT, WND, GEO, or SUN)
EXCLUDE | MN | Blanchard | 1892 | 2 | WAT | HY | 6 | 5.6 | 0 | 31497 |  |  | 31497 | 0 |  | Electric Utility | N | OP |  | Non Combustion (NUC, WAT, WND, GEO, or SUN)
EXCLUDE | MN | Blanchard | 1892 | 3 | WAT | HY | 6 | 5.3 | 0 | 31497 |  |  | 31497 | 0 |  | Electric Utility | N | OP |  | Non Combustion (NUC, WAT, WND, GEO, or SUN)
EXCLUDE | MN | Blooming Prairie | 1966 | 1 | DFO | IC | 0.3 | 0.3 | 0 | 0 |  |  | 0 | 0 |  | Electric Utility | N | SB |  | Internal Combustion (PRMVR=IC)
EXCLUDE | MN | Blooming Prairie | 1966 | 2 | DFO | IC | 0.7 | 0.7 | 0 | 0 |  |  | 0 | 0 |  | Electric Utility | N | SB |  | Internal Combustion (PRMVR=IC)
EXCLUDE | MN | Blooming Prairie | 1966 | 3 | DFO | IC | 1.4 | 1 | 0 | 0 |  |  | 0 | 0 |  | Electric Utility | N | RE | 2005 | Internal Combustion (PRMVR=IC)
EXCLUDE | MN | Blooming Prairie | 1966 | 4 | DFO | IC | 1.2 | 1.3 | 0 | 0 |  |  | 0 | 0 |  | Electric Utility | N | SB |  | Internal Combustion (PRMVR=IC)
EXCLUDE | MN | Blooming Prairie | 1966 | 5 | DFO | IC | 2.3 | 2 | 0 | 0 |  |  | 0 | 0 |  | Electric Utility | N | SB |  | Internal Combustion (PRMVR=IC)
EXCLUDE | MN | Blooming Prairie | 1966 | 6 | DFO | IC | 2 | 1.9 | 0 | 0 |  |  | 0 | 0 |  | Electric Utility | N | SB |  | Internal Combustion (PRMVR=IC)
EXCLUDE | MN | Blue Breezes II LLC | 56581 | 1 | WND | WT | 1.3 | 1.3 | 0 | 3115 |  |  | 3115 | 0 |  | IPP Non-CHP | N | OP |  | Non Combustion (NUC, WAT, WND, GEO, or SUN)
EXCLUDE | MN | Blue Breezes LLC | 56580 | 1 | WND | WT | 1.3 | 1.3 | 0 | 3282 |  |  | 3282 | 0 |  | IPP Non-CHP | N | OP |  | Non Combustion (NUC, WAT, WND, GEO, or SUN)
EXCLUDE | MN | Blue Earth | 1967 | IC1 | DFO | IC | 1.5 | 1.5 | 0 | 0 |  |  | 0 | 0 |  | Electric Utility | N | OP |  | Internal Combustion (PRMVR=IC)
EXCLUDE | MN | Blue Earth | 1967 | IC3 | DFO | IC | 1.6 | 1.6 | 0 | 0 |  |  | 0 | 0 |  | Electric Utility | N | OP |  | Internal Combustion (PRMVR=IC)
EXCLUDE | MN | Blue Earth | 1967 | IC4 | DFO | IC | 1.6 | 1.6 | 0 | 0 |  |  | 0 | 0 |  | Electric Utility | N | OP |  | Internal Combustion (PRMVR=IC)
EXCLUDE | MN | Blue Earth | 1967 | IC5 | DFO | IC | 1.6 | 1.6 | 0 | 0 |  |  | 0 | 0 |  | Electric Utility | N | OP |  | Internal Combustion (PRMVR=IC)
EXCLUDE | MN | Blue Earth | 1967 | IC6 | DFO | IC | 1.8 | 1.8 | 0 | 0 |  |  | 0 | 0 |  | Electric Utility | N | OP |  | Internal Combustion (PRMVR=IC)
SSTLOGN | MN | Blue Lake | 8027 | 1 | DFO | GT | 56.7 | 39 | 397.3257 | 9629.2696 |  |  | 9629.2696 | 6647.4881 |  | Electric Utility | N | OP
SSTLOGN | MN | Blue Lake | 8027 | 2 | DFO | GT | 56.7 | 39 | 397.3257 | 9629.2696 |  |  | 9629.2696 | 6647.4881 |  | Electric Utility | N | OP
SSTLOGN | MN | Blue Lake | 8027 | 3 | DFO | GT | 56.7 | 39 | 397.3257 | 9629.2696 |  |  | 9629.2696 | 6647.4881 |  | Electric Utility | N | OP
SSTLOGN | MN | Blue Lake | 8027 | 4 | DFO | GT | 56.7 | 45 | 397.3257 | 9629.2696 |  |  | 9629.2696 | 6647.4881 |  | Electric Utility | N | OP
SSTLOGN | MN | Blue Lake | 8027 | 7 | NG | GT | 166.3 | 150 | 1165.3486 | 28242.4609 |  |  | 28242.4609 | 19496.9537 |  | Electric Utility | N | OP
SSTLOGN | MN | Blue Lake | 8027 | 8 | NG | GT | 166.3 | 150 | 1165.3486 | 28242.4609 |  |  | 28242.4609 | 19496.9537 |  | Electric Utility | N | OP
EXCLUDE | MN | Boeve Windfarm LLC | 56209 | 1 | WND | WT | 2 | 2 | 0 | 7040 |  |  | 7040 | 0 |  | IPP Non-CHP | N | OP |  | Non Combustion (NUC, WAT, WND, GEO, or SUN)
EXCLUDE | MN | Boise Cascade International Falls | 10486 | GEN1 | NG | ST | 4 | 4 | 0 | 24182.275 | 0.094598 | 1052941.9039 | 255631.9901 | 77635.7396 |  | Industrial CHP | Y | OP |  | Steam unit (PRMVR=ST) under 25MW/250 MMBtu/hr
EXCLUDE | MN | Boise Cascade International Falls | 10486 | GEN2 | NG | ST | 4 | 4 | 0 | 22886.831 | 0.094598 | 996535.8267 | 241937.7894 | 73476.7945 |  | Industrial CHP | Y | OP |  | Steam unit (PRMVR=ST) under 25MW/250 MMBtu/hr
EXCLUDE | MN | Boise Cascade International Falls | 10486 | GEN3 | NG | ST | 7.5 | 7.5 | 0 | 37467.064 | 0.094598 | 1631386.6955 | 396066.1325 | 120285.7557 |  | Industrial CHP | Y | OP |  | Steam unit (PRMVR=ST) under 25MW/250 MMBtu/hr
EXCLUDE | MN | Boise Cascade International Falls | 10486 | GEN4 | NG | ST | 7.5 | 7.5 | 0 | 42079.385 | 0.094598 | 1832215.8588 | 444823.1992 | 149631.9584 |  | Industrial CHP | Y | OP |  | Steam unit (PRMVR=ST) under 25MW/250 MMBtu/hr
EXCLUDE | MN | Boise Cascade International Falls | 10486 | GEN5 | NG | ST | 6.2 | 6.2 | 0 | 54844.655 | 0.094598 | 2388039.8124 | 579765.4813 | 176075.4666 |  | Industrial CHP | Y | OP |  | Steam unit (PRMVR=ST) under 25MW/250 MMBtu/hr
EXCLUDE | MN | Breezy Bucks I LLC | 56595 | 1 | WND | WT | 1.3 | 1.3 | 0 | 2466 |  |  | 2466 | 0 |  | IPP Non-CHP | N | OP |  | Non Combustion (NUC, WAT, WND, GEO, or SUN)
EXCLUDE | MN | Breezy Bucks II LLC | 56582 | 1 | WND | WT | 1.3 | 1.3 | 0 | 3048 |  |  | 3048 | 0 |  | IPP Non-CHP | N | OP |  | Non Combustion (NUC, WAT, WND, GEO, or SUN)
EXCLUDE | MN | Buffalo Ridge Windplant WPP 1993 | 54794 | EXIS | WND | WT | 21.9 | 21.9 | 0 | 48706 |  |  | 48706 | 0 |  | IPP Non-CHP | N | OP |  | Non Combustion (NUC, WAT, WND, GEO, or SUN)
EXCLUDE | MN | Byllesby | 50328 | 1 | WAT | HY | 0.8 | 0.8 | 0 | 4051.52 |  |  | 4051.52 | 0 |  | IPP Non-CHP | N | OP |  | Non Combustion (NUC, WAT, WND, GEO, or SUN)
EXCLUDE | MN | Byllesby | 50328 | 2 | WAT | HY | 0.8 | 0.8 | 0 | 4051.52 |  |  | 4051.52 | 0 |  | IPP Non-CHP | N | OP |  | Non Combustion (NUC, WAT, WND, GEO, or SUN)
EXCLUDE | MN | Byllesby | 50328 | 3 | WAT | HY | 0.9 | 0.9 | 0 | 4557.96 |  |  | 4557.96 | 0 |  | IPP Non-CHP | N | OP |  | Non Combustion (NUC, WAT, WND, GEO, or SUN)
SSTLOGN | MN | Cambridge CT | 2038 | GT1 | DFO | GT | 25 | 22.8 | 242.6622 | 6535.5304 |  |  | 6535.5304 | 4644.9453 |  | Electric Utility | N | OP
SSTLOGN | MN | Cambridge CT | 2038 | GT2 | NG | GT | 169.2 | 159 | 1642.3378 | 44232.4696 |  |  | 44232.4696 | 31436.9897 |  | Electric Utility | N | OP
SSTLOGN | MN | Cannon Falls Energy Center | 56241 | UNT1 | NG | GT | 204 | 199 | 2300 | 49268.5 |  |  | 49268.5 | 33327.13 |  | Electric Utility/IPP Non-CHP | N | OP
SSTLOGN | MN | Cannon Falls Energy Center | 56241 | UNT2 | NG | GT | 204 | 199 | 2300 | 49268.5 |  |  | 49268.5 | 32502.635 |  | Electric Utility/IPP Non-CHP | N | OP
EXCLUDE | MN | Carleton College | 57296 | GEN1 | DFO | IC | 2.3 | 2.3 | 0 | 0 |  |  | 0 | 0 |  | Commercial Non-CHP | N | SB |  | Internal Combustion (PRMVR=IC)
EXCLUDE | MN | Carleton College | 57296 | GEN2 | DFO | IC | 2.3 | 2.3 | 0 | 0 |  |  | 0 | 0 |  | Commercial Non-CHP | N | SB |  | Internal Combustion (PRMVR=IC)
EXCLUDE | MN | Carleton College | 57296 | WIND1 | WND | WT | 1.6 | 1.6 | 0 | 2404.215 |  |  | 2404.215 | 0 |  | Commercial Non-CHP | N | OP |  | Non Combustion (NUC, WAT, WND, GEO, or SUN)
EXCLUDE | MN | Carleton College | 57296 | WIND2 | WND | WT | 1.6 | 1.6 | 0 | 2404.215 |  |  | 2404.215 | 0 |  | Commercial Non-CHP | N | OP |  | Non Combustion (NUC, WAT, WND, GEO, or SUN)
EXCLUDE | MN | Carstensen Wind | 56410 | 1 | WND | WT | 1.7 | 1.7 | 0 | 5198 |  |  | 5198 | 0 |  | IPP Non-CHP | N | OP |  | Non Combustion (NUC, WAT, WND, GEO, or SUN)
SSTLOGN | MN | Cascade Creek | 6058 | 1 | NG | GT | 35 | 27.3 | 241.9494 | 2074.8528 |  |  | 2074.8528 | 1220.2826 |  | Electric Utility | N | OP
SSTLOGN | MN | Cascade Creek | 6058 | 2 | NG | GT | 49.9 | 49.6 | 344.9506 | 2958.1472 |  |  | 2958.1472 | 1739.7744 |  | Electric Utility | N | OP
EXCLUDE | MN | Centennial Generating Station | 57910 | 1 | DFO | IC | 2.3 | 2 | 0 | 0 |  |  | 0 | 0 |  | Electric Utility | N | OP |  | Internal Combustion (PRMVR=IC)
EXCLUDE | MN | Centennial Generating Station | 57910 | 2 | DFO | IC | 2.3 | 2 | 0 | 0 |  |  | 0 | 0 |  | Electric Utility | N | OP |  | Internal Combustion (PRMVR=IC)
EXCLUDE | MN | Centennial Generating Station | 57910 | 3 | DFO | IC | 2.3 | 2 | 0 | 0 |  |  | 0 | 0 |  | Electric Utility | N | OP |  | Internal Combustion (PRMVR=IC)
EXCLUDE | MN | Centennial Generating Station | 57910 | 4 | DFO | IC | 2.3 | 2 | 0 | 0 |  |  | 0 | 0 |  | Electric Utility | N | OP |  | Internal Combustion (PRMVR=IC)
EXCLUDE | MN | Centennial Generating Station | 57910 | 5 | DFO | IC | 2.3 | 2 | 0 | 0 |  |  | 0 | 0 |  | Electric Utility | N | OP |  | Internal Combustion (PRMVR=IC)
EXCLUDE | MN | CG Windfarm LLC | 56200 | I | WND | WT | 2 | 2 | 0 | 4998 |  |  | 4998 | 0 |  | IPP Non-CHP | N | OP |  | Non Combustion (NUC, WAT, WND, GEO, or SUN)
EXCLUDE | MN | Champepaden Wind Power | 55980 | 1 | WND | WT | 2 | 2 | 0 | 6011 |  |  | 6011 | 0 |  | IPP Non-CHP | N | OP |  | Non Combustion (NUC, WAT, WND, GEO, or SUN)
EXCLUDE | MN | Chanarambie Power Partners, LLC | 56142 | WND1 | WND | WT | 85.5 | 85.5 | 0 | 263822 |  |  | 263822 | 0 |  | IPP Non-CHP | N | OP |  | Non Combustion (NUC, WAT, WND, GEO, or SUN)
EXCLUDE | MN | Chandler Hills Wind Farm | 56646 | 1 | WND | WT | 2 | 2 | 0 | 6028 |  |  | 6028 | 0 |  | IPP Non-CHP | N | OP |  | Non Combustion (NUC, WAT, WND, GEO, or SUN)
EXCLUDE | MN | Christoffer Wind Energy I LLC | 56709 | 1 | WND | WT | 2.1 | 2.1 | 0 | 7054 |  |  | 7054 | 0 |  | IPP Non-CHP | N | OP |  | Non Combustion (NUC, WAT, WND, GEO, or SUN)
EXCLUDE | MN | Christoffer Wind Energy II LLC | 56710 | 1 | WND | WT | 2.1 | 2.1 | 0 | 6628 |  |  | 6628 | 0 |  | IPP Non-CHP | N | OP |  | Non Combustion (NUC, WAT, WND, GEO, or SUN)
EXCLUDE | MN | Christoffer Wind Energy III LLC | 56711 | 1 | WND | WT | 2.1 | 2.1 | 0 | 6939 |  |  | 6939 | 0 |  | IPP Non-CHP | N | OP |  | Non Combustion (NUC, WAT, WND, GEO, or SUN)
EXCLUDE | MN | Christoffer Wind Energy IV LLC | 56712 | 1 | WND | WT | 2.1 | 2.1 | 0 | 6993 |  |  | 6993 | 0 |  | IPP Non-CHP | N | OP |  | Non Combustion (NUC, WAT, WND, GEO, or SUN)
COALST | MN | Clay Boswell | 1893 | 1 | SUB | ST | 75 | 68 | 950 | 366355 |  |  | 366355 | 485680.604 |  | Electric Utility | N | OP
COALST | MN | Clay Boswell | 1893 | 2 | SUB | ST | 75 | 67 | 915 | 447108 |  |  | 447108 | 550877.912 |  | Electric Utility | N | OP
COALST | MN | Clay Boswell | 1893 | 3 | SUB | ST | 364.5 | 360.5 | 4100 | 2446092 |  |  | 2446092 | 2733215.943 |  | Electric Utility | N | OP
COALST | MN | Clay Boswell | 1893 | 4 | SUB | ST | 558 | 428 | 6400 | 4040699 |  |  | 4040699 | 4524245.854 |  | Electric Utility | N | OP
EXCLUDE | MN | Clay Boswell | 1893 | D4 | DFO | IC | 0.8 | 0.8 | 0 | 0 |  |  | 0 | 0 |  | Electric Utility | N | OP |  | Internal Combustion (PRMVR=IC)
EXCLUDE | MN | Co Rd 33 | 8014 | 7 | DFO | IC | 2.5 | 2.5 | 0 | 0 |  |  | 0 | 0 |  | Electric Utility | N | IP |  | Internal Combustion (PRMVR=IC)
EXCLUDE | MN | Co Rd 33 | 8014 | 8 | DFO | IC | 2.5 | 2.5 | 0 | 0 |  |  | 0 | 0 |  | Electric Utility | N | IP |  | Internal Combustion (PRMVR=IC)
EXCLUDE | MN | Community Wind North LLC | 57385 | 34505 | WND | WT | 30 | 30 | 0 | 62055 |  |  | 62055 | 0 |  | IPP Non-CHP | N | OP |  | Non Combustion (NUC, WAT, WND, GEO, or SUN)
EXCLUDE | MN | Covanta Hennepin Energy | 10013 | GEN1 | MSB | ST | 39.5 | 33.7 | 0 | 209061 |  |  | 209061 | 385410.1079 |  | IPP Non-CHP | N | OP |  | Non Fossil fuel type
EXCLUDE | MN | Danielson Wind Farms LLC | 57396 | DWF | WND | WT | 20 | 20 | 0 | 45712 |  |  | 45712 | 0 |  | IPP Non-CHP | N | OP |  | Non Combustion (NUC, WAT, WND, GEO, or SUN)
EXCLUDE | MN | Delano | 1969 | 1 | DFO | IC | 1.1 | 1.1 | 0 | 0 |  |  | 0 | 0 |  | Electric Utility | N | OP |  | Internal Combustion (PRMVR=IC)
EXCLUDE | MN | Delano | 1969 | 2 | NG | IC | 1.1 | 1.1 | 0 | 0 |  |  | 0 | 0 |  | Electric Utility | N | OP |  | Internal Combustion (PRMVR=IC)
EXCLUDE | MN | Delano | 1969 | 3 | NG | IC | 1.3 | 1.3 | 0 | 0 |  |  | 0 | 0 |  | Electric Utility | N | OP |  | Internal Combustion (PRMVR=IC)
EXCLUDE | MN | Delano | 1969 | 5 | DFO | IC | 0.8 | 0.8 | 0 | 0 |  |  | 0 | 0 |  | Electric Utility | N | OP |  | Internal Combustion (PRMVR=IC)
EXCLUDE | MN | Delano | 1969 | 6 | DFO | IC | 1.2 | 1.2 | 0 | 0 |  |  | 0 | 0 |  | Electric Utility | N | OP |  | Internal Combustion (PRMVR=IC)
EXCLUDE | MN | Delano | 1969 | 7 | DFO | IC | 3 | 3 | 0 | 0 |  |  | 0 | 0 |  | Electric Utility | N | OP |  | Internal Combustion (PRMVR=IC)
EXCLUDE | MN | Delano | 1969 | 8 | DFO | IC | 3.1 | 3.1 | 0 | 0 |  |  | 0 | 0 |  | Electric Utility | N | OP |  | Internal Combustion (PRMVR=IC)
EXCLUDE | MN | Delano | 1969 | 9 | DFO | GT | 12.5 | 11 | 0 | 24 |  |  | 24 | 26.9024 |  | Electric Utility | N | OP |  | Simple Cycle Turbine (PRMVR=GT or OT) unit under 25MW
EXCLUDE | MN | Detroit Lakes | 1970 | 1 | DFO | GT | 12.5 | 9.5 | 0 | 36 |  |  | 36 | 56.8211 |  | Electric Utility | N | OP |  | Simple Cycle Turbine (PRMVR=GT or OT) unit under 25MW
EXCLUDE | MN | DL Windy Acres LLC | 56207 | 1 | WND | WT | 2 | 2 | 0 | 6339 |  |  | 6339 | 0 |  | IPP Non-CHP | N | OP |  | Non Combustion (NUC, WAT, WND, GEO, or SUN)
EXCLUDE | MN | Duluth Paper Mill | 50424 | GEN1 | PUR | ST | 10.6 | 10.6 | 0 | 35259 |  |  |  | 0 |  | Industrial CHP | Y | OP |  | Non Fossil fuel type
EXCLUDE | MN | Eastridge Wind Project | 56543 | 1 | WND | WT | 10.4 | 10.4 | 0 | 26712 |  |  | 26712 | 0 |  | IPP Non-CHP | N | OP |  | Non Combustion (NUC, WAT, WND, GEO, or SUN)
EXCLUDE | MN | EKS Landfill | 54939 | UNT1 | LFG | IC | 1.6 | 1.5 | 0 | 0 |  |  | 0 | 0 |  | IPP Non-CHP | N | OP |  | Internal Combustion (PRMVR=IC)
EXCLUDE | MN | EKS Landfill | 54939 | UNT2 | LFG | IC | 1.6 | 1.5 | 0 | 0 |  |  | 0 | 0 |  | IPP Non-CHP | N | OP |  | Internal Combustion (PRMVR=IC)
EXCLUDE | MN | EKS Landfill | 54939 | UNT3 | LFG | IC | 0.9 | 0.8 | 0 | 0 |  |  | 0 | 0 |  | IPP Non-CHP | N | RE | 2007 | Internal Combustion (PRMVR=IC)
EXCLUDE | MN | EKS Landfill | 54939 | UNT4 | LFG | IC | 1.6 | 1.5 | 0 | 0 |  |  | 0 | 0 |  | IPP Non-CHP | N | OP |  | Internal Combustion (PRMVR=IC)
EXCLUDE | MN | Elk River | 2039 | 1 | MSB | ST | 11.5 | 9.1 | 0 | 27477 |  |  | 27477 | 63625.9543 |  | Electric Utility | N | OP |  | Non Fossil fuel type
EXCLUDE | MN | Elk River | 2039 | 2 | MSB | ST | 11.5 | 9.5 | 0 | 26027 |  |  | 26027 | 60268.323 |  | Electric Utility | N | OP |  | Non Fossil fuel type
EXCLUDE | MN | Elk River | 2039 | 3 | MSB | ST | 25 | 17.1 | 0 | 48819 |  |  | 48819 | 113045.655 |  | Electric Utility | N | OP |  | Non Fossil fuel type
SSTLOGN | MN | Elk River | 2039 | CT | NG | GT | 191.3 | 186.3 | 2269 | 43822 |  |  | 43822 | 29169.045 |  | Electric Utility | N | OP
EXCLUDE | MN | Elk River City of | 1971 | 1 | DFO | IC | 0.5 | 0.5 | 0 | 0 |  |  | 0 | 0 |  | Electric Utility | N | SB |  | Internal Combustion (PRMVR=IC)
EXCLUDE | MN | Elk River City of | 1971 | 2 | DFO | IC | 0.5 | 0.5 | 0 | 0 |  |  | 0 | 0 |  | Electric Utility | N | SB |  | Internal Combustion (PRMVR=IC)
EXCLUDE | MN | Elk River City of | 1971 | 3 | DFO | IC | 3 | 3 | 0 | 0 |  |  | 0 | 0 |  | Electric Utility | N | SB |  | Internal Combustion (PRMVR=IC)
EXCLUDE | MN | Elk River City of | 1971 | 4 | DFO | IC | 5 | 5 | 0 | 0 |  |  | 0 | 0 |  | Electric Utility | N | SB |  | Internal Combustion (PRMVR=IC)
EXCLUDE | MN | Elk River City of | 1971 | 5 | NG | IC | 0.8 | 0.8 | 0 | 0 |  |  | 0 | 0 |  | Electric Utility | N | OP |  | Internal Combustion (PRMVR=IC)
EXCLUDE | MN | Elk River City of | 1971 | 6 | NG | IC | 0.8 | 0.8 | 0 | 0 |  |  | 0 | 0 |  | Electric Utility | N | OP |  | Internal Combustion (PRMVR=IC)
EXCLUDE | MN | Elk River City of | 1971 | 7 | NG | IC | 0.8 | 0.8 | 0 | 0 |  |  | 0 | 0 |  | Electric Utility | N | OP |  | Internal Combustion (PRMVR=IC)
EXCLUDE | MN | Elk River City of | 1971 | 8 | NG | IC | 0.8 | 0.8 | 0 | 0 |  |  | 0 | 0 |  | Electric Utility | N | OP |  | Internal Combustion (PRMVR=IC)
EXCLUDE | MN | Elm Creek Wind II LLC | 57649 | 1 | WND | WT | 148.8 | 148.8 | 0 | 375190 |  |  | 375190 | 0 |  | IPP Non-CHP | N | OP |  | Non Combustion (NUC, WAT, WND, GEO, or SUN)
EXCLUDE | MN | Elm Creek Wind LLC | 56793 | 1 | WND | WT | 99 | 99 | 0 | 325987 |  |  | 325987 | 0 |  | IPP Non-CHP | N | OP |  | Non Combustion (NUC, WAT, WND, GEO, or SUN)
EXCLUDE | MN | Eolos Wind Energy Research Field Station | 57880 | 1 | WND | WT | 2.5 | 2.5 | 0 | 522 |  |  | 522 | 0 |  | IPP Non-CHP | N | OP |  | Non Combustion (NUC, WAT, WND, GEO, or SUN)
EXCLUDE | MN | Fairfax | 1972 | 1 | DFO | IC | 0.9 | 0.9 | 0 | 0 |  |  | 0 | 0 |  | Electric Utility | N | RE | 2004 | Internal Combustion (PRMVR=IC)
EXCLUDE | MN | Fairfax | 1972 | 4 | DFO | IC | 0.6 | 0.6 | 0 | 0 |  |  | 0 | 0 |  | Electric Utility | N | RE | 2004 | Internal Combustion (PRMVR=IC)
EXCLUDE | MN | Fairfax | 1972 | 2A | DFO | IC | 2 | 1.9 | 0 | 0 |  |  | 0 | 0 |  | Electric Utility | N | SB |  | Internal Combustion (PRMVR=IC)
EXCLUDE | MN | Fairmont | 1973 | 3 | NG | ST | 5 | 4.9 | 0 | 0 |  |  | 0 | 0 |  | Electric Utility | N | RE | 2009 | Steam unit (PRMVR=ST) under 25MW/250 MMBtu/hr
EXCLUDE | MN | Fairmont | 1973 | 4 | NG | ST | 5 | 5 | 0 | 0 |  |  | 0 | 0 |  | Electric Utility | N | RE | 2009 | Steam unit (PRMVR=ST) under 25MW/250 MMBtu/hr
EXCLUDE | MN | Fairmont | 1973 | 5 | NG | ST | 12.5 | 7.8 | 0 | 0 |  |  | 0 | 0 |  | Electric Utility | N | RE | 2009 | Steam unit (PRMVR=ST) under 25MW/250 MMBtu/hr
EXCLUDE | MN | Fairmont | 1973 | 6 | DFO | IC | 6.5 | 6 | 0 | 0 |  |  | 0 | 0 |  | Electric Utility | N | OP |  | Internal Combustion (PRMVR=IC)
EXCLUDE | MN | Fairmont | 1973 | 7 | DFO | IC | 6.5 | 6 | 0 | 0 |  |  | 0 | 0 |  | Electric Utility | N | OP |  | Internal Combustion (PRMVR=IC)
EXCLUDE | MN | Fairmont Wind | 56415 | WND1 | WND | WT | 1 | 0.9 | 0 | 2722.963 |  |  | 2722.963 | 0 |  | Electric Utility | N | OP |  | Non Combustion (NUC, WAT, WND, GEO, or SUN)
EXCLUDE | MN | Fairmont Wind | 56415 | WND2 | WND | WT | 1 | 0.9 | 0 | 2722.963 |  |  | 2722.963 | 0 |  | Electric Utility | N | OP |  | Non Combustion (NUC, WAT, WND, GEO, or SUN)
EXCLUDE | MN | Fairmont Wind | 56415 | WND3 | WND | WT | 1.7 | 1.7 | 0 | 4629.037 |  |  | 4629.037 | 0 |  | Electric Utility | N | OP |  | Non Combustion (NUC, WAT, WND, GEO, or SUN)
EXCLUDE | MN | Fairmont Wind | 56415 | WND4 | WND | WT | 1.7 | 1.7 | 0 | 4629.037 |  |  | 4629.037 | 0 |  | Electric Utility | N | OP |  | Non Combustion (NUC, WAT, WND, GEO, or SUN)
NGCC | MN | Faribault Energy Park | 56164 | EU01 | NG | CC | 212.5 | 153 | 2150 | 185023.6547 |  |  | 185023.6547 | 82445.9311 |  | Electric Utility | N | OP
NGCC | MN | Faribault Energy Park | 56164 | HRSG | NG | CC | 122 | 108 | 2150 | 106225.3453 |  |  | 106225.3453 | 47333.6639 |  | Electric Utility | N | OP
EXCLUDE | MN | Fenton Wind Farm | 56617 | 1 | WND | WT | 205.5 | 205.5 | 0 | 739061 |  |  | 739061 | 0 |  | IPP Non-CHP | N | OP |  | Non Combustion (NUC, WAT, WND, GEO, or SUN)
EXCLUDE | MN | Fergus Control Ctr | 7505 | 1 | DFO | IC | 2 | 2 | 0 | 0 |  |  | 0 | 0 |  | Electric Utility | N | SB |  | Internal Combustion (PRMVR=IC)
EXCLUDE | MN | Fey Windfarm LLC | 56204 | 1 | WND | WT | 2 | 2 | 0 | 6516 |  |  | 6516 | 0 |  | IPP Non-CHP | N | OP |  | Non Combustion (NUC, WAT, WND, GEO, or SUN)
EXCLUDE | MN | Fibrominn Biomass Power Plant | 55867 | G1 | AB | ST | 64 | 55 | 1000 | 430080 |  |  | 430080 | 676255.072 |  | IPP Non-CHP/Small Power Producer | N | OP |  | Non Fossil fuel type
EXCLUDE | MN | Florence Hills LLC | 55574 | FH30 | WND | WT | 1.9 | 1.9 | 0 | 5108 |  |  | 5108 | 0 |  | IPP Non-CHP | N | OP |  | Non Combustion (NUC, WAT, WND, GEO, or SUN)
EXCLUDE | MN | Fond Du Lac | 1894 | 1 | WAT | HY | 12 | 11.1 | 0 | 26528 |  |  | 26528 | 0 |  | Electric Utility | N | OP |  | Non Combustion (NUC, WAT, WND, GEO, or SUN)
EXCLUDE | MN | Fox Lake | 1888 | 1 | NG | ST | 11.5 |  | 0 | 3931.6165 |  |  | 3931.6165 | 1770.6403 |  | Electric Utility | N | OA |  | Steam unit (PRMVR=ST) under 25MW/250 MMBtu/hr
EXCLUDE | MN | Fox Lake | 1888 | 2 | NG | ST | 11.5 | 11.6 | 0 | 0 |  |  | 0 | 0 |  | Electric Utility | N | RE | 2010 | Steam unit (PRMVR=ST) under 25MW/250 MMBtu/hr
OGST | MN | Fox Lake | 1888 | 3 | NG | ST | 81.6 | 73.8 | 1048 | 27897.3835 |  |  | 27897.3835 | 22993.737 |  | Electric Utility | N | OP
EXCLUDE | MN | Fox Lake | 1888 | 4 | DFO | GT | 28.8 | 18.8 | 0 | 0 |  |  | 0 | 0 |  | Electric Utility | N | RE | 2010 | Retired in 2010
EXCLUDE | MN | Franklin Heating Station | 54224 | DG4 | DFO | IC | 2 | 2 | 0 | 0 |  |  | 0 | 0 |  | Commercial CHP | N | OP |  | Internal Combustion (PRMVR=IC)
EXCLUDE | MN | Franklin Heating Station | 54224 | DG5 | DFO | IC | 2 | 2 | 0 | 0 |  |  | 0 | 0 |  | Commercial CHP | N | OP |  | Internal Combustion (PRMVR=IC)
EXCLUDE | MN | Franklin Heating Station | 54224 | DG6 | NG | IC | 2.4 | 2.3 | 0 | 0 |  |  | 0 | 0 |  | Commercial CHP | N | SB |  | Internal Combustion (PRMVR=IC)
EXCLUDE | MN | Franklin Heating Station | 54224 | DG7 | NG | IC | 2.4 | 2.3 | 0 | 0 |  |  | 0 | 0 |  | Commercial CHP | N | SB |  | Internal Combustion (PRMVR=IC)
EXCLUDE | MN | Franklin Heating Station | 54224 | EG1 | DFO | IC | 2 | 2 | 0 | 0 |  |  | 0 | 0 |  | Commercial CHP | N | SB |  | Internal Combustion (PRMVR=IC)
EXCLUDE | MN | Franklin Heating Station | 54224 | EG2 | DFO | IC | 2 | 2 | 0 | 0 |  |  | 0 | 0 |  | Commercial CHP | N | SB |  | Internal Combustion (PRMVR=IC)
EXCLUDE | MN | Franklin Heating Station | 54224 | EG3 | DFO | IC | 2 | 2 | 0 | 0 |  |  | 0 | 0 |  | Commercial CHP | N | SB |  | Internal Combustion (PRMVR=IC)
EXCLUDE | MN | Franklin Heating Station | 54224 | GEN1 | NG | ST | 2.5 | 2 | 0 | 8846.3593 | 0.25066 | 120311.2427 | 35292.2655 | 10488.1548 |  | Commercial CHP | Y | OP |  | Steam unit (PRMVR=ST) under 25MW/250 MMBtu/hr
EXCLUDE | MN | Franklin Heating Station | 54224 | GEN2 | NG | ST | 2.5 | 2 | 0 | 8846.3593 | 0.25066 | 120311.2427 | 35292.2655 | 8064.3967 |  | Commercial CHP | Y | OP |  | Steam unit (PRMVR=ST) under 25MW/250 MMBtu/hr
EXCLUDE | MN | Franklin Heating Station | 54224 | GEN3 | NG | ST | 6.3 | 6.1 | 0 | 22292.8254 | 0.25066 | 303184.3317 | 88936.5091 | 36333.5953 |  | Commercial CHP | Y | OP |  | Steam unit (PRMVR=ST) under 25MW/250 MMBtu/hr
EXCLUDE | MN | Franklin Heating Station | 54224 | GEN6 | PUR | ST | 6.5 | 2.8 | 0 | 23000.5341 | 0.25066 | 312809.2311 | 91759.8903 | 0 |  | Commercial CHP | Y | OP |  | Non Fossil fuel type
EXCLUDE | MN | G Flow Wind LLC | 56588 | 1 | WND | WT | 1.3 | 1.3 | 0 | 3463 |  |  | 3463 | 0 |  | IPP Non-CHP | N | OP |  | Non Combustion (NUC, WAT, WND, GEO, or SUN)
EXCLUDE | MN | G McNeilus Wind Farm Dodge Center | 56054 | GM1 | WND | WT | 32 | 32 | 0 | 74624 |  |  | 74624 | 0 |  | IPP Non-CHP | N | OP |  | Non Combustion (NUC, WAT, WND, GEO, or SUN)
EXCLUDE | MN | G McNeilus Wind Farm Dodge Center | 56054 | GM2 | WND | WT | 8 | 8 | 0 | 18656 |  |  | 18656 | 0 |  | IPP Non-CHP | N | OP |  | Non Combustion (NUC, WAT, WND, GEO, or SUN)
EXCLUDE | MN | G McNeilus Wind Farm Dodge Center | 56054 | GM3 | WND | WT | 3 | 3 | 0 | 6996 |  |  | 6996 | 0 |  | IPP Non-CHP | N | OP |  | Non Combustion (NUC, WAT, WND, GEO, or SUN)
EXCLUDE | MN | GL Wind | 57813 | TURB1 | WND | WT | 2.5 | 2.5 | 0 | 417.5 |  |  | 417.5 | 0 |  | IPP Non-CHP | N | OP |  | Non Combustion (NUC, WAT, WND, GEO, or SUN)
EXCLUDE | MN | GL Wind | 57813 | TURB2 | WND | WT | 2.5 | 2.5 | 0 | 417.5 |  |  | 417.5 | 0 |  | IPP Non-CHP | N | OP |  | Non Combustion (NUC, WAT, WND, GEO, or SUN)
EXCLUDE | MN | Glencoe | 1975 | 5 | DFO | IC | 1.3 | 1 | 0 | 0 |  |  | 0 | 0 |  | Electric Utility | N | OP |  | Internal Combustion (PRMVR=IC)
EXCLUDE | MN | Glencoe | 1975 | 6 | DFO | IC | 1.3 | 1 | 0 | 0 |  |  | 0 | 0 |  | Electric Utility | N | OP |  | Internal Combustion (PRMVR=IC)
EXCLUDE | MN | Glencoe | 1975 | 7 | DFO | IC | 4.1 | 3.2 | 0 | 0 |  |  | 0 | 0 |  | Electric Utility | N | OP |  | Internal Combustion (PRMVR=IC)
EXCLUDE | MN | Glencoe | 1975 | 8 | DFO | IC | 5.6 | 4.4 | 0 | 0 |  |  | 0 | 0 |  | Electric Utility | N | OP |  | Internal Combustion (PRMVR=IC)
EXCLUDE | MN | Glencoe | 1975 | 9 | DFO | IC | 7.1 | 5.7 | 0 | 0 |  |  | 0 | 0 |  | Electric Utility | N | OP |  | Internal Combustion (PRMVR=IC)
EXCLUDE | MN | Glencoe | 1975 | 10 | DFO | IC | 7 | 5.6 | 0 | 0 |  |  | 0 | 0 |  | Electric Utility | N | OP |  | Internal Combustion (PRMVR=IC)
EXCLUDE | MN | Glencoe | 1975 | 11 | DFO | IC | 4.8 | 4.8 | 0 | 0 |  |  | 0 | 0 |  | Electric Utility | N | OP |  | Internal Combustion (PRMVR=IC)
EXCLUDE | MN | Glencoe | 1975 | 12 | DFO | IC | 4.8 | 4.8 | 0 | 0 |  |  | 0 | 0 |  | Electric Utility | N | OP |  | Internal Combustion (PRMVR=IC)
EXCLUDE | MN | Glencoe | 1975 | 14 | DFO | IC | 4.8 | 4.8 | 0 | 0 |  |  | 0 | 0 |  | Electric Utility | N | OP |  | Internal Combustion (PRMVR=IC)
EXCLUDE | MN | Grand Marais | 1976 | 2 | DFO | IC | 0.6 | 0.6 | 0 | 0 |  |  | 0 | 0 |  | Electric Utility | N | RE | 2003 | Internal Combustion (PRMVR=IC)
EXCLUDE | MN | Grand Marais | 1976 | 4 | DFO | IC | 0.1 | 0.1 | 0 | 0 |  |  | 0 | 0 |  | Electric Utility | N | RE | 2003 | Internal Combustion (PRMVR=IC)
EXCLUDE | MN | Grand Marais | 1976 | 5 | DFO | IC | 1.1 | 1.1 | 0 | 0 |  |  | 0 | 0 |  | Electric Utility | N | RE | 2003 | Internal Combustion (PRMVR=IC)
EXCLUDE | MN | Grand Marais | 1976 | 6 | DFO | IC | 1.2 | 1.2 | 0 | 0 |  |  | 0 | 0 |  | Electric Utility | N | RE | 2003 | Internal Combustion (PRMVR=IC)
EXCLUDE | MN | Grand Marais | 1976 | 7 | DFO | IC | 2.7 | 2.5 | 0 | 0 |  |  | 0 | 0 |  | Electric Utility | N | OP |  | Internal Combustion (PRMVR=IC)
EXCLUDE | MN | Grand Marais | 1976 | 8 | DFO | IC | 2 | 1.8 | 0 | 0 |  |  | 0 | 0 |  | Electric Utility | N | OP |  | Internal Combustion (PRMVR=IC)
EXCLUDE | MN | Grand Marais | 1976 | 9 | DFO | IC | 2 | 1.8 | 0 | 0 |  |  | 0 | 0 |  | Electric Utility | N | OP |  | Internal Combustion (PRMVR=IC)
EXCLUDE | MN | Grand Meadow | 56994 | WND67 | WND | WT | 100.5 | 100.5 | 0 | 304894 |  |  | 304894 | 0 |  | Electric Utility | N | OP |  | Non Combustion (NUC, WAT, WND, GEO, or SUN)
EXCLUDE | MN | Granite City | 1910 | 1 | NG | GT | 18 | 13 | 0 | -62.25 |  |  | -62.25 | 104.1763 |  | Electric Utility | N | OP |  | Simple Cycle Turbine (PRMVR=GT or OT) unit under 25MW
EXCLUDE | MN | Granite City | 1910 | 2 | NG | GT | 18 | 13 | 0 | -62.25 |  |  | -62.25 | 104.1763 |  | Electric Utility | N | OP |  | Simple Cycle Turbine (PRMVR=GT or OT) unit under 25MW
EXCLUDE | MN | Granite City | 1910 | 3 | NG | GT | 18 | 13 | 0 | -62.25 |  |  | -62.25 | 104.1763 |  | Electric Utility | N | OP |  | Simple Cycle Turbine (PRMVR=GT or OT) unit under 25MW
EXCLUDE | MN | Granite City | 1910 | 4 | NG | GT | 18 | 13 | 0 | -62.25 |  |  | -62.25 | 104.1763 |  | Electric Utility | N | OP |  | Simple Cycle Turbine (PRMVR=GT or OT) unit under 25MW
EXCLUDE | MN | Granite Falls | 1977 | 1 | WAT | HY | 0.3 | 0.2 | 0 | 679.6154 |  |  | 679.6154 | 0 |  | Electric Utility | N | OP |  | Non Combustion (NUC, WAT, WND, GEO, or SUN)
EXCLUDE | MN | Granite Falls | 1977 | 2 | WAT | HY | 0.2 | 0.2 | 0 | 453.0769 |  |  | 453.0769 | 0 |  | Electric Utility | N | OP |  | Non Combustion (NUC, WAT, WND, GEO, or SUN)
EXCLUDE | MN | Granite Falls | 1977 | HC3 | WAT | HY | 0.8 | 0.7 | 0 | 1812.3077 |  |  | 1812.3077 | 0 |  | Electric Utility | N | OP |  | Non Combustion (NUC, WAT, WND, GEO, or SUN)
EXCLUDE | MN | Granite Falls 2 | 7977 | 1 | DFO | IC | 2 | 2 | 0 | 0 |  |  | 0 | 0 |  | Electric Utility | N | SB |  | Internal Combustion (PRMVR=IC)
EXCLUDE | MN | Granite Falls 2 | 7977 | 2 | DFO | IC | 2 | 2 | 0 | 0 |  |  | 0 | 0 |  | Electric Utility | N | SB |  | Internal Combustion (PRMVR=IC)
EXCLUDE | MN | Granite Falls 2 | 7977 | 3 | DFO | IC | 2 | 2 | 0 | 0 |  |  | 0 | 0 |  | Electric Utility | N | SB |  | Internal Combustion (PRMVR=IC)
EXCLUDE | MN | Grant County Wind LLC | 57274 | 1 | WND | WT | 20 | 20 | 0 | 62156 |  |  | 62156 | 0 |  | IPP Non-CHP | N | OP |  | Non Combustion (NUC, WAT, WND, GEO, or SUN)
EXCLUDE | MN | Green Acres Breeze LLC | 56590 | 1 | WND | WT | 1.3 | 1.3 | 0 | 3397 |  |  | 3397 | 0 |  | IPP Non-CHP | N | OP |  | Non Combustion (NUC, WAT, WND, GEO, or SUN)
EXCLUDE | MN | Greenback Energy | 56413 | 1 | WND | WT | 1.7 | 1.7 | 0 | 5187 |  |  | 5187 | 0 |  | IPP Non-CHP | N | OP |  | Non Combustion (NUC, WAT, WND, GEO, or SUN)
EXCLUDE | MN | GRS Pine Bend | 55598 | 1 | LFG | CC | 5 | 3.8 | 0 | 12754.5181 |  |  | 12754.5181 | 11899.4884 |  | IPP Non-CHP | N | OS |  | Non Fossil fuel type
EXCLUDE | MN | GRS Pine Bend | 55598 | 2 | LFG | CC | 5 | 3.8 | 0 | 12754.5181 |  |  | 12754.5181 | 11899.4884 |  | IPP Non-CHP | N | OP |  | Non Fossil fuel type
EXCLUDE | MN | GRS Pine Bend | 55598 | 3 | LFG | CC | 6.6 | 6 | 0 | 16835.9639 |  |  | 16835.9639 | 15707.3247 |  | IPP Non-CHP | N | OP |  | Non Fossil fuel type
EXCLUDE | MN | Hadley Ridge LLC | 55573 | HR30 | WND | WT | 1.9 | 1.9 | 0 | 5167 |  |  | 5167 | 0 |  | IPP Non-CHP | N | OP |  | Non Combustion (NUC, WAT, WND, GEO, or SUN)
EXCLUDE | MN | Halstad | 8105 | 1 | DFO | IC | 0.6 | 0.6 | 0 | 0 |  |  | 0 | 0 |  | Electric Utility | N | RE | 2005 | Internal Combustion (PRMVR=IC)
EXCLUDE | MN | Halstad | 8105 | 2 | DFO | IC | 0.3 | 0.3 | 0 | 0 |  |  | 0 | 0 |  | Electric Utility | N | RE | 2005 | Internal Combustion (PRMVR=IC)
EXCLUDE | MN | Halstad | 8105 | 3 | DFO | IC | 0.2 | 0.1 | 0 | 0 |  |  | 0 | 0 |  | Electric Utility | N | RE | 2005 | Internal Combustion (PRMVR=IC)
EXCLUDE | MN | Halstad | 8105 | 4 | DFO | IC | 2 | 1.9 | 0 | 0 |  |  | 0 | 0 |  | Electric Utility | N | SB |  | Internal Combustion (PRMVR=IC)
EXCLUDE | MN | Halstad | 8105 | 5 | DFO | IC | 2 | 1.9 | 0 | 0 |  |  | 0 | 0 |  | Electric Utility | N | SB |  | Internal Combustion (PRMVR=IC)
EXCLUDE | MN | Hastings City Hydroelectric | 54285 | 1 | WAT | HY | 2.2 | 2 | 0 | 8906 |  |  | 8906 | 0 |  | IPP Non-CHP | N | OP |  | Non Combustion (NUC, WAT, WND, GEO, or SUN)
EXCLUDE | MN | Hastings City Hydroelectric | 54285 | 2 | WAT | HY | 2.2 | 2 | 0 | 8906 |  |  | 8906 | 0 |  | IPP Non-CHP | N | OP |  | Non Combustion (NUC, WAT, WND, GEO, or SUN)
EXCLUDE | MN | Hennepin Island | 1911 | 1 | WAT | HY | 2.5 | 1.2 | 0 | 5919.2 |  |  | 5919.2 | 0 |  | Electric Utility | N | OP |  | Non Combustion (NUC, WAT, WND, GEO, or SUN)
EXCLUDE | MN | Hennepin Island | 1911 | 2 | WAT | HY | 2.5 | 1.2 | 0 | 5919.2 |  |  | 5919.2 | 0 |  | Electric Utility | N | OP |  | Non Combustion (NUC, WAT, WND, GEO, or SUN)
EXCLUDE | MN | Hennepin Island | 1911 | 3 | WAT | HY | 2.5 | 1.2 | 0 | 5919.2 |  |  | 5919.2 | 0 |  | Electric Utility | N | OP |  | Non Combustion (NUC, WAT, WND, GEO, or SUN)
EXCLUDE | MN | Hennepin Island | 1911 | 4 | WAT | HY | 2.5 | 1.2 | 0 | 5919.2 |  |  | 5919.2 | 0 |  | Electric Utility | N | OP |  | Non Combustion (NUC, WAT, WND, GEO, or SUN)
EXCLUDE | MN | Hennepin Island | 1911 | 5 | WAT | HY | 2.5 | 1.2 | 0 | 5919.2 |  |  | 5919.2 | 0 |  | Electric Utility | N | OP |  | Non Combustion (NUC, WAT, WND, GEO, or SUN)
EXCLUDE | MN | Hibbing | 1979 | 3 | SUB | ST | 10 | 10 | 0 | 37687 | 0.40131 | 255772.4288 | 93908.9583 | 93292.8047 |  | Electric Utility | Y | OP |  | Steam unit (PRMVR=ST) under 25MW/250 MMBtu/hr
EXCLUDE | MN | Hibbing | 1979 | 5 | SUB | ST | 19.5 | 19.5 | 0 | 64434 | 0.34415 | 558623.231 | 187226.328 | 159504.0352 |  | Electric Utility | Y | OP |  | Steam unit (PRMVR=ST) under 25MW/250 MMBtu/hr
EXCLUDE | MN | Hibbing | 1979 | 6 | SUB | ST | 6.4 | 1 | 0 | 24646 | 0.41388 | 158785.2447 | 59548.97 | 61010.2811 |  | Electric Utility | Y | OP |  | Steam unit (PRMVR=ST) under 25MW/250 MMBtu/hr
EXCLUDE | MN | High Bridge | 1912 | 5 | SUB | ST | 113.6 | 99 | 0 | 0 |  |  | 0 | 0 |  | Electric Utility | N | RE | 2007 | Retired in 2007
EXCLUDE | MN | High Bridge | 1912 | 6 | SUB | ST | 163.2 | 172.1 | 0 | 0 |  |  | 0 | 0 |  | Electric Utility | N | RE | 2007 | Retired in 2007
NGCC | MN | High Bridge | 1912 | 7 | NG | CC | 197 | 154 | 2326 | 243536.0497 |  |  | 243536.0497 | 108910.0508 |  | Electric Utility | N | OP
NGCC | MN | High Bridge | 1912 | 8 | NG | CC | 197 | 154 | 2326 | 243536.0497 |  |  | 243536.0497 | 108910.0508 |  | Electric Utility | N | OP
NGCC | MN | High Bridge | 1912 | 9 | NG | CC | 250 | 178 | 2326 | 309055.9006 |  |  | 309055.9006 | 138210.7244 |  | Electric Utility | N | OP
EXCLUDE | MN | Hills | 1889 | 1 | DFO | IC | 2 | 2 | 0 | 0 |  |  | 0 | 0 |  | Electric Utility | N | SB |  | Internal Combustion (PRMVR=IC)
EXCLUDE | MN | Hills | 1889 | 2 | DFO | IC | 2 | 1.9 | 0 | 0 |  |  | 0 | 0 |  | Electric Utility | N | SB |  | Internal Combustion (PRMVR=IC)
EXCLUDE | MN | Hoot Lake | 1943 | 1 | SUB | ST | 7.5 | 7.7 | 0 | 0 |  |  | 0 | 0 |  | Electric Utility | N | RE | 2005 | Steam unit (PRMVR=ST) under 25MW/250 MMBtu/hr
COALST | MN | Hoot Lake | 1943 | 2 | SUB | ST | 54.4 | 58 | 868 | 330135 |  |  | 330135 | 463367.575 |  | Electric Utility | N | OP
COALST | MN | Hoot Lake | 1943 | 3 | SUB | ST | 75 | 80 | 1163 | 458096 |  |  | 458096 | 589817.525 |  | Electric Utility | N | OP
EXCLUDE | MN | Hoot Lake | 1943 | D1 | DFO | IC | 0.2 | 0.2 | 0 | 0 |  |  | 0 | 0 |  | Electric Utility | N | SB |  | Internal Combustion (PRMVR=IC)
EXCLUDE | MN | Hoot Lake | 1943 | D2 | DFO | IC | 0.1 | 0.1 | 0 | 0 |  |  | 0 | 0 |  | Electric Utility | N | SB |  | Internal Combustion (PRMVR=IC)
EXCLUDE | MN | Hoot Lake | 1943 | H1 | WAT | HY | 1 | 0.8 | 0 | 4435 |  |  | 4435 | 0 |  | Electric Utility | N | OP |  | Non Combustion (NUC, WAT, WND, GEO, or SUN)
EXCLUDE | MN | Hope Creek LLC | 55572 | HC30 | WND | WT | 1.9 | 1.9 | 0 | 5223 |  |  | 5223 | 0 |  | IPP Non-CHP | N | OP |  | Non Combustion (NUC, WAT, WND, GEO, or SUN)
EXCLUDE | MN | Hutchinson Plant #1 | 1980 | 2 | NG | IC | 2 | 2 | 0 | 0 |  |  | 0 | 0 |  | Electric Utility | N | OP |  | Internal Combustion (PRMVR=IC)
EXCLUDE | MN | Hutchinson Plant #1 | 1980 | 3 | NG | IC | 4.5 | 3.9 | 0 | 0 |  |  | 0 | 0 |  | Electric Utility | N | OP |  | Internal Combustion (PRMVR=IC)
EXCLUDE | MN | Hutchinson Plant #1 | 1980 | 4 | NG | IC | 4 | 3.9 | 0 | 0 |  |  | 0 | 0 |  | Electric Utility | N | OP |  | Internal Combustion (PRMVR=IC)
EXCLUDE | MN | Hutchinson Plant #1 | 1980 | 5 | DFO | IC | 2.1 | 1.7 | 0 | 0 |  |  | 0 | 0 |  | Electric Utility | N | RE | 2011 | Internal Combustion (PRMVR=IC)
EXCLUDE | MN | Hutchinson Plant #1 | 1980 | 6 | DFO | IC | 2.1 | 1.7 | 0 | 0 |  |  | 0 | 0 |  | Electric Utility | N | RE | 2011 | Internal Combustion (PRMVR=IC)
EXCLUDE | MN | Hutchinson Plant #1 | 1980 | 7 | NG | IC | 5 | 4.5 | 0 | 0 |  |  | 0 | 0 |  | Electric Utility | N | RE | 2011 | Internal Combustion (PRMVR=IC)
EXCLUDE | MN | Hutchinson Plant #1 | 1980 | 8 | NG | CC | 16 | 11 | 0 | 802 |  |  | 802 | 499.7542 |  | Electric Utility | N | OP |  | Combined Cycle (PRMVR=CC) unit under 25MW
EXCLUDE | MN | Hutchinson Plant #2 | 6358 | 1 | NG | GT | 25 | 22 | 0 | 0 |  |  | 0 | 0 |  | Electric Utility | N | RE | 1999 | Retired in 1999
NGCC | MN | Hutchinson Plant #2 | 6358 | 2 | NG | CC | 54 | 41 | 530 | 7871.6336 |  |  | 7871.6336 | 5784.4957 |  | Electric Utility | N | OP
NGCC | MN | Hutchinson Plant #2 | 6358 | 3 | NG | CC | 11.5 | 10 | 530 | 1676.3664 |  |  | 1676.3664 | 1231.8833 | 1 | Electric Utility | N | OP
SSTLOGN | MN | Hutchinson Plant #2 | 6358 | 9 | NG | GT | 25 | 22 | 0 | 201 |  |  | 201 | 190.4104 |  | Electric Utility | N | OP
EXCLUDE | MN | IBM West | 56269 | 1 | DFO | IC | 1.8 | 1.8 | 0 | 0 |  |  | 0 | 0 |  | Electric Utility | N | SB |  | Internal Combustion (PRMVR=IC)
EXCLUDE | MN | IBM West | 56269 | 2 | DFO | IC | 1.8 | 1.8 | 0 | 0 |  |  | 0 | 0 |  | Electric Utility | N | SB |  | Internal Combustion (PRMVR=IC)
EXCLUDE | MN | International Falls Power | 10487 | GEN1 | WAT | HY | 2.2 | 2.2 | 0 | 7285.2535 |  |  | 7285.2535 | 0 |  | Industrial Non-CHP | N | OP |  | Non Combustion (NUC, WAT, WND, GEO, or SUN)
EXCLUDE | MN | International Falls Power | 10487 | GEN2 | WAT | HY | 2.2 | 2.2 | 0 | 7285.2535 |  |  | 7285.2535 | 0 |  | Industrial Non-CHP | N | OP |  | Non Combustion (NUC, WAT, WND, GEO, or SUN)
EXCLUDE | MN | International Falls Power | 10487 | GEN3 | WAT | HY | 2.2 | 2.2 | 0 | 7285.2535 |  |  | 7285.2535 | 0 |  | Industrial Non-CHP | N | OP |  | Non Combustion (NUC, WAT, WND, GEO, or SUN)
EXCLUDE | MN | International Falls Power | 10487 | GEN4 | WAT | HY | 2.2 | 2.2 | 0 | 7285.2535 |  |  | 7285.2535 | 0 |  | Industrial Non-CHP | N | OP |  | Non Combustion (NUC, WAT, WND, GEO, or SUN)
EXCLUDE | MN | International Falls Power | 10487 | GEN5 | WAT | HY | 2.2 | 2.2 | 0 | 7285.2535 |  |  | 7285.2535 | 0 |  | Industrial Non-CHP | N | OP |  | Non Combustion (NUC, WAT, WND, GEO, or SUN)
EXCLUDE | MN | International Falls Power | 10487 | GEN6 | WAT | HY | 1.6 | 1.6 | 0 | 5298.3662 |  |  | 5298.3662 | 0 |  | Industrial Non-CHP | N | OP |  | Non Combustion (NUC, WAT, WND, GEO, or SUN)
EXCLUDE | MN | International Falls Power | 10487 | GEN7 | WAT | HY | 1.6 | 1.6 | 0 | 5298.3662 |  |  | 5298.3662 | 0 |  | Industrial Non-CHP | N | OP |  | Non Combustion (NUC, WAT, WND, GEO, or SUN)
EXCLUDE | MN | International Paper Sartell Mill | 50252 | ABB2 | BIT | ST | 20.4 | 20.4 | 0 | 80562 | 0 |  |  | 288751.5652 |  | Industrial CHP | Y | OP |  | Steam unit (PRMVR=ST) under 25MW/250 MMBtu/hr
EXCLUDE | MN | International Paper Sartell Mill | 50252 | HG10 | WAT | HY | 0.9 | 0.9 | 0 | 3174 |  |  | 3174 | 0 |  | Industrial CHP | N | OP |  | Non Combustion (NUC, WAT, WND, GEO, or SUN)
EXCLUDE | MN | International Paper Sartell Mill | 50252 | HG11 | WAT | HY | 0.9 | 0.9 | 0 | 3174 |  |  | 3174 | 0 |  | Industrial CHP | N | SB |  | Non Combustion (NUC, WAT, WND, GEO, or SUN)
EXCLUDE | MN | International Paper Sartell Mill | 50252 | HG12 | WAT | HY | 0.9 | 0.9 | 0 | 3174 |  |  | 3174 | 0 |  | Industrial CHP | N | OP |  | Non Combustion (NUC, WAT, WND, GEO, or SUN)
EXCLUDE | MN | International Paper Sartell Mill | 50252 | HG2 | WAT | HY | 0.9 | 0.9 | 0 | 3174 |  |  | 3174 | 0 |  | Industrial CHP | N | OP |  | Non Combustion (NUC, WAT, WND, GEO, or SUN)
EXCLUDE | MN | International Paper Sartell Mill | 50252 | HG3 | WAT | HY | 0.9 | 0.9 | 0 | 3174 |  |  | 3174 | 0 |  | Industrial CHP | N | OP |  | Non Combustion (NUC, WAT, WND, GEO, or SUN)
EXCLUDE | MN | International Paper Sartell Mill | 50252 | HG4 | WAT | HY | 0.9 | 0.9 | 0 | 3174 |  |  | 3174 | 0 |  | Industrial CHP | N | OP |  | Non Combustion (NUC, WAT, WND, GEO, or SUN)
EXCLUDE | MN | International Paper Sartell Mill | 50252 | HG5 | WAT | HY | 0.9 | 0.9 | 0 | 3174 |  |  | 3174 | 0 |  | Industrial CHP | N | OP |  | Non Combustion (NUC, WAT, WND, GEO, or SUN)
EXCLUDE | MN | International Paper Sartell Mill | 50252 | HG6 | WAT | HY | 0.8 | 0.8 | 0 | 2821.3333 |  |  | 2821.3333 | 0 |  | Industrial CHP | N | OP |  | Non Combustion (NUC, WAT, WND, GEO, or SUN)
EXCLUDE | MN | International Paper Sartell Mill | 50252 | HG7 | WAT | HY | 0.8 | 0.8 | 0 | 2821.3333 |  |  | 2821.3333 | 0 |  | Industrial CHP | N | OP |  | Non Combustion (NUC, WAT, WND, GEO, or SUN)
EXCLUDE | MN | International Paper Sartell Mill | 50252 | HG8 | WAT | HY | 0.7 | 0.7 | 0 | 2468.6667 |  |  | 2468.6667 | 0 |  | Industrial CHP | N | OP |  | Non Combustion (NUC, WAT, WND, GEO, or SUN)
EXCLUDE | MN | International Paper Sartell Mill | 50252 | HG9 | WAT | HY | 0.7 | 0.7 | 0 | 2468.6667 |  |  | 2468.6667 | 0 |  | Industrial CHP | N | OP |  | Non Combustion (NUC, WAT, WND, GEO, or SUN)
SSTLOGN | MN | Inver Hills | 1913 | 1 | NG | GT | 46.8 | 47 | 0 | 4325.1572 |  |  | 4325.1572 | 4530.1961 |  | Electric Utility | N | OP
SSTLOGN | MN | Inver Hills | 1913 | 2 | NG | GT | 46.8 | 47 | 0 | 4325.1572 |  |  | 4325.1572 | 4530.1961 |  | Electric Utility | N | OP
SSTLOGN | MN | Inver Hills | 1913 | 3 | NG | GT | 46.8 | 47 | 0 | 4325.1572 |  |  | 4325.1572 | 4530.1961 |  | Electric Utility | N | OP
SSTLOGN | MN | Inver Hills | 1913 | 4 | NG | GT | 46.8 | 47 | 0 | 4325.1572 |  |  | 4325.1572 | 4530.1961 |  | Electric Utility | N | OP
SSTLOGN | MN | Inver Hills | 1913 | 5 | NG | GT | 46.8 | 47 | 0 | 4325.1572 |  |  | 4325.1572 | 4530.1961 |  | Electric Utility | N | OP
SSTLOGN | MN | Inver Hills | 1913 | 6 | NG | GT | 48.6 | 47 | 0 | 4491.5094 |  |  | 4491.5094 | 4704.4344 |  | Electric Utility | N | OP
EXCLUDE | MN | Inver Hills | 1913 | 7 | DFO | GT | 1.8 | 1.8 | 0 | 166.3522 |  |  | 166.3522 | 243.042 |  | Electric Utility | N | SB |  | Simple Cycle Turbine (PRMVR=GT or OT) unit under 25MW
EXCLUDE | MN | Inver Hills | 1913 | 8 | DFO | GT | 1.8 | 1.8 | 0 | 166.3522 |  |  | 166.3522 | 243.042 |  | Electric Utility | N | SB |  | Simple Cycle Turbine (PRMVR=GT or OT) unit under 25MW
EXCLUDE | MN | Jack River LLC | 55565 | JR30 | WND | WT | 1.9 | 1.9 | 0 | 4585 |  |  | 4585 | 0 |  | IPP Non-CHP | N | OP |  | Non Combustion (NUC, WAT, WND, GEO, or SUN)
EXCLUDE | MN | Janesville | 1982 | 1 | DFO | IC | 1.1 | 0.9 | 0 | 0 |  |  | 0 | 0 |  | Electric Utility | N | OP |  | Internal Combustion (PRMVR=IC)
EXCLUDE | MN | Janesville | 1982 | 2 | DFO | IC | 1.3 | 1.1 | 0 | 0 |  |  | 0 | 0 |  | Electric Utility | N | OP |  | Internal Combustion (PRMVR=IC)
EXCLUDE | MN | Janesville | 1982 | 3 | DFO | IC | 0.7 | 0.5 | 0 | 0 |  |  | 0 | 0 |  | Electric Utility | N | OP |  | Internal Combustion (PRMVR=IC)
EXCLUDE | MN | Janesville | 1982 | 4 | DFO | IC | 1.8 | 1.8 | 0 | 0 |  |  | 0 | 0 |  | Electric Utility | N | OP |  | Internal Combustion (PRMVR=IC)
EXCLUDE | MN | Jeffers Wind 20 LLC | 56750 | 1 | WND | WT | 50 | 50 | 0 | 163021 |  |  | 163021 | 0 |  | IPP Non-CHP | N | OP |  | Non Combustion (NUC, WAT, WND, GEO, or SUN)
EXCLUDE | MN | Jessica Mills LLC | 55564 | JM30 | WND | WT | 1.9 | 1.9 | 0 | 4991 |  |  | 4991 | 0 |  | IPP Non-CHP | N | OP |  | Non Combustion (NUC, WAT, WND, GEO, or SUN)
EXCLUDE | MN | Julia Hills LLC | 55563 | JH30 | WND | WT | 1.9 | 1.9 | 0 | 4805 |  |  | 4805 | 0 |  | IPP Non-CHP | N | OP |  | Non Combustion (NUC, WAT, WND, GEO, or SUN)
EXCLUDE | MN | K&D Energy LLC | 56626 | 1 | WND | WT | 4 | 4 | 0 | 13360 |  |  | 13360 | 0 |  | IPP Non-CHP | N | OP |  | Non Combustion (NUC, WAT, WND, GEO, or SUN)
EXCLUDE | MN | Kas Brothers Windfarm | 55809 | G1 | WND | WT | 1.5 | 1.5 | 0 | 3935 |  |  | 3935 | 0 |  | IPP Non-CHP | N | OP |  | Non Combustion (NUC, WAT, WND, GEO, or SUN)
EXCLUDE | MN | K-Brink Windfarm LLC | 56206 | 1 | WND | WT | 2 | 2 | 0 | 7215 |  |  | 7215 | 0 |  | IPP Non-CHP | N | OP |  | Non Combustion (NUC, WAT, WND, GEO, or SUN)
EXCLUDE | MN | KC Energy LLC | 56625 | 1 | WND | WT | 4 | 4 | 0 | 13641 |  |  | 13641 | 0 |  | IPP Non-CHP | N | OP |  | Non Combustion (NUC, WAT, WND, GEO, or SUN)
EXCLUDE | MN | Kenyon Municipal | 1983 | 5 | DFO | IC | 1.8 | 1.8 | 0 | 0 |  |  | 0 | 0 |  | Electric Utility | N | OP |  | Internal Combustion (PRMVR=IC)
EXCLUDE | MN | Kenyon Municipal | 1983 | 6 | DFO | IC | 1.8 | 1.8 | 0 | 0 |  |  | 0 | 0 |  | Electric Utility | N | OP |  | Internal Combustion (PRMVR=IC)
EXCLUDE | MN | Kenyon Municipal | 1983 | 7 | DFO | IC | 1.8 | 1.8 | 0 | 0 |  |  | 0 | 0 |  | Electric Utility | N | OP |  | Internal Combustion (PRMVR=IC)
EXCLUDE | MN | Key City | 1914 | 1 | NG | GT | 18 | 13 | 0 | 128.3333 |  |  | 128.3333 | 181.975 |  | Electric Utility | N | OP | 2017 | Simple Cycle Turbine (PRMVR=GT or OT) unit under 25MW
EXCLUDE | MN | Key City | 1914 | 2 | NG | GT | 18 | 16.2 | 0 | 0 |  |  | 0 | 0 |  | Electric Utility | N | RE | 2006 | Simple Cycle Turbine (PRMVR=GT or OT) unit under 25MW
EXCLUDE | MN | Key City | 1914 | 3 | NG | GT | 18 | 13 | 0 | 128.3333 |  |  | 128.3333 | 181.975 |  | Electric Utility | N | OP | 2017 | Simple Cycle Turbine (PRMVR=GT or OT) unit under 25MW
EXCLUDE | MN | Key City | 1914 | 4 | NG | GT | 18 | 13 | 0 | 128.3333 |  |  | 128.3333 | 181.975 |  | Electric Utility | N | OP | 2017 | Simple Cycle Turbine (PRMVR=GT or OT) unit under 25MW
EXCLUDE | MN | Knife Falls | 1895 | 1 | WAT | HY | 0.8 | 0.6 | 0 | 3250.3333 |  |  | 3250.3333 | 0 |  | Electric Utility | N | OP |  | Non Combustion (NUC, WAT, WND, GEO, or SUN)
EXCLUDE | MN | Knife Falls | 1895 | 2 | WAT | HY | 0.8 | 0.6 | 0 | 3250.3333 |  |  | 3250.3333 | 0 |  | Electric Utility | N | OP |  | Non Combustion (NUC, WAT, WND, GEO, or SUN)
EXCLUDE | MN | Knife Falls | 1895 | 3 | WAT | HY | 0.8 | 0.6 | 0 | 3250.3333 |  |  | 3250.3333 | 0 |  | Electric Utility | N | OP |  | Non Combustion (NUC, WAT, WND, GEO, or SUN)
EXCLUDE | MN | Koda Biomass Plant | 57119 | 2222 | AB | ST | 23.4 | 20.3 | 0 | 130320 | 0.71393 | 237555.3864 | 182537.626 | 315298.2487 |  | IPP CHP | Y | OP |  | Non Fossil fuel type
EXCLUDE | MN | KSS Turbines LLC | 56627 | 1 | WND | WT | 4 | 4 | 0 | 13254 |  |  | 13254 | 0 |  | IPP Non-CHP | N | OP |  | Non Combustion (NUC, WAT, WND, GEO, or SUN)
EXCLUDE | MN | Lake Benton I | 55208 | EXIS | WND | WT | 107.2 | 107.2 | 0 | 231092 |  |  | 231092 | 0 |  | IPP Non-CHP | N | OP |  | Non Combustion (NUC, WAT, WND, GEO, or SUN)
EXCLUDE | MN | Lake Benton II | 55265 | EXIS | WND | WT | 103.5 | 103.5 | 0 | 264032 |  |  | 264032 | 0 |  | IPP Non-CHP | N | OP |  | Non Combustion (NUC, WAT, WND, GEO, or SUN)
EXCLUDE | MN | Lake Country Wind Energy | 57255 | 1 | WND | WT | 40 | 40 | 0 | 0 |  |  | 0 | 0 |  | IPP Non-CHP | N | T |  | Non Combustion (NUC, WAT, WND, GEO, or SUN)
EXCLUDE | MN | Lake Country Wind Energy | 57255 | 2 | WND | WT | 300 | 300 | 0 | 0 |  |  | 0 | 0 |  | IPP Non-CHP | N | IP |  | Non Combustion (NUC, WAT, WND, GEO, or SUN)
EXCLUDE | MN | Lake Crystal | 1985 | 1 | DFO | IC | 0.6 | 0.6 | 0 | 0 |  |  | 0 | 0 |  | Electric Utility | N | OP |  | Internal Combustion (PRMVR=IC)
EXCLUDE | MN | Lake Crystal | 1985 | 3 | DFO | IC | 2 | 2 | 0 | 0 |  |  | 0 | 0 |  | Electric Utility | N | OP |  | Internal Combustion (PRMVR=IC)
EXCLUDE | MN | Lake Crystal | 1985 | 4 | DFO | IC | 1.2 | 1.2 | 0 | 0 |  |  | 0 | 0 |  | Electric Utility | N | OP |  | Internal Combustion (PRMVR=IC)
EXCLUDE | MN | Lake Crystal | 1985 | 5 | DFO | IC | 2 | 2 | 0 | 0 |  |  | 0 | 0 |  | Electric Utility | N | OP |  | Internal Combustion (PRMVR=IC)
SSTLOGN | MN | Lakefield Junction | 7925 | 1 | NG | GT | 89.3 | 85.8 | 1095 | 17355.1667 |  |  | 17355.1667 | 7283.062 |  | Electric Utility | N | OP
SSTLOGN | MN | Lakefield Junction | 7925 | 2 | NG | GT | 89.3 | 85.8 | 1095 | 17355.1667 |  |  | 17355.1667 | 5273.734 |  | Electric Utility | N | OP
SSTLOGN | MN | Lakefield Junction | 7925 | 3 | NG | GT | 89.3 | 86 | 1095 | 17355.1667 |  |  | 17355.1667 | 12991.756 |  | Electric Utility | N | OP
SSTLOGN | MN | Lakefield Junction | 7925 | 4 | NG | GT | 89.3 | 85.4 | 1095 | 17355.1667 |  |  | 17355.1667 | 11191.485 |  | Electric Utility | N | OP
SSTLOGN | MN | Lakefield Junction | 7925 | 5 | NG | GT | 89.3 | 86.4 | 1095 | 17355.1667 |  |  | 17355.1667 | 20800.276 |  | Electric Utility | N | OP
SSTLOGN | MN | Lakefield Junction | 7925 | 6 | NG | GT | 89.3 | 85.5 | 1095 | 17355.1667 |  |  | 17355.1667 | 18355.238 |  | Electric Utility | N | OP
EXCLUDE | MN | Lakefield Junction | 7925 | 7 | DFO | IC | 2 | 2 | 0 | 0 |  |  | 0 | 0 |  | Electric Utility | N | SB |  | Internal Combustion (PRMVR=IC)
EXCLUDE | MN | Lakefield Utilities | 7415 | 1 | DFO | IC | 0.1 | 0.2 | 0 | 0 |  |  | 0 | 0 |  | Electric Utility | N | RE | 2002 | Internal Combustion (PRMVR=IC)
EXCLUDE | MN | Lakefield Utilities | 7415 | 2 | DFO | IC | 0.3 | 0.3 | 0 | 0 |  |  | 0 | 0 |  | Electric Utility | N | RE | 2002 | Internal Combustion (PRMVR=IC)
EXCLUDE | MN | Lakefield Utilities | 7415 | 3 | DFO | IC | 0.6 | 0.5 | 0 | 0 |  |  | 0 | 0 |  | Electric Utility | N | RE | 2002 | Internal Combustion (PRMVR=IC)
EXCLUDE | MN | Lakefield Utilities | 7415 | 4 | DFO | IC | 1 | 0.8 | 0 | 0 |  |  | 0 | 0 |  | Electric Utility | N | RE | 2002 | Internal Combustion (PRMVR=IC)
EXCLUDE | MN | Lakefield Utilities | 7415 | 5 | DFO | IC | 1.2 | 1 | 0 | 0 |  |  | 0 | 0 |  | Electric Utility | N | OP |  | Internal Combustion (PRMVR=IC)
EXCLUDE | MN | Lakefield Utilities | 7415 | 6 | DFO | IC | 2.2 | 2 | 0 | 0 |  |  | 0 | 0 |  | Electric Utility | N | OP |  | Internal Combustion (PRMVR=IC)
EXCLUDE | MN | Lakefield Wind Project LLC | 57374 | LAKE1 | WND | WT | 205.5 | 205.5 | 0 | 124134 |  |  | 124134 | 0 |  | IPP Non-CHP | N | OP |  | Non Combustion (NUC, WAT, WND, GEO, or SUN)
EXCLUDE | MN | Lakota Ridge LLC | 55353 | NMO1 | WND | WT | 11.2 | 11.2 | 0 | 24932 |  |  | 24932 | 0 |  | IPP Non-CHP | N | OP |  | Non Combustion (NUC, WAT, WND, GEO, or SUN)
EXCLUDE | MN | Lanesboro | 1987 | 2 | WAT | HY | 0.3 | 0.2 | 0 | 754 |  |  | 754 | 0 |  | Electric Utility | N | OP |  | Non Combustion (NUC, WAT, WND, GEO, or SUN)
EXCLUDE | MN | Lanesboro | 1987 | 3 | DFO | IC | 1 | 0.8 | 0 | 0 |  |  | 0 | 0 |  | Electric Utility | N | OP |  | Internal Combustion (PRMVR=IC)
EXCLUDE | MN | Lanesboro | 1987 | 4 | DFO | IC | 2.3 | 2.1 | 0 | 0 |  |  | 0 | 0 |  | Electric Utility | N | OP |  | Internal Combustion (PRMVR=IC)
EXCLUDE | MN | Litchfield | 1989 | 5 | DFO | IC | 2.1 | 2.1 | 0 | 0 |  |  | 0 | 0 |  | Electric Utility | N | SB |  | Internal Combustion (PRMVR=IC)
EXCLUDE | MN | Litchfield | 1989 | 6 | DFO | IC | 2.1 | 2.1 | 0 | 0 |  |  | 0 | 0 |  | Electric Utility | N | SB |  | Internal Combustion (PRMVR=IC)
EXCLUDE | MN | Litchfield | 1989 | QS1 | DFO | IC | 2.3 | 2.3 | 0 | 0 |  |  | 0 | 0 |  | Electric Utility | N | SB |  | Internal Combustion (PRMVR=IC)
EXCLUDE | MN | Litchfield | 1989 | QS2 | DFO | IC | 2.3 | 2.3 | 0 | 0 |  |  | 0 | 0 |  | Electric Utility | N | SB |  | Internal Combustion (PRMVR=IC)
EXCLUDE | MN | Litchfield | 1989 | QS3 | DFO | IC | 2.3 | 2.3 | 0 | 0 |  |  | 0 | 0 |  | Electric Utility | N | SB |  | Internal Combustion (PRMVR=IC)
EXCLUDE | MN | Litchfield | 1989 | QS4 | DFO | IC | 2.3 | 2.3 | 0 | 0 |  |  | 0 | 0 |  | Electric Utility | N | SB |  | Internal Combustion (PRMVR=IC)
EXCLUDE | MN | Litchfield | 1989 | QS5 | DFO | IC | 2.3 | 2.3 | 0 | 0 |  |  | 0 | 0 |  | Electric Utility | N | SB |  | Internal Combustion (PRMVR=IC)
EXCLUDE | MN | Little Falls | 1896 | 1 | WAT | HY | 0.8 | 0.8 | 0 | 3426.7826 |  |  | 3426.7826 | 0 |  | Electric Utility | N | OP |  | Non Combustion (NUC, WAT, WND, GEO, or SUN)
EXCLUDE | MN | Little Falls | 1896 | 2 | WAT | HY | 0.8 | 0.9 | 0 | 3426.7826 |  |  | 3426.7826 | 0 |  | Electric Utility | N | OP |  | Non Combustion (NUC, WAT, WND, GEO, or SUN)
EXCLUDE | MN | Little Falls | 1896 | 3 | WAT | HY | 1 | 1 | 0 | 4283.4783 |  |  | 4283.4783 | 0 |  | Electric Utility | N | OP |  | Non Combustion (NUC, WAT, WND, GEO, or SUN)
EXCLUDE | MN | Little Falls | 1896 | 4 | WAT | HY | 1.2 | 1.3 | 0 | 5140.1739 |  |  | 5140.1739 | 0 |  | Electric Utility | N | OP |  | Non Combustion (NUC, WAT, WND, GEO, or SUN)
EXCLUDE | MN | Little Falls | 1896 | 5 | WAT | HY | 0.4 | 0.4 | 0 | 1713.3913 |  |  | 1713.3913 | 0 |  | Electric Utility | N | OP |  | Non Combustion (NUC, WAT, WND, GEO, or SUN)
EXCLUDE | MN | Little Falls | 1896 | 6 | WAT | HY | 0.4 | 0.4 | 0 | 1713.3913 |  |  | 1713.3913 | 0 |  | Electric Utility | N | OP |  | Non Combustion (NUC, WAT, WND, GEO, or SUN)
NGCC | MN | LSP-Cottage Grove LP | 55010 | CTG1 | NG | CC | 177.3 | 154 | 2258 | 118983.6222 | 0.83634 | 105925.6089 | 142267.3874 | 63906.8156 |  | IPP CHP | Y | OP
NGCC | MN | LSP-Cottage Grove LP | 55010 | STG1 | NG | CC | 106.2 | 97 | 2258 | 71269.3778 | 0.83634 | 63447.8267 | 85215.9985 | 38279.2094 |  | IPP CHP | Y | OP
EXCLUDE | MN | Lucky Wind | 56412 | 1 | WND | WT | 1.7 | 1.7 | 0 | 5292 |  |  | 5292 | 0 |  | IPP Non-CHP | N | OP |  | Non Combustion (NUC, WAT, WND, GEO, or SUN)
EXCLUDE | MN | Luverne | 1990 | 3 | NG | ST | 3 | 3 | 0 | 0 |  |  | 0 | 0 |  | Electric Utility | N | RE | 2002 | Steam unit (PRMVR=ST) under 25MW/250 MMBtu/hr
EXCLUDE | MN | Luverne | 1990 | 4A | DFO | IC | 0.3 | 0.3 | 0 | 0 |  |  | 0 | 0 |  | Electric Utility | N | RE | 2002 | Internal Combustion (PRMVR=IC)
EXCLUDE | MN | Luverne | 1990 | 4B | DFO | IC | 0.6 | 0.6 | 0 | 0 |  |  | 0 | 0 |  | Electric Utility | N | RE | 2004 | Internal Combustion (PRMVR=IC)
EXCLUDE | MN | Luverne | 1990 | 4C | DFO | IC | 3.5 | 3.5 | 0 | 0 |  |  | 0 | 0 |  | Electric Utility | N | OP |  | Internal Combustion (PRMVR=IC)
EXCLUDE | MN | M L Hibbard | 1897 | 1 | RFO | ST | 25 | 25 | 0 | 0 | 1 | 0 | 0 | 0 |  | Electric Utility | Y | RE | 2003 | Retired in 2003
EXCLUDE | MN | M L Hibbard | 1897 | 2 | RFO | ST | 25 | 25 | 0 | 0 | 1 | 0 | 0 | 0 |  | Electric Utility | Y | RE | 2003 | Retired in 2003
EXCLUDE | MN | M L Hibbard | 1897 | 3 | WDS | ST | 35.3 | 17.5 | 572.1703 | 2682 | 0.013234 | 909770.5979 | 202660.8829 | 27591.8824 |  | Electric Utility/Cogeneration | Y | OP |  | Non Fossil fuel type
EXCLUDE | MN | M L Hibbard | 1897 | 4 | WDS | ST | 37.5 | 33.4 | 607.8297 | 33331 | 0.15482 | 827798.0862 | 215291.3062 | 342902.6966 |  | Electric Utility/Cogeneration | Y | OP |  | Non Fossil fuel type
EXCLUDE | MN | Madelia | 30 | 1 | NG | IC | 3.1 | 3 | 0 | 0 |  |  | 0 | 0 |  | Electric Utility | N | OP |  | Internal Combustion (PRMVR=IC)
EXCLUDE | MN | Madelia | 30 | 2 | NG | IC | 2 | 1.5 | 0 | 0 |  |  | 0 | 0 |  | Electric Utility | N | OP |  | Internal Combustion (PRMVR=IC)
EXCLUDE | MN | Madelia | 30 | 3 | NG | IC | 1.1 | 0.9 | 0 | 0 |  |  | 0 | 0 |  | Electric Utility | N | OP |  | Internal Combustion (PRMVR=IC)
EXCLUDE | MN | Madelia | 30 | 4 | NG | IC | 4.3 | 3.7 | 0 | 0 |  |  | 0 | 0 |  | Electric Utility | N | OP |  | Internal Combustion (PRMVR=IC)
EXCLUDE | MN | Madelia | 30 | 5 | NG | IC | 1.3 | 1.1 | 0 | 0 |  |  | 0 | 0 |  | Electric Utility | N | OP |  | Internal Combustion (PRMVR=IC)
EXCLUDE | MN | Mankato Energy Center | 56104 | CTG1 | NG | CC | 210 | 200 | 0 | 0 |  |  | 0 | 0 |  | IPP Non-CHP | N | P |  | Status of operation (IP,L,P,T,or U)
NGCC | MN | Mankato Energy Center | 56104 | CTG2 | NG | CC | 210 | 160 | 2844 | 131322.1156 |  |  | 131322.1156 | 62320.6738 |  | Electric Utility/IPP Non-CHP | N | OP
NGCC | MN | Mankato Energy Center | 56104 | STG1 | NG | CC | 320 | 140 | 2844 | 200109.8904 |  |  | 200109.8904 | 94964.8362 |  | Electric Utility/IPP Non-CHP | N | OP
SSTLOGN | MN | Maple Lake | 2042 | 5A | DFO | GT | 25 | 21.7 | 0 | 361 |  |  | 361 | 488.4824 |  | Electric Utility | N | OP
EXCLUDE | MN | Marshall | 1993 | 6 | DFO | GT | 18 | 15.2 | 0 | 104 |  |  | 104 | 138.4251 |  | Electric Utility | N | OP |  | Simple Cycle Turbine (PRMVR=GT or OT) unit under 25MW
EXCLUDE | MN | Marshall Wind 1 LLC | 56840 | 1 | WND | WT | 2.1 | 2.1 | 0 | 7112 |  |  | 7112 | 0 |  | IPP Non-CHP | N | OP |  | Non Combustion (NUC, WAT, WND, GEO, or SUN)
EXCLUDE | MN | Marshall Wind 2 LLC | 56824 | 1 | WND | WT | 4.2 | 4.2 | 0 | 13897 |  |  | 13897 | 0 |  | IPP Non-CHP | N | OP |  | Non Combustion (NUC, WAT, WND, GEO, or SUN)
EXCLUDE | MN | Marshall Wind 3 LLC | 56825 | 1 | WND | WT | 4.2 | 4.2 | 0 | 14521 |  |  | 14521 | 0 |  | IPP Non-CHP | N | OP |  | Non Combustion (NUC, WAT, WND, GEO, or SUN)
EXCLUDE | MN | Marshall Wind 4 LLC | 56826 | 1 | WND | WT | 4.2 | 4.2 | 0 | 13630 |  |  | 13630 | 0 |  | IPP Non-CHP | N | OP |  | Non Combustion (NUC, WAT, WND, GEO, or SUN)
EXCLUDE | MN | Marshall Wind 5 LLC | 56827 | 1 | WND | WT | 2.1 | 2.1 | 0 | 6853 |  |  | 6853 | 0 |  | IPP Non-CHP | N | OP |  | Non Combustion (NUC, WAT, WND, GEO, or SUN)
EXCLUDE | MN | Marshall Wind 6 LLC | 56828 | 1 | WND | WT | 2.1 | 2.1 | 0 | 7124 |  |  | 7124 | 0 |  | IPP Non-CHP | N | OP |  | Non Combustion (NUC, WAT, WND, GEO, or SUN)
EXCLUDE | MN | Melrose | 1994 | 1 | DFO | IC | 1 | 0.8 | 0 | 0 |  |  | 0 | 0 |  | Electric Utility | N | OP |  | Internal Combustion (PRMVR=IC)
EXCLUDE | MN | Melrose | 1994 | 2 | DFO | IC | 1.1 | 1.2 | 0 | 0 |  |  | 0 | 0 |  | Electric Utility | N | OP |  | Internal Combustion (PRMVR=IC)
EXCLUDE | MN | Melrose | 1994 | 3 | DFO | IC | 3.1 | 3.1 | 0 | 0 |  |  | 0 | 0 |  | Electric Utility | N | OP |  | Internal Combustion (PRMVR=IC)
EXCLUDE | MN | Melrose | 1994 | 4 | DFO | IC | 3 | 3.1 | 0 | 0 |  |  | 0 | 0 |  | Electric Utility | N | OP |  | Internal Combustion (PRMVR=IC)
EXCLUDE | MN | Minnesota Breeze LLC | 56587 | 1 | WND | WT | 1.3 | 1.3 | 0 | 3746 |  |  | 3746 | 0 |  | IPP Non-CHP | N | OP |  | Non Combustion (NUC, WAT, WND, GEO, or SUN)
SSTLOGN | MN | Minnesota River | 7844 | UOO1 | NG | GT | 49 | 39 | 525 | 2082 |  |  | 2082 | 1515.826 |  | Electric Utility | N | OP
EXCLUDE | MN | Minnesota Valley | 1918 | 3 | NG | ST | 46 | 46.9 | 0 | 0 |  |  | 0 | 0 |  | Electric Utility | N | RE | 2006 | Retired in 2006
EXCLUDE | MN | Minwind | 56002 | 1 | WND | WT | 3.8 | 3.8 | 0 | 9807 |  |  | 9807 | 0 |  | IPP Non-CHP | N | OP |  | Non Combustion (NUC, WAT, WND, GEO, or SUN)
EXCLUDE | MN | Minwind 3-9 | 56123 | 1 | WND | WT | 11.5 | 11.6 | 0 | 35385 |  |  | 35385 | 0 |  | IPP Non-CHP | N | OP |  | Non Combustion (NUC, WAT, WND, GEO, or SUN)
EXCLUDE | MN | MNDOT Standby Generation | 55824 | UNT1 | DFO | IC | 2 | 1.9 | 0 | 0 |  |  | 0 | 0 |  | Commercial Non-CHP | N | SB |  | Internal Combustion (PRMVR=IC)
SSTLOGN | MN | Montgomery | 8025 | 1 | DFO | GT | 28.8 | 19.9 | 0 | -65 |  |  | -65 | 97.6639 |  | Electric Utility | N | OP
EXCLUDE | MN | Monticello | 1922 | 1 | NUC | ST | 631.2 | 554 | 0 | 3356278 |  |  | 3356278 | 0 |  | Electric Utility | N | OP |  | Non Combustion (NUC, WAT, WND, GEO, or SUN)
EXCLUDE | MN | Moorhead | 1995 | 1 | DFO | IC | 2.3 | 2.2 | 0 | 0 |  |  | 0 | 0 |  | Electric Utility | N | OP |  | Internal Combustion (PRMVR=IC)
EXCLUDE | MN | Moorhead | 1995 | 2 | DFO | IC | 2.3 | 2.2 | 0 | 0 |  |  | 0 | 0 |  | Electric Utility | N | OP |  | Internal Combustion (PRMVR=IC)
EXCLUDE | MN | Moorhead | 1995 | 3 | DFO | IC | 2.3 | 2.2 | 0 | 0 |  |  | 0 | 0 |  | Electric Utility | N | OP |  | Internal Combustion (PRMVR=IC)
EXCLUDE | MN | Moorhead | 1995 | 4 | DFO | IC | 2.3 | 2.2 | 0 | 0 |  |  | 0 | 0 |  | Electric Utility | N | OP |  | Internal Combustion (PRMVR=IC)
EXCLUDE | MN | Moorhead | 1995 | 5 | DFO | IC | 2.3 | 2.2 | 0 | 0 |  |  | 0 | 0 |  | Electric Utility | N | OP |  | Internal Combustion (PRMVR=IC)
EXCLUDE | MN | Moorhead | 1995 | 6 | DFO | GT | 10 | 5.9 | 0 | 0 |  |  | 0 | 0 |  | Electric Utility | N | RE | 2011 | Simple Cycle Turbine (PRMVR=GT or OT) unit under 25MW
EXCLUDE | MN | Moorhead Wind Turbine | 7855 | 8 | WND | WT | 0.7 | 0.7 | 0 | 1350.5 |  |  | 1350.5 | 0 |  | Electric Utility | N | OP |  | Non Combustion (NUC, WAT, WND, GEO, or SUN)
EXCLUDE | MN | Moorhead Wind Turbine | 7855 | 9 | WND | WT | 0.7 | 0.7 | 0 | 1350.5 |  |  | 1350.5 | 0 |  | Electric Utility | N | OP |  | Non Combustion (NUC, WAT, WND, GEO, or SUN)
EXCLUDE | MN | Moose Lake | 1996 | 1 | DFO | IC | 1.3 | 1.3 | 0 | 0 |  |  | 0 | 0 |  | Electric Utility | N | OP |  | Internal Combustion (PRMVR=IC)
EXCLUDE | MN | Moose Lake | 1996 | 2 | DFO | IC | 1.1 | 1.1 | 0 | 0 |  |  | 0 | 0 |  | Electric Utility | N | OP |  | Internal Combustion (PRMVR=IC)
EXCLUDE | MN | Moose Lake | 1996 | 4 | DFO | IC | 1.3 | 1.3 | 0 | 0 |  |  | 0 | 0 |  | Electric Utility | N | OP |  | Internal Combustion (PRMVR=IC)
EXCLUDE | MN | Moose Lake | 1996 | 5 | DFO | IC | 2.1 | 2.3 | 0 | 0 |  |  | 0 | 0 |  | Electric Utility | N | OP |  | Internal Combustion (PRMVR=IC)
EXCLUDE | MN | Moose Lake | 1996 | 6 | DFO | IC | 2.1 | 2.3 | 0 | 0 |  |  | 0 | 0 |  | Electric Utility | N | OP |  | Internal Combustion (PRMVR=IC)
EXCLUDE | MN | Moose Lake | 1996 | 7 | DFO | IC | 2.1 | 2.3 | 0 | 0 |  |  | 0 | 0 |  | Electric Utility | N | OP |  | Internal Combustion (PRMVR=IC)
EXCLUDE | MN | Mora | 1997 | 2 | NG | IC | 1.1 | 1.2 | 0 | 0 |  |  | 0 | 0 |  | Electric Utility | N | OP |  | Internal Combustion (PRMVR=IC)
EXCLUDE | MN | Mora | 1997 | 5 | NG | IC | 5.7 | 5.7 | 0 | 0 |  |  | 0 | 0 |  | Electric Utility | N | OP |  | Internal Combustion (PRMVR=IC)
EXCLUDE | MN | Mora | 1997 | 6 | NG | IC | 7 | 6.3 | 0 | 0 |  |  | 0 | 0 |  | Electric Utility | N | OP |  | Internal Combustion (PRMVR=IC)
EXCLUDE | MN | Moraine II Wind LLC | 56794 | 1 | WND | WT | 49.5 | 49.5 | 0 | 187642 |  |  | 187642 | 0 |  | IPP Non-CHP | N | OP |  | Non Combustion (NUC, WAT, WND, GEO, or SUN)
EXCLUDE | MN | Moraine Wind LLC | 56174 | MOR | WND | WT | 51 | 51 | 0 | 163346 |  |  | 163346 | 0 |  | IPP Non-CHP | N | OP |  | Non Combustion (NUC, WAT, WND, GEO, or SUN)
EXCLUDE | MN | Moulton Wind Power | 55981 | 1 | WND | WT | 2 | 2 | 0 | 6398 |  |  | 6398 | 0 |  | IPP Non-CHP | N | OP |  | Non Combustion (NUC, WAT, WND, GEO, or SUN)
EXCLUDE | MN | Mountain Lake | 1998 | 2 | DFO | IC | 1.1 | 0.9 | 0 | 0 |  |  | 0 | 0 |  | Electric Utility | N | OP |  | Internal Combustion (PRMVR=IC)
EXCLUDE | MN | Mountain Lake | 1998 | 4 | DFO | IC | 2 | 1.8 | 0 | 0 |  |  | 0 | 0 |  | Electric Utility | N | OP |  | Internal Combustion (PRMVR=IC)
EXCLUDE | MN | Mountain Lake | 1998 | 5 | DFO | IC | 1.3 | 1.2 | 0 | 0 |  |  | 0 | 0 |  | Electric Utility | N | OP |  | Internal Combustion (PRMVR=IC)
EXCLUDE | MN | Mountain Lake | 1998 | 6 | DFO | IC | 1.8 | 1.8 | 0 | 0 |  |  | 0 | 0 |  | Electric Utility | N | OP |  | Internal Combustion (PRMVR=IC)
EXCLUDE | MN | Mountain Lake | 1998 | 7 | DFO | IC | 1.8 | 1.8 | 0 | 0 |  |  | 0 | 0 |  | Electric Utility | N | OP |  | Internal Combustion (PRMVR=IC)
EXCLUDE | MN | Mountain Lake | 1998 | 8 | WND | WT | 1.2 | 1.2 | 0 | 3464 |  |  | 3464 | 0 |  | Electric Utility | N | OP |  | Non Combustion (NUC, WAT, WND, GEO, or SUN)
EXCLUDE | MN | Mower County Wind Energy Center | 56424 | 1 | WND | WT | 98.9 | 98.9 | 0 | 297426 |  |  | 297426 | 0 |  | IPP Non-CHP | N | OP |  | Non Combustion (NUC, WAT, WND, GEO, or SUN)
EXCLUDE | MN | NAE Shaokatan Power | 56217 | SPP2 | WND | WT | 0.8 | 0.8 | 0 | 13.5 |  |  | 13.5 | 0 |  | IPP Non-CHP | N | OP |  | Non Combustion (NUC, WAT, WND, GEO, or SUN)
EXCLUDE | MN | NAE Shaokatan Power | 56217 | SPP3 | WND | WT | 0.8 | 0.8 | 0 | 13.5 |  |  | 13.5 | 0 |  | IPP Non-CHP | N | OP |  | Non Combustion (NUC, WAT, WND, GEO, or SUN)
EXCLUDE | MN | New Prague | 1999 | 1 | NG | IC | 1.4 | 1 | 0 | 0 |  |  | 0 | 0 |  | Electric Utility | N | RE | 2009 | Internal Combustion (PRMVR=IC)
EXCLUDE | MN | New Prague | 1999 | 2 | NG | IC | 4.4 | 4.4 | 0 | 0 |  |  | 0 | 0 |  | Electric Utility | N | OP |  | Internal Combustion (PRMVR=IC)
EXCLUDE | MN | New Prague | 1999 | 3 | NG | IC | 2.4 | 2.4 | 0 | 0 |  |  | 0 | 0 |  | Electric Utility | N | OP |  | Internal Combustion (PRMVR=IC)
EXCLUDE | MN | New Prague | 1999 | 4 | NG | IC | 3.5 | 3.5 | 0 | 0 |  |  | 0 | 0 |  | Electric Utility | N | OP |  | Internal Combustion (PRMVR=IC)
EXCLUDE | MN | New Prague | 1999 | 5 | NG | IC | 0.6 | 0.6 | 0 | 0 |  |  | 0 | 0 |  | Electric Utility | N | OP |  | Internal Combustion (PRMVR=IC)
EXCLUDE | MN | New Prague | 1999 | 6 | NG | IC | 6 | 5.9 | 0 | 0 |  |  | 0 | 0 |  | Electric Utility | N | OP |  | Internal Combustion (PRMVR=IC)
EXCLUDE | MN | New Ulm | 2001 | 3 | NG | ST | 6 | 4.7 | 0 | 579 | 0.067815 | 36207.7277 | 8537.9085 | 4241.407 |  | Electric Utility | Y | OS |  | Steam unit (PRMVR=ST) under 25MW/250 MMBtu/hr
EXCLUDE | MN | New Ulm | 2001 | 4 | NG | ST | 15 | 13.2 | 0 | 3390 | 0.15882 | 81682.2393 | 21344.7712 | 14226.6192 |  | Electric Utility | Y | OP |  | Steam unit (PRMVR=ST) under 25MW/250 MMBtu/hr
EXCLUDE | MN | New Ulm | 2001 | 5 | DFO | GT | 24 | 23 | 0 | 35.8835 |  |  | 35.8835 | 60.3678 |  | Electric Utility | N | OP |  | Simple Cycle Turbine (PRMVR=GT or OT) unit under 25MW
EXCLUDE | MN | New Ulm | 2001 | 6 | NG | ST | 6 | 4.9 | 0 | 579 | 0.067815 | 36207.7277 | 8537.9085 | 2429.8562 |  | Electric Utility | Y | OP |  | Steam unit (PRMVR=ST) under 25MW/250 MMBtu/hr
SSTLOGN | MN | New Ulm | 2001 | 7 | DFO | GT | 27.5 | 25 | 0 | 41.1165 |  |  | 41.1165 | 69.1714 |  | Electric Utility | N | OP
EXCLUDE | MN | Nobles Wind Project | 57047 | 1 | WND | WT | 201 | 201 | 0 | 538047 |  |  | 538047 | 0 |  | Electric Utility | N | OP |  | Non Combustion (NUC, WAT, WND, GEO, or SUN)
EXCLUDE | MN | North Branch | 2002 | 1 | DFO | IC | 0.9 | 0.8 | 0 | 0 |  |  | 0 | 0 |  | Electric Utility | N | RE | 2010 | Internal Combustion (PRMVR=IC)
EXCLUDE | MN | North Branch | 2002 | 2 | DFO | IC | 1.4 | 1.2 | 0 | 0 |  |  | 0 | 0 |  | Electric Utility | N | RE | 2010 | Internal Combustion (PRMVR=IC)
EXCLUDE | MN | North Branch | 2002 | 3 | DFO | IC | 2.2 | 2 | 0 | 0 |  |  | 0 | 0 |  | Electric Utility | N | OP |  | Internal Combustion (PRMVR=IC)
EXCLUDE | MN | North Branch | 2002 | 4 | DFO | IC | 2.2 | 2 | 0 | 0 |  |  | 0 | 0 |  | Electric Utility | N | OP |  | Internal Combustion (PRMVR=IC)
EXCLUDE | MN | North Branch | 2002 | 5 | DFO | IC | 2.2 | 2 | 0 | 0 |  |  | 0 | 0 |  | Electric Utility | N | OP |  | Internal Combustion (PRMVR=IC)
EXCLUDE | MN | North Branch | 2002 | 6 | DFO | IC | 2.2 | 2 | 0 | 0 |  |  | 0 | 0 |  | Electric Utility | N | OP |  | Internal Combustion (PRMVR=IC)
EXCLUDE | MN | North Branch | 2002 | 7 | DFO | IC | 2.2 | 2 | 0 | 0 |  |  | 0 | 0 |  | Electric Utility | N | OP |  | Internal Combustion (PRMVR=IC)
EXCLUDE | MN | Northern Lights Wind LLC | 56411 | 1 | WND | WT | 1.7 | 1.7 | 0 | 5169 |  |  | 5169 | 0 |  | IPP Non-CHP | N | OP |  | Non Combustion (NUC, WAT, WND, GEO, or SUN)
EXCLUDE | MN | Oak Glen Wind Farm | 57432 | 1 | WND | WT | 44 | 44 | 0 | 28076 |  |  | 28076 | 0 |  | Electric Utility | N | OP |  | Non Combustion (NUC, WAT, WND, GEO, or SUN)
EXCLUDE | MN | Odin Wind Farm | 56755 | 1 | WND | WT | 20 | 20 | 0 | 64180 |  |  | 64180 | 0 |  | IPP Non-CHP | N | OP |  | Non Combustion (NUC, WAT, WND, GEO, or SUN)
EXCLUDE | MN | Olmsted Waste Energy | 50413 | DG1 | DFO | IC | 0.8 | 0.6 | 0 | 0 |  |  | 0 | 0 |  | Commercial CHP | N | RE | 2008 | Internal Combustion (PRMVR=IC)
EXCLUDE | MN | Olmsted Waste Energy | 50413 | DGCAT | DFO | IC | 1.7 | 1.3 | 0 | 0 |  |  | 0 | 0 |  | Commercial CHP | N | OP |  | Internal Combustion (PRMVR=IC)
EXCLUDE | MN | Olmsted Waste Energy | 50413 | TG2 | MSB | ST | 2.2 | 1.3 | 0 | 3172.8125 | 0.34952 | 26863.4461 | 9077.7318 | 19195.7112 |  | Commercial CHP | Y | OP |  | Non Fossil fuel type
EXCLUDE | MN | Olmsted Waste Energy | 50413 | TG3 | MSB | ST | 5.5 | 4.5 | 0 | 7932.0313 | 0.34952 | 67158.6153 | 22694.3294 | 47989.278 |  | Commercial CHP | Y | OP |  | Non Fossil fuel type
EXCLUDE | MN | Olmsted Waste Energy | 50413 | TGI | MSB | ST | 1.9 | 1.4 | 0 | 2740.1562 | 0.34952 | 23200.2489 | 7839.8593 | 16578.1142 |  | Commercial CHP | Y | OP |  | Non Fossil fuel type
EXCLUDE | MN | OREG 3 Inc | 57281 | CS13 | GEO | BT | 5 | 5 | 0 | 0 |  |  | 0 | 0 |  | IPP Non-CHP | N | OP |  | Non Combustion (NUC, WAT, WND, GEO, or SUN)
EXCLUDE | MN | Owatonna | 2003 | 5 | NG | ST | 6 | 5 | 0 | 0 |  |  | 0 | 0 |  | Electric Utility | N | RE | 2009 | Steam unit (PRMVR=ST) under 25MW/250 MMBtu/hr
EXCLUDE | MN | Owatonna | 2003 | 6 | NG | ST | 20 | 20.6 | 0 | 0 |  |  | 0 | 0 |  | Electric Utility | N | RE | 2011 | Steam unit (PRMVR=ST) under 25MW/250 MMBtu/hr
EXCLUDE | MN | Owatonna | 2003 | 7 | NG | GT | 19 | 16.6 | 0 | 1677 |  |  | 1677 | 1537.4849 |  | Electric Utility | N | OP |  | Simple Cycle Turbine (PRMVR=GT or OT) unit under 25MW
EXCLUDE | MN | Perham Incinerator | 56243 | 1 | MSB | ST | 4.5 | 1.2 | 0 | 0 | 9.6e-05 | 0 | 0 | 33466.3053 |  | Commercial CHP | Y | SB |  | Non Fossil fuel type
EXCLUDE | MN | Pillager | 1898 | 1 | WAT | HY | 0.8 | 0.9 | 0 | 5321.5 |  |  | 5321.5 | 0 |  | Electric Utility | N | OP |  | Non Combustion (NUC, WAT, WND, GEO, or SUN)
EXCLUDE | MN | Pillager | 1898 | 2 | WAT | HY | 0.8 | 0.9 | 0 | 5321.5 |  |  | 5321.5 | 0 |  | Electric Utility | N | OP |  | Non Combustion (NUC, WAT, WND, GEO, or SUN)
SSTLOGN | MN | Pleasant Valley | 7843 | 11 | NG | GT | 167.5 | 155 | 1772 | 26816.4707 |  |  | 26816.4707 | 29920.49 |  | Electric Utility | N | OP
SSTLOGN | MN | Pleasant Valley | 7843 | 12 | NG | GT | 167.5 | 155.7 | 1819.6 | 26816.4707 |  |  | 26816.4707 | 21237.323 |  | Electric Utility | N | OP
SSTLOGN | MN | Pleasant Valley | 7843 | 13 | NG | GT | 132.8 | 125.4 | 1441.3 | 1771.0268 |  |  | 1771.0268 | 1412.552 |  | Electric Utility | N | OP
EXCLUDE | MN | Prairie Island | 1925 | 1 | NUC | ST | 593.1 | 521 | 0 | 4301123.5 |  |  | 4301123.5 | 0 |  | Electric Utility | N | OP |  | Non Combustion (NUC, WAT, WND, GEO, or SUN)
EXCLUDE | MN | Prairie Island | 1925 | 2 | NUC | ST | 593.1 | 519 | 0 | 4301123.5 |  |  | 4301123.5 | 0 |  | Electric Utility | N | OP |  | Non Combustion (NUC, WAT, WND, GEO, or SUN)
EXCLUDE | MN | Prairie River | 378 | 1 | WAT | HY | 0.7 | 0.3 | 0 | 0 |  |  | 0 | 0 |  | Electric Utility | N | OS |  | Non Combustion (NUC, WAT, WND, GEO, or SUN)
EXCLUDE | MN | Prairie River | 378 | 2 | WAT | HY | 0.3 | 0.3 | 0 | 0 |  |  | 0 | 0 |  | Electric Utility | N | OS |  | Non Combustion (NUC, WAT, WND, GEO, or SUN)
EXCLUDE | MN | Prairie Rose Wind Farm | 57644 | PR1 | WND | WT | 200 | 200 | 0 | 0 |  |  | 0 | 0 |  | IPP Non-CHP | N | L |  | Non Combustion (NUC, WAT, WND, GEO, or SUN)
EXCLUDE | MN | Prairie Star Wind Farm | 56494 | HP2 | WND | WT | 100.6 | 100.6 | 0 | 311505 |  |  | 311505 | 0 |  | IPP Non-CHP | N | OP |  | Non Combustion (NUC, WAT, WND, GEO, or SUN)
EXCLUDE | MN | Prairie Wind Power LLC | 56628 | 1 | WND | WT | 4 | 4 | 0 | 13779 |  |  | 13779 | 0 |  | IPP Non-CHP | N | OP |  | Non Combustion (NUC, WAT, WND, GEO, or SUN)
EXCLUDE | MN | Preston | 2004 | 1 | DFO | IC | 0.1 | 0.1 | 0 | 0 |  |  | 0 | 0 |  | Electric Utility | N | RE | 2001 | Internal Combustion (PRMVR=IC)
EXCLUDE | MN | Preston | 2004 | 2 | DFO | IC | 0.2 | 0.1 | 0 | 0 |  |  | 0 | 0 |  | Electric Utility | N | RE | 2001 | Internal Combustion (PRMVR=IC)
EXCLUDE | MN | Preston | 2004 | 3 | DFO | IC | 0.3 | 0.2 | 0 | 0 |  |  | 0 | 0 |  | Electric Utility | N | RE | 2001 | Internal Combustion (PRMVR=IC)
EXCLUDE | MN | Preston | 2004 | 4 | DFO | IC | 0.6 | 0.8 | 0 | 0 |  |  | 0 | 0 |  | Electric Utility | N | OP |  | Internal Combustion (PRMVR=IC)
EXCLUDE | MN | Preston | 2004 | 5 | DFO | IC | 1.1 | 1.1 | 0 | 0 |  |  | 0 | 0 |  | Electric Utility | N | OP |  | Internal Combustion (PRMVR=IC)
EXCLUDE | MN | Preston | 2004 | 6 | NG | IC | 2 | 2.2 | 0 | 0 |  |  | 0 | 0 |  | Electric Utility | N | OP |  | Internal Combustion (PRMVR=IC)
EXCLUDE | MN | Princeton | 2005 | 1 | DFO | IC | 0.1 | 0.1 | 0 | 0 |  |  | 0 | 0 |  | Electric Utility | N | RE | 2002 | Internal Combustion (PRMVR=IC)
EXCLUDE | MN | Princeton | 2005 | 2 | DFO | IC | 0.1 | 0.1 | 0 | 0 |  |  | 0 | 0 |  | Electric Utility | N | RE | 2002 | Internal Combustion (PRMVR=IC)
EXCLUDE | MN | Princeton | 2005 | 3 | DFO | IC | 2.4 | 2.6 | 0 | 0 |  |  | 0 | 0 |  | Electric Utility | N | OP |  | Internal Combustion (PRMVR=IC)
EXCLUDE | MN | Princeton | 2005 | 4 | DFO | IC | 1.2 | 1.3 | 0 | 0 |  |  | 0 | 0 |  | Electric Utility | N | OP |  | Internal Combustion (PRMVR=IC)
EXCLUDE | MN | Princeton | 2005 | 5 | DFO | IC | 1 | 1 | 0 | 0 |  |  | 0 | 0 |  | Electric Utility | N | OP |  | Internal Combustion (PRMVR=IC)
EXCLUDE | MN | Princeton | 2005 | 6 | DFO | IC | 2.7 | 2.9 | 0 | 0 |  |  | 0 | 0 |  | Electric Utility | N | OP |  | Internal Combustion (PRMVR=IC)
EXCLUDE | MN | Princeton | 2005 | 7 | DFO | IC | 5 | 5 | 0 | 0 |  |  | 0 | 0 |  | Electric Utility | N | OP |  | Internal Combustion (PRMVR=IC)
EXCLUDE | MN | Rapidan Hydro Facility | 52054 | GEN1 | WAT | HY | 3.4 | 3.2 | 0 | 11073.5 |  |  | 11073.5 | 0 |  | IPP Non-CHP | N | OP |  | Non Combustion (NUC, WAT, WND, GEO, or SUN)
EXCLUDE | MN | Rapidan Hydro Facility | 52054 | GEN2 | WAT | HY | 3.4 | 3.2 | 0 | 11073.5 |  |  | 11073.5 | 0 |  | IPP Non-CHP | N | OP |  | Non Combustion (NUC, WAT, WND, GEO, or SUN)
EXCLUDE | MN | Rapids Energy Center | 10686 | 6 | WDS | ST | 12.5 | 14.3 | 0 | 24989.887 | 0.14173 | 688433.1017 | 176316.0377 | 88359.1832 |  | Electric Utility | Y | OP |  | Non Fossil fuel type
EXCLUDE | MN | Rapids Energy Center | 10686 | 7 | WDS | ST | 14 | 15.8 | 0 | 67913.379 | 0.34391 | 589414.2801 | 197473.9623 | 240127.9645 |  | Electric Utility | Y | OP |  | Non Fossil fuel type
EXCLUDE | MN | Rapids Energy Center | 10686 | HYD | WAT | HY | 1.9 | 0.2 | 0 | 7882.38 |  |  | 7882.38 | 0 |  | Electric Utility | N | OP |  | Non Combustion (NUC, WAT, WND, GEO, or SUN)
EXCLUDE | MN | Red Wing | 1926 | 1 | MSB | ST | 11.5 | 9 | 0 | 45231 |  |  | 45231 | 104167.4229 |  | Electric Utility | N | OP |  | Non Fossil fuel type
EXCLUDE | MN | Red Wing | 1926 | 2 | MSB | ST | 11.5 | 9 | 0 | 51850 |  |  | 51850 | 104167.4229 |  | Electric Utility | N | OP |  | Non Fossil fuel type
EXCLUDE | MN | Redwood Falls | 2009 | 1 | WAT | HY | 0.5 | 0.3 | 0 | 0 |  |  | 0 | 0 |  | Electric Utility | N | RE | 2010 | Non Combustion (NUC, WAT, WND, GEO, or SUN)
EXCLUDE | MN | Redwood Falls | 2009 | 6 | DFO | IC | 2.2 | 2.7 | 0 | 0 |  |  | 0 | 0 |  | Electric Utility | N | OP |  | Internal Combustion (PRMVR=IC)
EXCLUDE | MN | Redwood Falls | 2009 | 7 | DFO | IC | 5.8 | 6.2 | 0 | 0 |  |  | 0 | 0 |  | Electric Utility | N | OP |  | Internal Combustion (PRMVR=IC)
EXCLUDE | MN | Redwood Falls | 2009 | 8 | WAT | HY | 0.5 | 0.5 | 0 | 0 |  |  | 0 | 0 |  | Electric Utility | N | P |  | Non Combustion (NUC, WAT, WND, GEO, or SUN)
EXCLUDE | MN | Redwood Falls Wind | 56414 | WND1 | WND | WT | 1.7 | 1.7 | 0 | 4882.5 |  |  | 4882.5 | 0 |  | Electric Utility | N | OP |  | Non Combustion (NUC, WAT, WND, GEO, or SUN)
EXCLUDE | MN | Redwood Falls Wind | 56414 | WND2 | WND | WT | 1.7 | 1.7 | 0 | 4882.5 |  |  | 4882.5 | 0 |  | Electric Utility | N | OP |  | Non Combustion (NUC, WAT, WND, GEO, or SUN)
EXCLUDE | MN | Ridgewind | 57386 | WTG1 | WND | WT | 25.3 | 25.3 | 0 | 86354 |  |  | 86354 | 0 |  | IPP Non-CHP | N | OP |  | Non Combustion (NUC, WAT, WND, GEO, or SUN)
EXCLUDE | MN | Riverside | 1927 | 8 | SUB | ST | 238.8 | 227 | 0 | 0 |  |  | 0 | 0 |  | Electric Utility | N | RE | 2009 | Retired in 2009
NGCC | MN | Riverside | 1927 | 9 | NG | CC | 210.6 | 155 | 1975 | 214801.2152 |  |  | 214801.2152 | 93196.9812 |  | Electric Utility | N | OP
NGCC | MN | Riverside | 1927 | 10 | NG | CC | 210.6 | 160 | 1975 | 214801.2152 |  |  | 214801.2152 | 93196.9812 |  | Electric Utility | N | OP
NGCC | MN | Riverside | 1927 | ST7 | NG | CC | 164.7 | 155 | 1975 | 167985.5657 |  |  | 167985.5657 | 72884.8186 |  | Electric Utility | N | OP
EXCLUDE | MN | Roadrunner I LLC | 56578 | 1 | WND | WT | 1.3 | 1.3 | 0 | 2584 |  |  | 2584 | 0 |  | IPP Non-CHP | N | OP |  | Non Combustion (NUC, WAT, WND, GEO, or SUN)
EXCLUDE | MN | Rochester Hydro | 2007 | 1 | WAT | HY | 1.3 | 1.3 | 0 | 7899 |  |  | 7899 | 0 |  | Electric Utility | N | OP |  | Non Combustion (NUC, WAT, WND, GEO, or SUN)
EXCLUDE | MN | Rochester Hydro | 2007 | 2 | WAT | HY | 1.3 | 1.3 | 0 | 7899 |  |  | 7899 | 0 |  | Electric Utility | N | OP |  | Non Combustion (NUC, WAT, WND, GEO, or SUN)
SSTLOGN | MN | Rock Lake CT | 6741 | 1 | DFO | GT | 25 | 22.3 | 0 | 324 |  |  | 324 | 387.15 |  | Electric Utility | N | OP
EXCLUDE | MN | Ruthton Ridge LLC | 55571 | RR30 | WND | WT | 1.9 | 1.9 | 0 | 4967 |  |  | 4967 | 0 |  | IPP Non-CHP | N | OP |  | Non Combustion (NUC, WAT, WND, GEO, or SUN)
EXCLUDE | MN | S&P Windfarm LLC | 56208 | 1 | WND | WT | 2 | 2 | 0 | 6021 |  |  | 6021 | 0 |  | IPP Non-CHP | N | OP |  | Non Combustion (NUC, WAT, WND, GEO, or SUN)
EXCLUDE | MN | SAF Hydroelectric LLC | 57665 | 1 | WAT | HY | 0.6 | 0.6 | 0 | 143.5 |  |  | 143.5 | 0 |  | IPP Non-CHP | N | OP |  | Non Combustion (NUC, WAT, WND, GEO, or SUN)
EXCLUDE | MN | SAF Hydroelectric LLC | 57665 | 2 | WAT | HY | 0.6 | 0.6 | 0 | 143.5 |  |  | 143.5 | 0 |  | IPP Non-CHP | N | OP |  | Non Combustion (NUC, WAT, WND, GEO, or SUN)
EXCLUDE | MN | SAF Hydroelectric LLC | 57665 | 3 | WAT | HY | 0.6 | 0.6 | 0 | 143.5 |  |  | 143.5 | 0 |  | IPP Non-CHP | N | OP |  | Non Combustion (NUC, WAT, WND, GEO, or SUN)
EXCLUDE | MN | SAF Hydroelectric LLC | 57665 | 4 | WAT | HY | 0.6 | 0.6 | 0 | 143.5 |  |  | 143.5 | 0 |  | IPP Non-CHP | N | OP |  | Non Combustion (NUC, WAT, WND, GEO, or SUN)
EXCLUDE | MN | SAF Hydroelectric LLC | 57665 | 5 | WAT | HY | 0.6 | 0.6 | 0 | 143.5 |  |  | 143.5 | 0 |  | IPP Non-CHP | N | OP |  | Non Combustion (NUC, WAT, WND, GEO, or SUN)
EXCLUDE | MN | SAF Hydroelectric LLC | 57665 | 6 | WAT | HY | 0.6 | 0.6 | 0 | 143.5 |  |  | 143.5 | 0 |  | IPP Non-CHP | N | OP |  | Non Combustion (NUC, WAT, WND, GEO, or SUN)
EXCLUDE | MN | SAF Hydroelectric LLC | 57665 | 7 | WAT | HY | 0.6 | 0.6 | 0 | 143.5 |  |  | 143.5 | 0 |  | IPP Non-CHP | N | OP |  | Non Combustion (NUC, WAT, WND, GEO, or SUN)
EXCLUDE | MN | SAF Hydroelectric LLC | 57665 | 8 | WAT | HY | 0.6 | 0.6 | 0 | 143.5 |  |  | 143.5 | 0 |  | IPP Non-CHP | N | OP |  | Non Combustion (NUC, WAT, WND, GEO, or SUN)
EXCLUDE | MN | SAF Hydroelectric LLC | 57665 | 9 | WAT | HY | 0.6 | 0.6 | 0 | 143.5 |  |  | 143.5 | 0 |  | IPP Non-CHP | N | OP |  | Non Combustion (NUC, WAT, WND, GEO, or SUN)
EXCLUDE | MN | SAF Hydroelectric LLC | 57665 | 10 | WAT | HY | 0.6 | 0.6 | 0 | 143.5 |  |  | 143.5 | 0 |  | IPP Non-CHP | N | OP |  | Non Combustion (NUC, WAT, WND, GEO, or SUN)
EXCLUDE | MN | SAF Hydroelectric LLC | 57665 | 11 | WAT | HY | 0.6 | 0.6 | 0 | 143.5 |  |  | 143.5 | 0 |  | IPP Non-CHP | N | OP |  | Non Combustion (NUC, WAT, WND, GEO, or SUN)
EXCLUDE | MN | SAF Hydroelectric LLC | 57665 | 12 | WAT | HY | 0.6 | 0.6 | 0 | 143.5 |  |  | 143.5 | 0 |  | IPP Non-CHP | N | OP |  | Non Combustion (NUC, WAT, WND, GEO, or SUN)
EXCLUDE | MN | SAF Hydroelectric LLC | 57665 | 13 | WAT | HY | 0.6 | 0.6 | 0 | 143.5 |  |  | 143.5 | 0 |  | IPP Non-CHP | N | OP |  | Non Combustion (NUC, WAT, WND, GEO, or SUN)
EXCLUDE | MN | SAF Hydroelectric LLC | 57665 | 14 | WAT | HY | 0.6 | 0.6 | 0 | 143.5 |  |  | 143.5 | 0 |  | IPP Non-CHP | N | OP |  | Non Combustion (NUC, WAT, WND, GEO, or SUN)
EXCLUDE | MN | SAF Hydroelectric LLC | 57665 | 15 | WAT | HY | 0.6 | 0.6 | 0 | 143.5 |  |  | 143.5 | 0 |  | IPP Non-CHP | N | OP |  | Non Combustion (NUC, WAT, WND, GEO, or SUN)
EXCLUDE | MN | SAF Hydroelectric LLC | 57665 | 16 | WAT | HY | 0.6 | 0.6 | 0 | 143.5 |  |  | 143.5 | 0 |  | IPP Non-CHP | N | OP |  | Non Combustion (NUC, WAT, WND, GEO, or SUN)
EXCLUDE | MN | Saint Marys Hospital Power Plant | 54262 | 1 | NG | CC | 4.7 | 4.5 | 0 | 33644.2358 | 0.44033 | 194544.622 | 76407.5613 | 33296.0762 |  | Commercial CHP | Y | OP |  | Combined Cycle (PRMVR=CC) unit under 25MW
EXCLUDE | MN | Saint Marys Hospital Power Plant | 54262 | 4 | NG | CC | 3 | 2.7 | 0 | 21475.0442 | 0.44033 | 124177.4183 | 48770.7838 | 21252.8146 |  | Commercial CHP | Y | OP |  | Combined Cycle (PRMVR=CC) unit under 25MW
EXCLUDE | MN | Saint Marys Hospital Power Plant | 54262 | 5 | DFO | IC | 2.5 | 2.5 | 0 | 0 |  |  | 0 | 0 |  | Commercial CHP | N | SB |  | Internal Combustion (PRMVR=IC)
EXCLUDE | MN | Saint Marys Hospital Power Plant | 54262 | 6 | NG | IC | 2.7 | 2.7 | 0 | 0 |  |  | 0 | 0 |  | Commercial CHP | N | SB |  | Internal Combustion (PRMVR=IC)
EXCLUDE | MN | Saint Marys Hospital Power Plant | 54262 | 7 | DFO | IC | 2.5 | 2.5 | 0 | 0 |  |  | 0 | 0 |  | Commercial CHP | N | OP |  | Internal Combustion (PRMVR=IC)
EXCLUDE | MN | Salty Dog I LLC | 56583 | 1 | WND | WT | 1.3 | 1.3 | 0 | 2682 |  |  | 2682 | 0 |  | IPP Non-CHP | N | OP |  | Non Combustion (NUC, WAT, WND, GEO, or SUN)
EXCLUDE | MN | Salty Dog II LLC | 56584 | 1 | WND | WT | 1.3 | 1.3 | 0 | 2841 |  |  | 2841 | 0 |  | IPP Non-CHP | N | OP |  | Non Combustion (NUC, WAT, WND, GEO, or SUN)
EXCLUDE | MN | Sappi Cloquet Mill | 50639 | GEN1 | BLQ | ST | 2 | 2 | 0 | 0 | 0.15532 | 0 | 0 | 0 |  | Industrial CHP | Y | RE | 1988 | Steam unit (PRMVR=ST) under 25MW/250 MMBtu/hr
EXCLUDE | MN | Sappi Cloquet Mill | 50639 | GEN3 | WDS | ST | 19.2 | 14.8 | 0 | 126761.52 | 0.15532 | 3136244.8241 | 816147.1056 | 481089.0473 |  | Industrial CHP | Y | OP |  | Non Fossil fuel type
EXCLUDE | MN | Sappi Cloquet Mill | 50639 | GEN4 | WDS | ST | 41.5 | 20.5 | 0 | 186052.37 | 0.15532 | 4603177.5449 | 1197887.9968 | 706111.4242 |  | Industrial CHP | Y | OP |  | Non Fossil fuel type
EXCLUDE | MN | Sappi Cloquet Mill | 50639 | GEN5 | BLQ | ST | 27.6 | 14 | 0 | 60694.802 | 0.15532 | 1501668.3188 | 390780.1593 | 230350.6969 |  | Industrial CHP | Y | OP |  | Commercial/Industrial Unit
EXCLUDE | MN | Sappi Cloquet Mill | 50639 | HGN1 | WAT | HY | 1.8 | 1.6 | 0 | 5664.4606 |  |  | 5664.4606 | 0 |  | Industrial CHP | N | OP |  | Non Combustion (NUC, WAT, WND, GEO, or SUN)
EXCLUDE | MN | Sappi Cloquet Mill | 50639 | HGN5 | WAT | HY | 0.8 | 0.5 | 0 | 2517.5381 |  |  | 2517.5381 | 0 |  | Industrial CHP | N | OP |  | Non Combustion (NUC, WAT, WND, GEO, or SUN)
EXCLUDE | MN | Sappi Cloquet Mill | 50639 | HGN6 | WAT | HY | 0.8 | 0.5 | 0 | 2517.5381 |  |  | 2517.5381 | 0 |  | Industrial CHP | N | OP |  | Non Combustion (NUC, WAT, WND, GEO, or SUN)
EXCLUDE | MN | Sappi Cloquet Mill | 50639 | HGN7 | WAT | HY | 2.8 | 1 | 0 | 8811.3832 |  |  | 8811.3832 | 0 |  | Industrial CHP | N | OP |  | Non Combustion (NUC, WAT, WND, GEO, or SUN)
EXCLUDE | MN | Scanlon | 1899 | 1 | WAT | HY | 0.4 | 0.4 | 0 | 1807.5 |  |  | 1807.5 | 0 |  | Electric Utility | N | OP |  | Non Combustion (NUC, WAT, WND, GEO, or SUN)
EXCLUDE | MN | Scanlon | 1899 | 2 | WAT | HY | 0.4 | 0.4 | 0 | 1807.5 |  |  | 1807.5 | 0 |  | Electric Utility | N | OP |  | Non Combustion (NUC, WAT, WND, GEO, or SUN)
EXCLUDE | MN | Scanlon | 1899 | 3 | WAT | HY | 0.4 | 0.4 | 0 | 1807.5 |  |  | 1807.5 | 0 |  | Electric Utility | N | OP |  | Non Combustion (NUC, WAT, WND, GEO, or SUN)
EXCLUDE | MN | Scanlon | 1899 | 4 | WAT | HY | 0.4 | 0.4 | 0 | 1807.5 |  |  | 1807.5 | 0 |  | Electric Utility | N | OP |  | Non Combustion (NUC, WAT, WND, GEO, or SUN)
EXCLUDE | MN | Shane's Wind Machine | 56577 | 1 | WND | WT | 1.3 | 1.3 | 0 | 4293 |  |  | 4293 | 0 |  | IPP Non-CHP | N | OP |  | Non Combustion (NUC, WAT, WND, GEO, or SUN)
EXCLUDE | MN | Shaokatan Hills LLC | 55354 | 6150 | WND | WT | 11.8 | 11.8 | 0 | 25946 |  |  | 25946 | 0 |  | IPP Non-CHP | N | OP |  | Non Combustion (NUC, WAT, WND, GEO, or SUN)
COALST | MN | Sherburne County | 6090 | 1 | SUB | ST | 765.3 | 680 | 10224 | 4513077 | 0.99335 | 137512.2368 | 4543303.8985 | 5053571.242 |  | Electric Utility | Y | OP
COALST | MN | Sherburne County | 6090 | 2 | SUB | ST | 765.3 | 682 | 15537 | 4380370 | 0.99144 | 171962.7351 | 4418169.5461 | 4912973.758 |  | Electric Utility | Y | OP
COALST | MN | Sherburne County | 6090 | 3 | SUB | ST | 900 | 860 | 10696 | 4106658 |  |  | 4106658 | 4494583.887 |  | Electric Utility | N | OP
EXCLUDE | MN | Silver Bay Power | 10849 | GEN1 | SUB | ST | 50 | 36 | 0 | 278373 | 0.76167 | 396255.0129 | 365474.776 | 392289.4033 |  | Industrial CHP | Y | OP |  | Commercial/Industrial Unit
EXCLUDE | MN | Silver Bay Power | 10849 | GEN2 | SUB | ST | 81.6 | 69 | 0 | 375496 | 0.76167 | 534506.4799 | 492987.1664 | 529157.2882 |  | Industrial CHP | Y | OP |  | Commercial/Industrial Unit
EXCLUDE | MN | Silver Lake | 2008 | 1 | BIT | ST | 8 | 6.6 | 277.619 | 1231717.2 |  |  | 1231717.2 | 1962.6939 |  | Electric Utility | N | OP |  | Steam unit (PRMVR=ST) under 25MW/250 MMBtu/hr
EXCLUDE | MN | Silver Lake | 2008 | 2 | BIT | ST | 12 | 7 | 419.0476 | 1962962.4 |  |  | 1962962.4 | 2962.5568 |  | Electric Utility | N | OP |  | Steam unit (PRMVR=ST) under 25MW/250 MMBtu/hr
COALST | MN | Silver Lake | 2008 | 3 | BIT | ST | 25 | 20 | 1037.1429 | 1720140.8 |  |  | 1720140.8 | 7332.3281 |  | Electric Utility | N | OP
COALST | MN | Silver Lake | 2008 | 4 | BIT | ST | 54 | 46.4 | -1073.8095 | 1845 |  |  | 1845 | 4666.027 |  | Electric Utility | N | OP
EXCLUDE | MN | Sleepy Eye | 2011 | 3 | DFO | IC | 1.5 | 1.5 | 0 | 0 |  |  | 0 | 0 |  | Electric Utility | N | RE | 2010 | Internal Combustion (PRMVR=IC)
EXCLUDE | MN | Sleepy Eye | 2011 | 5 | DFO | IC | 1.8 | 1.8 | 0 | 0 |  |  | 0 | 0 |  | Electric Utility | N | SB |  | Internal Combustion (PRMVR=IC)
EXCLUDE | MN | Sleepy Eye | 2011 | 6 | DFO | IC | 2 | 2 | 0 | 0 |  |  | 0 | 0 |  | Electric Utility | N | SB |  | Internal Combustion (PRMVR=IC)
EXCLUDE | MN | Sleepy Eye | 2011 | 7 | DFO | IC | 2 | 2 | 0 | 0 |  |  | 0 | 0 |  | Electric Utility | N | SB |  | Internal Combustion (PRMVR=IC)
EXCLUDE | MN | Sleepy Eye | 2011 | 1A | DFO | IC | 1.8 | 1.8 | 0 | 0 |  |  | 0 | 0 |  | Electric Utility | N | SB |  | Internal Combustion (PRMVR=IC)
EXCLUDE | MN | Sleepy Eye | 2011 | IC4 | DFO | IC | 1.8 | 1.8 | 0 | 0 |  |  | 0 | 0 |  | Electric Utility | N | SB |  | Internal Combustion (PRMVR=IC)
EXCLUDE | MN | Sleepy Eye | 2011 | NEW | DFO | IC | 2 | 1.8 | 0 | 0 |  |  | 0 | 0 |  | Electric Utility | N | SB |  | Internal Combustion (PRMVR=IC)
EXCLUDE | MN | SMMPA Methane Energy Facility | 57903 | UNIT1 | LFG | IC | 1.6 | 1.5 | 0 | 0 |  |  | 0 | 0 |  | Electric Utility | N | U |  | Internal Combustion (PRMVR=IC)
EXCLUDE | MN | Soliloquoy Ridge LLC | 55570 | SR30 | WND | WT | 1.9 | 1.9 | 0 | 5294 |  |  | 5294 | 0 |  | IPP Non-CHP | N | OP |  | Non Combustion (NUC, WAT, WND, GEO, or SUN)
SSTLOGN | MN | Solway CT | 7947 | 1 | NG | GT | 50 | 41.9 | 502.2 | 31624 |  |  | 31624 | 21263.316 |  | Electric Utility | N | SB
EXCLUDE | MN | Solway CT | 7947 | D1 | DFO | IC | 1.3 | 1.3 | 0 | 0 |  |  | 0 | 0 |  | Electric Utility | N | SB |  | Internal Combustion (PRMVR=IC)
EXCLUDE | MN | South Generation | 7982 | 3 | DFO | IC | 2.2 | 2 | 0 | 0 |  |  | 0 | 0 |  | Electric Utility | N | OP |  | Internal Combustion (PRMVR=IC)
EXCLUDE | MN | South Generation | 7982 | 4 | DFO | IC | 2.2 | 2 | 0 | 0 |  |  | 0 | 0 |  | Electric Utility | N | OP |  | Internal Combustion (PRMVR=IC)
EXCLUDE | MN | South Generation | 7982 | 5 | DFO | IC | 2.2 | 2.2 | 0 | 0 |  |  | 0 | 0 |  | Electric Utility | N | OP |  | Internal Combustion (PRMVR=IC)
EXCLUDE | MN | Southeast Steam Plant | 57966 | SSP | NG | ST | 13 | 0.1 | 0 | 10439 |  |  | 10439 | 66946.079 |  | Commercial Non-CHP | N | OP |  | Steam unit (PRMVR=ST) under 25MW/250 MMBtu/hr
EXCLUDE | MN | Southern Minnesota Beet Sugar | 54533 | 1 | SUB | ST | 7.5 | 7.5 | 0 | 13671 | 0.033918 | 1771476.949 | 403063.6471 | 366952.3453 |  | Industrial CHP | Y | SB |  | Steam unit (PRMVR=ST) under 25MW/250 MMBtu/hr
EXCLUDE | MN | Spartan Hills LLC | 55569 | SH30 | WND | WT | 1.9 | 1.9 | 0 | 5251 |  |  | 5251 | 0 |  | IPP Non-CHP | N | OP |  | Non Combustion (NUC, WAT, WND, GEO, or SUN)
EXCLUDE | MN | Spring Valley | 2013 | 1 | DFO | IC | 0.8 | 0.8 | 0 | 0 |  |  | 0 | 0 |  | Electric Utility | N | RE | 2007 | Internal Combustion (PRMVR=IC)
EXCLUDE | MN | Spring Valley | 2013 | 2 | DFO | IC | 1.1 | 1.1 | 0 | 0 |  |  | 0 | 0 |  | Electric Utility | N | OP |  | Internal Combustion (PRMVR=IC)
EXCLUDE | MN | Spring Valley | 2013 | 3 | DFO | IC | 2 | 2 | 0 | 0 |  |  | 0 | 0 |  | Electric Utility | N | OP |  | Internal Combustion (PRMVR=IC)
EXCLUDE | MN | Spring Valley | 2013 | 4 | DFO | IC | 2 | 2 | 0 | 0 |  |  | 0 | 0 |  | Electric Utility | N | OP |  | Internal Combustion (PRMVR=IC)
EXCLUDE | MN | Spring Valley | 2013 | 5 | DFO | IC | 2 | 2 | 0 | 0 |  |  | 0 | 0 |  | Electric Utility | N | OP |  | Internal Combustion (PRMVR=IC)
EXCLUDE | MN | Springfield | 2012 | 4 | NG | ST | 4 | 3.7 | 0 | 0 |  |  | 0 | 0 |  | Electric Utility | N | RE | 2002 | Steam unit (PRMVR=ST) under 25MW/250 MMBtu/hr
EXCLUDE | MN | Springfield | 2012 | 5 | DFO | IC | 1.8 | 1.8 | 0 | 0 |  |  | 0 | 0 |  | Electric Utility | N | OP |  | Internal Combustion (PRMVR=IC)
EXCLUDE | MN | Springfield | 2012 | 6 | DFO | IC | 1.8 | 1.8 | 0 | 0 |  |  | 0 | 0 |  | Electric Utility | N | OP |  | Internal Combustion (PRMVR=IC)
EXCLUDE | MN | Springfield | 2012 | 7 | DFO | IC | 1.8 | 1.8 | 0 | 0 |  |  | 0 | 0 |  | Electric Utility | N | OP |  | Internal Combustion (PRMVR=IC)
EXCLUDE | MN | Springfield | 2012 | 8 | DFO | IC | 1.8 | 1.8 | 0 | 0 |  |  | 0 | 0 |  | Electric Utility | N | OP |  | Internal Combustion (PRMVR=IC)
EXCLUDE | MN | Springfield | 2012 | 9 | DFO | IC | 1.8 | 1.7 | 0 | 0 |  |  | 0 | 0 |  | Electric Utility | N | OP |  | Internal Combustion (PRMVR=IC)
EXCLUDE | MN | Spruce Ridge Gas Recovery | 57017 | GEN1 | LFG | IC | 0.8 | 0.8 | 0 | 0 |  |  | 0 | 0 |  | IPP Non-CHP | N | OP |  | Internal Combustion (PRMVR=IC)
EXCLUDE | MN | Spruce Ridge Gas Recovery | 57017 | GEN2 | LFG | IC | 0.8 | 0.8 | 0 | 0 |  |  | 0 | 0 |  | IPP Non-CHP | N | OP |  | Internal Combustion (PRMVR=IC)
EXCLUDE | MN | Spruce Ridge Gas Recovery | 57017 | GEN3 | LFG | IC | 0.8 | 0.8 | 0 | 0 |  |  | 0 | 0 |  | IPP Non-CHP | N | OP |  | Internal Combustion (PRMVR=IC)
EXCLUDE | MN | Spruce Ridge Gas Recovery | 57017 | GEN4 | LFG | IC | 0.8 | 0.8 | 0 | 0 |  |  | 0 | 0 |  | IPP Non-CHP | N | OP |  | Internal Combustion (PRMVR=IC)
SSTLOGN | MN | St Bonifacius | 6824 | 1 | DFO | GT | 61.2 | 61.2 | 0 | 1519 |  |  | 1519 | 1983.7669 |  | Electric Utility | N | OP
EXCLUDE | MN | St James | 1929 | 1 | DFO | IC | 2 | 2 | 0 | 0 |  |  | 0 | 0 |  | Electric Utility | N | OP |  | Internal Combustion (PRMVR=IC)
EXCLUDE | MN | St James | 1929 | 2 | DFO | IC | 2 | 2 | 0 | 0 |  |  | 0 | 0 |  | Electric Utility | N | OP |  | Internal Combustion (PRMVR=IC)
EXCLUDE | MN | St James | 1929 | 3 | DFO | IC | 2 | 2 | 0 | 0 |  |  | 0 | 0 |  | Electric Utility | N | OP |  | Internal Combustion (PRMVR=IC)
EXCLUDE | MN | St James | 1929 | 4 | DFO | IC | 2 | 2 | 0 | 0 |  |  | 0 | 0 |  | Electric Utility | N | OP |  | Internal Combustion (PRMVR=IC)
EXCLUDE | MN | St James | 1929 | 5 | DFO | IC | 2 | 2 | 0 | 0 |  |  | 0 | 0 |  | Electric Utility | N | OP |  | Internal Combustion (PRMVR=IC)
EXCLUDE | MN | St James | 1929 | 6 | DFO | IC | 2 | 2 | 0 | 0 |  |  | 0 | 0 |  | Electric Utility | N | OP |  | Internal Combustion (PRMVR=IC)
EXCLUDE | MN | St Paul Cogeneration | 56643 | 1 | WDS | ST | 37 | 33 | 0 | 64725 | 0.83507 | 58157.1214 | 77508.658 | 118707.9662 |  | IPP CHP | Y | OP |  | Non Fossil fuel type
EXCLUDE | MN | St. Charles Power Plant | 56100 | 1 | DFO | IC | 2.2 | 2 | 0 | 0 |  |  | 0 | 0 |  | Electric Utility | N | OP |  | Internal Combustion (PRMVR=IC)
EXCLUDE | MN | St. Charles Power Plant | 56100 | 2 | DFO | IC | 2.2 | 2 | 0 | 0 |  |  | 0 | 0 |  | Electric Utility | N | OP |  | Internal Combustion (PRMVR=IC)
EXCLUDE | MN | St. Charles Power Plant | 56100 | 3 | DFO | IC | 2.2 | 2 | 0 | 0 |  |  | 0 | 0 |  | Electric Utility | N | OP |  | Internal Combustion (PRMVR=IC)
EXCLUDE | MN | St. Charles Power Plant | 56100 | 4 | DFO | IC | 2.2 | 2 | 0 | 0 |  |  | 0 | 0 |  | Electric Utility | N | OP |  | Internal Combustion (PRMVR=IC)
EXCLUDE | MN | Stahl Wind Energy | 56409 | 1 | WND | WT | 1.7 | 1.7 | 0 | 5369 |  |  | 5369 | 0 |  | IPP Non-CHP | N | OP |  | Non Combustion (NUC, WAT, WND, GEO, or SUN)
EXCLUDE | MN | Stevens Community Medical Center | 56245 | 1 | DFO | IC | 1 | 1 | 0 | 0 |  |  | 0 | 0 |  | Commercial Non-CHP | N | SB |  | Internal Combustion (PRMVR=IC)
EXCLUDE | MN | Sun River LLC | 55562 | SU30 | WND | WT | 1.9 | 1.9 | 0 | 5074 |  |  | 5074 | 0 |  | IPP Non-CHP | N | OP |  | Non Combustion (NUC, WAT, WND, GEO, or SUN)
EXCLUDE | MN | Sunset Breeze LLC | 56586 | 1 | WND | WT | 1.3 | 1.3 | 0 | 3722 |  |  | 3722 | 0 |  | IPP Non-CHP | N | OP |  | Non Combustion (NUC, WAT, WND, GEO, or SUN)
COALST | MN | Syl Laskin | 1891 | 1 | SUB | ST | 58 | 55 | 660 | 265926 |  |  | 265926 | 391760.009 |  | Electric Utility | N | OP
COALST | MN | Syl Laskin | 1891 | 2 | SUB | ST | 58 | 50.7 | 660 | 194648 |  |  | 194648 | 282180.072 |  | Electric Utility | N | OP
EXCLUDE | MN | Sylvan | 1900 | 1 | WAT | HY | 0.6 | 0.6 | 0 | 3731 |  |  | 3731 | 0 |  | Electric Utility | N | OP |  | Non Combustion (NUC, WAT, WND, GEO, or SUN)
EXCLUDE | MN | Sylvan | 1900 | 2 | WAT | HY | 0.6 | 0.6 | 0 | 3731 |  |  | 3731 | 0 |  | Electric Utility | N | OP |  | Non Combustion (NUC, WAT, WND, GEO, or SUN)
EXCLUDE | MN | Sylvan | 1900 | 3 | WAT | HY | 0.6 | 0.5 | 0 | 3731 |  |  | 3731 | 0 |  | Electric Utility | N | OP |  | Non Combustion (NUC, WAT, WND, GEO, or SUN)
COALST | MN | Taconite Harbor Energy Center | 10075 | GEN1 | SUB | ST | 84 | 76.9 | 900 | 402264 |  |  | 402264 | 562041.645 |  | Electric Utility | N | OP
COALST | MN | Taconite Harbor Energy Center | 10075 | GEN2 | SUB | ST | 84 | 75.2 | 900 | 334000 |  |  | 334000 | 437136.149 |  | Electric Utility | N | OP
COALST | MN | Taconite Harbor Energy Center | 10075 | GEN3 | SUB | ST | 84 | 82 | 900 | 380500 |  |  | 380500 | 461624.397 |  | Electric Utility | N | OP
EXCLUDE | MN | Taconite Ridge 1 Wind Energy Center | 56630 | 1 | WND | WT | 25 | 25 | 0 | 65052 |  |  | 65052 | 0 |  | Electric Utility | N | OP |  | Non Combustion (NUC, WAT, WND, GEO, or SUN)
EXCLUDE | MN | TG Windfarm LLC | 56199 | 1 | WND | WT | 2 | 2 | 0 | 5072 |  |  | 5072 | 0 |  | IPP Non-CHP | N | OP |  | Non Combustion (NUC, WAT, WND, GEO, or SUN)
EXCLUDE | MN | Thief River Falls | 2014 | HY1 | WAT | HY | 0.3 | 0.3 | 0 | 1640.4 |  |  | 1640.4 | 0 |  | Electric Utility | N | OP |  | Non Combustion (NUC, WAT, WND, GEO, or SUN)
EXCLUDE | MN | Thief River Falls | 2014 | HY2 | WAT | HY | 0.2 | 0.2 | 0 | 1093.6 |  |  | 1093.6 | 0 |  | Electric Utility | N | OP |  | Non Combustion (NUC, WAT, WND, GEO, or SUN)
EXCLUDE | MN | Thief River Falls | 2014 | IC1 | DFO | IC | 2.2 | 1.9 | 0 | 0 |  |  | 0 | 0 |  | Electric Utility | N | OP |  | Internal Combustion (PRMVR=IC)
EXCLUDE | MN | Thief River Falls | 2014 | IC2 | DFO | IC | 1.2 | 1 | 0 | 0 |  |  | 0 | 0 |  | Electric Utility | N | OP |  | Internal Combustion (PRMVR=IC)
EXCLUDE | MN | Thief River Falls | 2014 | IC3A | DFO | IC | 1.2 | 1.2 | 0 | 0 |  |  | 0 | 0 |  | Electric Utility | N | OP |  | Internal Combustion (PRMVR=IC)
EXCLUDE | MN | Thief River Falls | 2014 | IC4 | DFO | IC | 1.4 | 1.2 | 0 | 0 |  |  | 0 | 0 |  | Electric Utility | N | OP |  | Internal Combustion (PRMVR=IC)
EXCLUDE | MN | Thomson | 1901 | 1 | WAT | HY | 13 | 10.9 | 0 | 38059.9174 |  |  | 38059.9174 | 0 |  | Electric Utility | N | OP |  | Non Combustion (NUC, WAT, WND, GEO, or SUN)
EXCLUDE | MN | Thomson | 1901 | 2 | WAT | HY | 13 | 11.6 | 0 | 38059.9174 |  |  | 38059.9174 | 0 |  | Electric Utility | N | OP |  | Non Combustion (NUC, WAT, WND, GEO, or SUN)
EXCLUDE | MN | Thomson | 1901 | 3 | WAT | HY | 13 | 11.9 | 0 | 38059.9174 |  |  | 38059.9174 | 0 |  | Electric Utility | N | OP |  | Non Combustion (NUC, WAT, WND, GEO, or SUN)
EXCLUDE | MN | Thomson | 1901 | 4 | WAT | HY | 10.8 | 11.9 | 0 | 31619.0083 |  |  | 31619.0083 | 0 |  | Electric Utility | N | OP |  | Non Combustion (NUC, WAT, WND, GEO, or SUN)
EXCLUDE | MN | Thomson | 1901 | 5 | WAT | HY | 10.8 | 10.9 | 0 | 31619.0083 |  |  | 31619.0083 | 0 |  | Electric Utility | N | OP |  | Non Combustion (NUC, WAT, WND, GEO, or SUN)
EXCLUDE | MN | Thomson | 1901 | 6 | WAT | HY | 12 | 14 | 0 | 35132.2314 |  |  | 35132.2314 | 0 |  | Electric Utility | N | OP |  | Non Combustion (NUC, WAT, WND, GEO, or SUN)
EXCLUDE | MN | Thomson Reuters Campus Bldg A-D | 55133 | 3086 | DFO | IC | 2 | 1.6 | 0 | 0 |  |  | 0 | 0 |  | Industrial Non-CHP | N | SB |  | Internal Combustion (PRMVR=IC)
EXCLUDE | MN | Thomson Reuters Campus Bldg A-D | 55133 | 3087 | DFO | IC | 2 | 1.6 | 0 | 0 |  |  | 0 | 0 |  | Industrial Non-CHP | N | SB |  | Internal Combustion (PRMVR=IC)
EXCLUDE | MN | Thomson Reuters Campus Bldg A-D | 55133 | 3088 | DFO | IC | 2 | 1.6 | 0 | 0 |  |  | 0 | 0 |  | Industrial Non-CHP | N | SB |  | Internal Combustion (PRMVR=IC)
EXCLUDE | MN | Thomson Reuters Campus Bldg A-D | 55133 | 3089 | DFO | IC | 2 | 1.6 | 0 | 0 |  |  | 0 | 0 |  | Industrial Non-CHP | N | SB |  | Internal Combustion (PRMVR=IC)
EXCLUDE | MN | Thomson Reuters Campus Bldg A-D | 55133 | 3090 | DFO | IC | 2 | 1.6 | 0 | 0 |  |  | 0 | 0 |  | Industrial Non-CHP | N | SB |  | Internal Combustion (PRMVR=IC)
EXCLUDE | MN | Thomson Reuters Campus Bldg A-D | 55133 | 3091 | DFO | IC | 2 | 1.6 | 0 | 0 |  |  | 0 | 0 |  | Industrial Non-CHP | N | SB |  | Internal Combustion (PRMVR=IC)
EXCLUDE | MN | Thomson Reuters Campus Bldg A-D | 55133 | 3093 | DFO | IC | 2 | 1.6 | 0 | 0 |  |  | 0 | 0 |  | Industrial Non-CHP | N | SB |  | Internal Combustion (PRMVR=IC)
EXCLUDE | MN | Thomson Reuters Data Center Bldg ES101 | 57207 | 1 | DFO | IC | 1.2 | 0.6 | 0 | 0 |  |  | 0 | 0 |  | Commercial Non-CHP | N | SB |  | Internal Combustion (PRMVR=IC)
EXCLUDE | MN | Thomson Reuters Data Center Bldg H | 57208 | 1 | DFO | IC | 2 | 0.6 | 0 | 0 |  |  | 0 | 0 |  | Commercial Non-CHP | N | SB |  | Internal Combustion (PRMVR=IC)
EXCLUDE | MN | Thomson Reuters Data Center Bldg H | 57208 | 2 | DFO | IC | 2 | 0.6 | 0 | 0 |  |  | 0 | 0 |  | Commercial Non-CHP | N | SB |  | Internal Combustion (PRMVR=IC)
EXCLUDE | MN | Thomson Reuters Data Center Bldg H | 57208 | 3 | DFO | IC | 2 | 0.6 | 0 | 0 |  |  | 0 | 0 |  | Commercial Non-CHP | N | SB |  | Internal Combustion (PRMVR=IC)
EXCLUDE | MN | Thomson Reuters Data Center Bldg H | 57208 | 4 | DFO | IC | 2 | 0.6 | 0 | 0 |  |  | 0 | 0 |  | Commercial Non-CHP | N | SB |  | Internal Combustion (PRMVR=IC)
EXCLUDE | MN | Tofteland Windfarm LLC | 56202 | I | WND | WT | 2 | 2 | 0 | 3509 |  |  | 3509 | 0 |  | IPP Non-CHP | N | OP |  | Non Combustion (NUC, WAT, WND, GEO, or SUN)
EXCLUDE | MN | Trimont Area Wind Farm | 56296 | 1 | WND | WT | 100.5 | 100.5 | 0 | 332645 |  |  | 332645 | 0 |  | IPP Non-CHP | N | OP |  | Non Combustion (NUC, WAT, WND, GEO, or SUN)
EXCLUDE | MN | Truman | 2015 | 1 | DFO | IC | 0.2 | 0.2 | 0 | 0 |  |  | 0 | 0 |  | Electric Utility | N | SB |  | Internal Combustion (PRMVR=IC)
EXCLUDE | MN | Truman | 2015 | 2 | DFO | IC | 0.2 | 0.2 | 0 | 0 |  |  | 0 | 0 |  | Electric Utility | N | SB |  | Internal Combustion (PRMVR=IC)
EXCLUDE | MN | Truman | 2015 | 3 | DFO | IC | 2.2 | 2 | 0 | 0 |  |  | 0 | 0 |  | Electric Utility | N | SB |  | Internal Combustion (PRMVR=IC)
EXCLUDE | MN | Truman | 2015 | 4 | DFO | IC | 0.7 | 0.7 | 0 | 0 |  |  | 0 | 0 |  | Electric Utility | N | SB |  | Internal Combustion (PRMVR=IC)
EXCLUDE | MN | Truman | 2015 | 5 | DFO | IC | 0.8 | 0.8 | 0 | 0 |  |  | 0 | 0 |  | Electric Utility | N | SB |  | Internal Combustion (PRMVR=IC)
EXCLUDE | MN | Truman | 2015 | 6 | DFO | IC | 1.8 | 1.8 | 0 | 0 |  |  | 0 | 0 |  | Electric Utility | N | SB |  | Internal Combustion (PRMVR=IC)
EXCLUDE | MN | Truman | 2015 | 7 | DFO | IC | 2.2 | 2.2 | 0 | 0 |  |  | 0 | 0 |  | Electric Utility | N | SB |  | Internal Combustion (PRMVR=IC)
EXCLUDE | MN | Tsar Nicholas LLC | 55561 | TN30 | WND | WT | 1.9 | 1.9 | 0 | 4676 |  |  | 4676 | 0 |  | IPP Non-CHP | N | OP |  | Non Combustion (NUC, WAT, WND, GEO, or SUN)
EXCLUDE | MN | Twin Cities Hydro LLC | 57069 | 1 | WAT | HY | 4.5 | 4.5 | 0 | 26213.5 |  |  | 26213.5 | 0 |  | IPP Non-CHP | N | OP |  | Non Combustion (NUC, WAT, WND, GEO, or SUN)
EXCLUDE | MN | Twin Cities Hydro LLC | 57069 | 2 | WAT | HY | 4.5 | 4.5 | 0 | 26213.5 |  |  | 26213.5 | 0 |  | IPP Non-CHP | N | OP |  | Non Combustion (NUC, WAT, WND, GEO, or SUN)
EXCLUDE | MN | Twin Cities Hydro LLC | 57069 | 3 | WAT | HY | 4.5 | 4.5 | 0 | 26213.5 |  |  | 26213.5 | 0 |  | IPP Non-CHP | N | OP |  | Non Combustion (NUC, WAT, WND, GEO, or SUN)
EXCLUDE | MN | Twin Cities Hydro LLC | 57069 | 4 | WAT | HY | 4.5 | 4.5 | 0 | 26213.5 |  |  | 26213.5 | 0 |  | IPP Non-CHP | N | OP |  | Non Combustion (NUC, WAT, WND, GEO, or SUN)
EXCLUDE | MN | Twin Lake Hills LLC | 55568 | TL30 | WND | WT | 1.9 | 1.9 | 0 | 5297 |  |  | 5297 | 0 |  | IPP Non-CHP | N | OP |  | Non Combustion (NUC, WAT, WND, GEO, or SUN)
EXCLUDE | MN | Two Harbors | 2016 | 3 | DFO | IC | 2 | 1.9 | 0 | 0 |  |  | 0 | 0 |  | Electric Utility | N | OP |  | Internal Combustion (PRMVR=IC)
EXCLUDE | MN | Uilk Wind LLC | 57351 | FA01 | WND | WT | 1.5 | 1.5 | 0 | 4584.3333 |  |  | 4584.3333 | 0 |  | Commercial Non-CHP | N | OP |  | Non Combustion (NUC, WAT, WND, GEO, or SUN)
EXCLUDE | MN | Uilk Wind LLC | 57351 | FA02 | WND | WT | 1.5 | 1.5 | 0 | 4584.3333 |  |  | 4584.3333 | 0 |  | Commercial Non-CHP | N | OP |  | Non Combustion (NUC, WAT, WND, GEO, or SUN)
EXCLUDE | MN | Uilk Wind LLC | 57351 | FA03 | WND | WT | 1.5 | 1.5 | 0 | 4584.3333 |  |  | 4584.3333 | 0 |  | Commercial Non-CHP | N | OP |  | Non Combustion (NUC, WAT, WND, GEO, or SUN)
EXCLUDE | MN | UMM Wind Turbine | 57732 | UMM1 | WND | WT | 1.7 | 0.6 | 0 | 4016 |  |  | 4016 | 0 |  | Commercial Non-CHP | N | OP |  | Non Combustion (NUC, WAT, WND, GEO, or SUN)
EXCLUDE | MN | United Health Care | 7377 | 1 | DFO | GT | 1.8 | 1.8 | 0 | 0 |  |  | 0 | 0 |  | Electric Utility | N | RE | 2008 | Simple Cycle Turbine (PRMVR=GT or OT) unit under 25MW
EXCLUDE | MN | United Health Care | 7377 | 2 | DFO | GT | 1.8 | 1.8 | 0 | 0 |  |  | 0 | 0 |  | Electric Utility | N | RE | 2008 | Simple Cycle Turbine (PRMVR=GT or OT) unit under 25MW
EXCLUDE | MN | United Hospital | 7378 | 1 | DFO | IC | 1.6 | 1.6 | 0 | 0 |  |  | 0 | 0 |  | Commercial Non-CHP | N | SB |  | Internal Combustion (PRMVR=IC)
EXCLUDE | MN | United Hospital | 7378 | 2 | DFO | IC | 1.6 | 1.6 | 0 | 0 |  |  | 0 | 0 |  | Commercial Non-CHP | N | SB |  | Internal Combustion (PRMVR=IC)
EXCLUDE | MN | United Hospital | 7378 | 3 | DFO | IC | 1.6 | 1.6 | 0 | 0 |  |  | 0 | 0 |  | Commercial Non-CHP | N | SB |  | Internal Combustion (PRMVR=IC)
EXCLUDE | MN | Valley View Transmission LLC | 57434 | VVT | WND | WT | 10 | 10 | 0 | 6069 |  |  | 6069 | 0 |  | IPP Non-CHP | N | OP |  | Non Combustion (NUC, WAT, WND, GEO, or SUN)
EXCLUDE | MN | Viking Wind Partners | 56153 | 1 | WND | WT | 12 | 12 | 0 | 40448 |  |  | 40448 | 0 |  | IPP Non-CHP | N | OP |  | Non Combustion (NUC, WAT, WND, GEO, or SUN)
EXCLUDE | MN | Virginia | 2018 | 5 | SUB | ST | 7.5 | 8 | 0 | 23756.2475 | 0.27897 | 279335.9122 | 85157.7522 | 49082.4113 |  | Electric Utility | Y | OP |  | Steam unit (PRMVR=ST) under 25MW/250 MMBtu/hr
EXCLUDE | MN | Virginia | 2018 | 6 | SUB | ST | 18.7 | 17 | 0 | 59232.2438 | 0.27897 | 696477.541 | 212326.6623 | 263098.1856 |  | Electric Utility | Y | OP |  | Steam unit (PRMVR=ST) under 25MW/250 MMBtu/hr
EXCLUDE | MN | Virginia | 2018 | 1A | SUB | ST | 4 | 4 | 0 | 12669.9987 | 0.27897 | 148979.1531 | 45417.4679 | 41348.4234 |  | Electric Utility | Y | OS |  | Steam unit (PRMVR=ST) under 25MW/250 MMBtu/hr
EXCLUDE | MN | Wallys Wind Farm LLC | 56585 | 1 | WND | WT | 1.3 | 1.3 | 0 | 2542 |  |  | 2542 | 0 |  | IPP Non-CHP | N | OP |  | Non Combustion (NUC, WAT, WND, GEO, or SUN)
EXCLUDE | MN | Wapsipinicon Wind Project | 56876 | TBD | WND | WT | 100.5 | 100.5 | 0 | 312287 |  |  | 312287 | 0 |  | IPP Non-CHP | N | OP |  | Non Combustion (NUC, WAT, WND, GEO, or SUN)
EXCLUDE | MN | Wausau Paper Mills LLC | 50636 | 1 | WAT | HY | 0.5 | 0.5 | 0 | 3451.1019 |  |  | 3451.1019 | 0 |  | Industrial Non-CHP | N | OP |  | Non Combustion (NUC, WAT, WND, GEO, or SUN)
EXCLUDE | MN | Wausau Paper Mills LLC | 50636 | 2 | WAT | HY | 0.5 | 0.5 | 0 | 3451.1019 |  |  | 3451.1019 | 0 |  | Industrial Non-CHP | N | OP |  | Non Combustion (NUC, WAT, WND, GEO, or SUN)
EXCLUDE | MN | Wausau Paper Mills LLC | 50636 | 3 | WAT | HY | 0.4 | 0.4 | 0 | 2760.8815 |  |  | 2760.8815 | 0 |  | Industrial Non-CHP | N | OP |  | Non Combustion (NUC, WAT, WND, GEO, or SUN)
EXCLUDE | MN | Wausau Paper Mills LLC | 50636 | 4 | WAT | HY | 0.6 | 0.6 | 0 | 4141.3223 |  |  | 4141.3223 | 0 |  | Industrial Non-CHP | N | OP |  | Non Combustion (NUC, WAT, WND, GEO, or SUN)
EXCLUDE | MN | Wausau Paper Mills LLC | 50636 | 5 | WAT | HY | 0.6 | 0.6 | 0 | 4141.3223 |  |  | 4141.3223 | 0 |  | Industrial Non-CHP | N | OP |  | Non Combustion (NUC, WAT, WND, GEO, or SUN)
EXCLUDE | MN | Wausau Paper Mills LLC | 50636 | VPLS | BIT | ST | 0.6 | 0.4 | 0 | 1229.96 |  |  | 1229.96 | 916.1262 |  | Industrial Non-CHP | N | OP |  | Steam unit (PRMVR=ST) under 25MW/250 MMBtu/hr
EXCLUDE | MN | WCROC Wind Farm | 57823 | WTG1 | WND | WT | 1.7 | 0.4 | 0 | 4661 |  |  | 4661 | 0 |  | IPP Non-CHP | N | OP |  | Non Combustion (NUC, WAT, WND, GEO, or SUN)
EXCLUDE | MN | Welcome Wind Turbine | 57248 | WIND1 | WND | WT | 2.1 | 2.1 | 0 | 6948 |  |  | 6948 | 0 |  | IPP Non-CHP | N | OP |  | Non Combustion (NUC, WAT, WND, GEO, or SUN)
EXCLUDE | MN | Wells | 2020 | 1 | DFO | IC | 1.3 | 1.3 | 0 | 0 |  |  | 0 | 0 |  | IPP Non-CHP | N | OP |  | Internal Combustion (PRMVR=IC)
EXCLUDE | MN | Wells | 2020 | 2 | DFO | IC | 1.3 | 1.3 | 0 | 0 |  |  | 0 | 0 |  | IPP Non-CHP | N | OP |  | Internal Combustion (PRMVR=IC)
EXCLUDE | MN | Wells | 2020 | 3 | DFO | IC | 1.1 | 1.1 | 0 | 0 |  |  | 0 | 0 |  | IPP Non-CHP | N | OP |  | Internal Combustion (PRMVR=IC)
EXCLUDE | MN | Wells | 2020 | 4 | DFO | IC | 2.3 | 2.1 | 0 | 0 |  |  | 0 | 0 |  | IPP Non-CHP | N | OP |  | Internal Combustion (PRMVR=IC)
EXCLUDE | MN | Wells | 2020 | 5 | DFO | IC | 2.3 | 2.3 | 0 | 0 |  |  | 0 | 0 |  | IPP Non-CHP | N | OP |  | Internal Combustion (PRMVR=IC)
EXCLUDE | MN | West Fairbault | 1932 | 1 | NG | GT | 16.2 | 17 | 0 | 0 |  |  | 0 | 0 |  | Electric Utility | N | RE | 1981 | Simple Cycle Turbine (PRMVR=GT or OT) unit under 25MW
EXCLUDE | MN | West Fairbault | 1932 | 2 | NG | GT | 16.2 | 15.9 | 0 | 0 |  |  | 0 | 0 |  | Electric Utility | N | RE | 2006 | Simple Cycle Turbine (PRMVR=GT or OT) unit under 25MW
EXCLUDE | MN | West Fairbault | 1932 | 3 | NG | GT | 16.2 | 13.5 | 0 | 0 |  |  | 0 | 0 |  | Electric Utility | N | RE | 2006 | Simple Cycle Turbine (PRMVR=GT or OT) unit under 25MW
EXCLUDE | MN | West Group Data Center | 54294 | 1 | DFO | IC | 2 | 0.6 | 0 | 0 |  |  | 0 | 0 |  | Commercial Non-CHP | N | SB |  | Internal Combustion (PRMVR=IC)
EXCLUDE | MN | West Group Data Center | 54294 | 2 | DFO | IC | 2 | 0.6 | 0 | 0 |  |  | 0 | 0 |  | Commercial Non-CHP | N | SB |  | Internal Combustion (PRMVR=IC)
EXCLUDE | MN | West Group Data Center | 54294 | 3 | DFO | IC | 2 | 0.6 | 0 | 0 |  |  | 0 | 0 |  | Commercial Non-CHP | N | SB |  | Internal Combustion (PRMVR=IC)
EXCLUDE | MN | West Group Data Center | 54294 | 4 | DFO | IC | 2 | 0.6 | 0 | 0 |  |  | 0 | 0 |  | Commercial Non-CHP | N | SB |  | Internal Combustion (PRMVR=IC)
EXCLUDE | MN | West Group Data Center | 54294 | 2178 | DFO | IC | 1.5 | 0.7 | 0 | 0 |  |  | 0 | 0 |  | Commercial Non-CHP | N | RE | 2005 | Internal Combustion (PRMVR=IC)
EXCLUDE | MN | West Group Data Center | 54294 | 2179 | DFO | IC | 1.5 | 0.7 | 0 | 0 |  |  | 0 | 0 |  | Commercial Non-CHP | N | RE | 2005 | Internal Combustion (PRMVR=IC)
EXCLUDE | MN | West Group Data Center | 54294 | 2180 | DFO | IC | 2 | 0.7 | 0 | 0 |  |  | 0 | 0 |  | Commercial Non-CHP | N | RE | 2005 | Internal Combustion (PRMVR=IC)
EXCLUDE | MN | West Group Data Center F | 56247 | 1 | DFO | IC | 2 | 0.6 | 0 | 0 |  |  | 0 | 0 |  | Commercial Non-CHP | N | SB |  | Internal Combustion (PRMVR=IC)
EXCLUDE | MN | West Group Data Center F | 56247 | 2 | DFO | IC | 2 | 0.6 | 0 | 0 |  |  | 0 | 0 |  | Commercial Non-CHP | N | SB |  | Internal Combustion (PRMVR=IC)
EXCLUDE | MN | West Group Data Center F | 56247 | 3 | DFO | IC | 2 | 0.6 | 0 | 0 |  |  | 0 | 0 |  | Commercial Non-CHP | N | SB |  | Internal Combustion (PRMVR=IC)
EXCLUDE | MN | West Group Data Center F | 56247 | 4 | DFO | IC | 2 | 0.6 | 0 | 0 |  |  | 0 | 0 |  | Commercial Non-CHP | N | SB |  | Internal Combustion (PRMVR=IC)
EXCLUDE | MN | Westbrook | 2021 | 3 | DFO | IC | 0.5 | 0.4 | 0 | 0 |  |  | 0 | 0 |  | Electric Utility | N | RE | 2001 | Internal Combustion (PRMVR=IC)
EXCLUDE | MN | Westbrook | 2021 | 4 | DFO | IC | 0.7 | 0.6 | 0 | 0 |  |  | 0 | 0 |  | Electric Utility | N | RE | 2002 | Internal Combustion (PRMVR=IC)
EXCLUDE | MN | Westbrook | 2021 | 5 | DFO | IC | 2.3 | 2 | 0 | 0 |  |  | 0 | 0 |  | Electric Utility | N | OP |  | Internal Combustion (PRMVR=IC)
EXCLUDE | MN | Westridge Windfarm LLC | 56203 | 1 | WND | WT | 2 | 2 | 0 | 4901 |  |  | 4901 | 0 |  | IPP Non-CHP | N | OP |  | Non Combustion (NUC, WAT, WND, GEO, or SUN)
EXCLUDE | MN | Willmar | 2022 | 3 | SUB | ST | 18 | 15.9 | 0 | 26268 | 0.53925 | 102104.0771 | 48711.745 | 60977.5508 |  | Electric Utility | Y | OP |  | Steam unit (PRMVR=ST) under 25MW/250 MMBtu/hr
EXCLUDE | MN | Willmar | 2022 | ST1 | SUB | ST | 4 | 4 | 0 | 0 |  |  | 0 | 0 |  | Electric Utility | N | RE | 2006 | Steam unit (PRMVR=ST) under 25MW/250 MMBtu/hr
EXCLUDE | MN | Willmar | 2022 | ST2 | NG | ST | 8 | 6.5 | 0 | 40 | 0.0016671 | 108976.6657 | 23994.4253 | 92.8545 |  | Electric Utility | Y | SB |  | Steam unit (PRMVR=ST) under 25MW/250 MMBtu/hr
EXCLUDE | MN | Willmar | 2022 | WTG3 | WND | WT | 2 | 2 | 0 | 3435 |  |  | 3435 | 0 |  | Electric Utility | N | OP |  | Non Combustion (NUC, WAT, WND, GEO, or SUN)
EXCLUDE | MN | Willmar | 2022 | WTG4 | WND | WT | 2 | 2 | 0 | 3435 |  |  | 3435 | 0 |  | Electric Utility | N | OP |  | Non Combustion (NUC, WAT, WND, GEO, or SUN)
EXCLUDE | MN | Willmar Municipal East Substation | 57034 | E04 | DFO | IC | 2 | 2 | 0 | 0 |  |  | 0 | 0 |  | Electric Utility | N | OP |  | Internal Combustion (PRMVR=IC)
EXCLUDE | MN | Willmar Municipal East Substation | 57034 | E05 | DFO | IC | 2 | 2 | 0 | 0 |  |  | 0 | 0 |  | Electric Utility | N | OP |  | Internal Combustion (PRMVR=IC)
EXCLUDE | MN | Willmar Municipal East Substation | 57034 | E06 | DFO | IC | 2 | 2 | 0 | 0 |  |  | 0 | 0 |  | Electric Utility | N | OP |  | Internal Combustion (PRMVR=IC)
EXCLUDE | MN | Willmar Municipal SW Substation | 57035 | SW01 | DFO | IC | 2 | 2 | 0 | 0 |  |  | 0 | 0 |  | Electric Utility | N | OP |  | Internal Combustion (PRMVR=IC)
EXCLUDE | MN | Willmar Municipal SW Substation | 57035 | SW02 | DFO | IC | 2 | 2 | 0 | 0 |  |  | 0 | 0 |  | Electric Utility | N | OP |  | Internal Combustion (PRMVR=IC)
EXCLUDE | MN | Willmar Municipal SW Substation | 57035 | SW03 | DFO | IC | 2 | 2 | 0 | 0 |  |  | 0 | 0 |  | Electric Utility | N | OP |  | Internal Combustion (PRMVR=IC)
EXCLUDE | MN | Wilmarth | 1934 | 1 | MSB | ST | 12.5 | 9 | 0 | 51913 |  |  | 51913 | 103915.7755 |  | Electric Utility | N | OP |  | Non Fossil fuel type
EXCLUDE | MN | Wilmarth | 1934 | 2 | MSB | ST | 12.5 | 9 | 0 | 52674 |  |  | 52674 | 103915.7755 |  | Electric Utility | N | OP |  | Non Fossil fuel type
EXCLUDE | MN | Wilmont Hills LLC | 55782 | WH01 | WND | WT | 1.5 | 1.5 | 0 | 5796 |  |  | 5796 | 0 |  | IPP Non-CHP | N | OP |  | Non Combustion (NUC, WAT, WND, GEO, or SUN)
EXCLUDE | MN | Windcurrent Farms LLC | 56205 | 1 | WND | WT | 2 | 2 | 0 | 6763 |  |  | 6763 | 0 |  | IPP Non-CHP | N | OP |  | Non Combustion (NUC, WAT, WND, GEO, or SUN)
EXCLUDE | MN | Windom | 2023 | CAT2 | DFO | IC | 1.8 | 1.7 | 0 | 0 |  |  | 0 | 0 |  | Electric Utility | N | OP |  | Internal Combustion (PRMVR=IC)
EXCLUDE | MN | Windom | 2023 | CAT3 | DFO | IC | 1.8 | 1.7 | 0 | 0 |  |  | 0 | 0 |  | Electric Utility | N | OP |  | Internal Combustion (PRMVR=IC)
EXCLUDE | MN | Windom | 2023 | CAT4 | DFO | IC | 1.8 | 1.7 | 0 | 0 |  |  | 0 | 0 |  | Electric Utility | N | OP |  | Internal Combustion (PRMVR=IC)
EXCLUDE | MN | Windom | 2023 | GT1 | DFO | GT | 3 | 2.5 | 0 | 5 |  |  | 5 | 6.7664 |  | Electric Utility | N | OP |  | Simple Cycle Turbine (PRMVR=GT or OT) unit under 25MW
EXCLUDE | MN | Windom Wind Project | 56544 | 1 | WND | WT | 15.6 | 15.6 | 0 | 43048 |  |  | 43048 | 0 |  | IPP Non-CHP | N | OP |  | Non Combustion (NUC, WAT, WND, GEO, or SUN)
EXCLUDE | MN | Windy Dog I LLC | 56579 | 1 | WND | WT | 1.3 | 1.3 | 0 | 2830 |  |  | 2830 | 0 |  | IPP Non-CHP | N | OP |  | Non Combustion (NUC, WAT, WND, GEO, or SUN)
EXCLUDE | MN | Winona County Wind LLC | 57547 | WCW | WND | WT | 1.5 | 1.5 | 0 | 1356 |  |  | 1356 | 0 |  | IPP Non-CHP | N | OP |  | Non Combustion (NUC, WAT, WND, GEO, or SUN)
EXCLUDE | MN | Winters Spawn LLC | 55567 | WS30 | WND | WT | 1.9 | 1.9 | 0 | 5310 |  |  | 5310 | 0 |  | IPP Non-CHP | N | OP |  | Non Combustion (NUC, WAT, WND, GEO, or SUN)
EXCLUDE | MN | Winton | 1902 | 2 | WAT | HY | 2 | 2.1 | 0 | 6433 |  |  | 6433 | 0 |  | Electric Utility | N | OP |  | Non Combustion (NUC, WAT, WND, GEO, or SUN)
EXCLUDE | MN | Winton | 1902 | 3 | WAT | HY | 2 | 2.2 | 0 | 6433 |  |  | 6433 | 0 |  | Electric Utility | N | OP |  | Non Combustion (NUC, WAT, WND, GEO, or SUN)
EXCLUDE | MN | Wolf Wind Enterprises LLC | 56589 | 1 | WND | WT | 1.3 | 1.3 | 0 | 3663 |  |  | 3663 | 0 |  | IPP Non-CHP | N | OP |  | Non Combustion (NUC, WAT, WND, GEO, or SUN)
EXCLUDE | MN | Woodlake Sanitary Services | 54938 | UNT1 | LFG | IC | 1.6 | 1.5 | 0 | 0 |  |  | 0 | 0 |  | IPP Non-CHP | N | RE | 2006 | Internal Combustion (PRMVR=IC)
EXCLUDE | MN | Woodlake Sanitary Services | 54938 | UNT2 | LFG | IC | 1.6 | 1.5 | 0 | 0 |  |  | 0 | 0 |  | IPP Non-CHP | N | RE | 2006 | Internal Combustion (PRMVR=IC)
EXCLUDE | MN | Woodlake Sanitary Services | 54938 | UNT3 | LFG | IC | 1.6 | 1.5 | 0 | 0 |  |  | 0 | 0 |  | IPP Non-CHP | N | RE | 2006 | Internal Combustion (PRMVR=IC)
EXCLUDE | MN | Woodstock Windfarm | 55342 | WIND | WND | WT | 10.2 | 10.2 | 0 | 21951 |  |  | 21951 | 0 |  | IPP Non-CHP | N | OP |  | Non Combustion (NUC, WAT, WND, GEO, or SUN)
EXCLUDE | MN | Worthington | 2024 | 1 | DFO | IC | 2 | 2 | 0 | 0 |  |  | 0 | 0 |  | Electric Utility | N | OP |  | Internal Combustion (PRMVR=IC)
EXCLUDE | MN | Worthington | 2024 | 2 | DFO | IC | 2 | 2 | 0 | 0 |  |  | 0 | 0 |  | Electric Utility | N | OP |  | Internal Combustion (PRMVR=IC)
EXCLUDE | MN | Worthington | 2024 | 3 | DFO | IC | 2 | 2 | 0 | 0 |  |  | 0 | 0 |  | Electric Utility | N | OP |  | Internal Combustion (PRMVR=IC)
EXCLUDE | MN | Worthington | 2024 | 4 | DFO | IC | 2 | 2 | 0 | 0 |  |  | 0 | 0 |  | Electric Utility | N | OP |  | Internal Combustion (PRMVR=IC)
EXCLUDE | MN | Worthington | 2024 | 5 | DFO | IC | 2 | 2 | 0 | 0 |  |  | 0 | 0 |  | Electric Utility | N | OP |  | Internal Combustion (PRMVR=IC)
EXCLUDE | MN | Worthington | 2024 | 6 | DFO | IC | 2 | 2 | 0 | 0 |  |  | 0 | 0 |  | Electric Utility | N | OP |  | Internal Combustion (PRMVR=IC)
EXCLUDE | MN | Worthington | 2024 | 7 | DFO | IC | 2 | 2 | 0 | 0 |  |  | 0 | 0 |  | Electric Utility | N | OP |  | Internal Combustion (PRMVR=IC)
EXCLUDE | MN | Worthington | 2024 | 8 | WND | WT | 0.9 | 0.9 | 0 | 0 |  |  | 0 | 0 |  | Electric Utility | N | OP |  | Non Combustion (NUC, WAT, WND, GEO, or SUN)
EXCLUDE | MN | Worthington | 2024 | 9 | WND | WT | 0.9 | 0.9 | 0 | 0 |  |  | 0 | 0 |  | Electric Utility | N | OP |  | Non Combustion (NUC, WAT, WND, GEO, or SUN)
EXCLUDE | MN | Worthington | 2024 | 10 | WND | WT | 0.9 | 0.9 | 0 | 0 |  |  | 0 | 0 |  | Electric Utility | N | OP |  | Non Combustion (NUC, WAT, WND, GEO, or SUN)
EXCLUDE | MN | Worthington | 2024 | 11 | WND | WT | 0.9 | 0.9 | 0 | 0 |  |  | 0 | 0 |  | Electric Utility | N | OP |  | Non Combustion (NUC, WAT, WND, GEO, or SUN)
EXCLUDE | MN | Worthington | 2024 | 12 | WND | WT | 1 | 1 | 0 | 0 |  |  | 0 | 0 |  | Electric Utility | N | OP |  | Non Combustion (NUC, WAT, WND, GEO, or SUN)
EXCLUDE | MN | Worthington | 2024 | 13 | WND | WT | 1 | 1 | 0 | 0 |  |  | 0 | 0 |  | Electric Utility | N | OP |  | Non Combustion (NUC, WAT, WND, GEO, or SUN)
EXCLUDE | MO | Albany | 2113 | 1 | DFO | IC | 2.1 | 2.1 | 0 | 0 |  |  | 0 | 0 |  | Electric Utility | N | OP |  | Internal Combustion (PRMVR=IC)
EXCLUDE | MO | Albany | 2113 | 2 | DFO | IC | 1 | 1 | 0 | 0 |  |  | 0 | 0 |  | Electric Utility | N | OP |  | Internal Combustion (PRMVR=IC)
EXCLUDE | MO | Albany | 2113 | 3 | DFO | IC | 0.7 | 0.6 | 0 | 0 |  |  | 0 | 0 |  | Electric Utility | N | OS |  | Internal Combustion (PRMVR=IC)
EXCLUDE | MO | Albany | 2113 | IC5 | DFO | IC | 1.2 | 1.2 | 0 | 0 |  |  | 0 | 0 |  | Electric Utility | N | OP |  | Internal Combustion (PRMVR=IC)
EXCLUDE | MO | Albany | 2113 | IC6 | DFO | IC | 1.2 | 1.2 | 0 | 0 |  |  | 0 | 0 |  | Electric Utility | N | OP |  | Internal Combustion (PRMVR=IC)
EXCLUDE | MO | AMERESCO Jefferson City | 56896 | 1 | LFG | IC | 1 | 0.9 | 0 | 0 |  |  | 0 | 0 |  | IPP Non-CHP | N | OP |  | Internal Combustion (PRMVR=IC)
EXCLUDE | MO | AMERESCO Jefferson City | 56896 | 2 | LFG | IC | 1 | 0.9 | 0 | 0 |  |  | 0 | 0 |  | IPP Non-CHP | N | OP |  | Internal Combustion (PRMVR=IC)
EXCLUDE | MO | AMERESCO Jefferson City | 56896 | 3 | LFG | IC | 1 | 0.9 | 0 | 0 |  |  | 0 | 0 |  | IPP Non-CHP | N | OP |  | Internal Combustion (PRMVR=IC)
EXCLUDE | MO | Anheuser-Busch St Louis | 10430 | GEN1 | BIT | ST | 11 | 11 | 0 | 4463.475 | 0.31658 | 43835.8154 | 14099.132 | 100695.4039 |  | Industrial CHP | Y | OP |  | Steam unit (PRMVR=ST) under 25MW/250 MMBtu/hr
EXCLUDE | MO | Anheuser-Busch St Louis | 10430 | GEN3 | BIT | ST | 11 | 11 | 0 | 2874.178 | 0.31658 | 28227.3198 | 9078.8937 | 13621.1304 |  | Industrial CHP | Y | OP |  | Steam unit (PRMVR=ST) under 25MW/250 MMBtu/hr
EXCLUDE | MO | Anheuser-Busch St Louis | 10430 | GEN4 | BIT | ST | 4.1 | 4.1 | 0 | 43077.139 | 0.31658 | 423060.8471 | 136071.1705 | 204148.5702 |  | Industrial CHP | Y | OP |  | Steam unit (PRMVR=ST) under 25MW/250 MMBtu/hr
COALST | MO | Asbury | 2076 | 1 | SUB | ST | 212.8 | 189 | 1956.375 | 1061949 |  |  | 1061949 | 1304134.7784 |  | Electric Utility | N | OP
EXCLUDE | MO | Asbury | 2076 | 2 | SUB | ST | 18.7 | 18 | 201.625 | 109445 |  |  | 109445 | 134404.7886 |  | Electric Utility | N | OP | 2014 | Steam unit (PRMVR=ST) under 25MW/250 MMBtu/hr
EXCLUDE | MO | Ashland Inc | 10207 | GEN1 | BIT | ST | 8.6 | 8.6 | 0 | 11139.48 | 0.21523 | 184774.877 | 51755.2941 | 45232.5744 |  | Industrial CHP | Y | RE | 2011 | Steam unit (PRMVR=ST) under 25MW/250 MMBtu/hr
EXCLUDE | MO | Ashland Inc | 10207 | GEN2 | BIT | ST | 8.6 | 8.6 | 0 | 9410.94 | 0.18184 | 192638.5817 | 51755.2941 | 45232.5744 |  | Industrial CHP | Y | RE | 2011 | Steam unit (PRMVR=ST) under 25MW/250 MMBtu/hr
SSTLOGN | MO | Audrain Generating Station | 55234 | GT1 | NG | GT | 101.8 | 75 | 971 | 12219.75 |  |  | 12219.75 | 11339.901 |  | Electric Utility | N | OP
SSTLOGN | MO | Audrain Generating Station | 55234 | GT2 | NG | GT | 101.8 | 75 | 971 | 12219.75 |  |  | 12219.75 | 11208.885 |  | Electric Utility | N | OP
SSTLOGN | MO | Audrain Generating Station | 55234 | GT3 | NG | GT | 101.8 | 75 | 971 | 12219.75 |  |  | 12219.75 | 10231.065 |  | Electric Utility | N | OP
SSTLOGN | MO | Audrain Generating Station | 55234 | GT4 | NG | GT | 101.8 | 75 | 971 | 12219.75 |  |  | 12219.75 | 9799.954 |  | Electric Utility | N | OP
SSTLOGN | MO | Audrain Generating Station | 55234 | GT5 | NG | GT | 101.8 | 75 | 971 | 12219.75 |  |  | 12219.75 | 7547.141 |  | Electric Utility | N | OP
SSTLOGN | MO | Audrain Generating Station | 55234 | GT6 | NG | GT | 101.8 | 75 | 971 | 12219.75 |  |  | 12219.75 | 6835.899 |  | Electric Utility | N | OP
SSTLOGN | MO | Audrain Generating Station | 55234 | GT7 | NG | GT | 101.8 | 75 | 971 | 12219.75 |  |  | 12219.75 | 6652.456 |  | Electric Utility | N | OP
SSTLOGN | MO | Audrain Generating Station | 55234 | GT8 | NG | GT | 101.8 | 75 | 971 | 12219.75 |  |  | 12219.75 | 6651.19 |  | Electric Utility | N | OP
EXCLUDE | MO | Bethany | 2114 | 2 | DFO | IC | 0.8 | 0.8 | 0 | 0 |  |  | 0 | 0 |  | Electric Utility | N | RE | 2008 | Internal Combustion (PRMVR=IC)
EXCLUDE | MO | Bethany | 2114 | 4 | DFO | IC | 1.8 | 1.4 | 0 | 0 |  |  | 0 | 0 |  | Electric Utility | N | OP |  | Internal Combustion (PRMVR=IC)
EXCLUDE | MO | Bethany | 2114 | 5 | DFO | IC | 1.8 | 1.7 | 0 | 0 |  |  | 0 | 0 |  | Electric Utility | N | OP |  | Internal Combustion (PRMVR=IC)
EXCLUDE | MO | Bethany | 2114 | 6 | DFO | IC | 0.9 | 0.9 | 0 | 0 |  |  | 0 | 0 |  | Electric Utility | N | OP |  | Internal Combustion (PRMVR=IC)
EXCLUDE | MO | Bethany | 2114 | 7 | DFO | IC | 1.1 | 1 | 0 | 0 |  |  | 0 | 0 |  | Electric Utility | N | OP |  | Internal Combustion (PRMVR=IC)
EXCLUDE | MO | Bethany | 2114 | 8 | DFO | IC | 1.6 | 1 | 0 | 0 |  |  | 0 | 0 |  | Electric Utility | N | RE | 2006 | Internal Combustion (PRMVR=IC)
EXCLUDE | MO | Bethany II | 7944 | 9 | DFO | IC | 1.6 | 1.2 | 0 | 0 |  |  | 0 | 0 |  | Electric Utility | N | OP |  | Internal Combustion (PRMVR=IC)
COALST | MO | Blue Valley | 2132 | 2 | BIT | ST | 25 | 21 | 145.1855 | 36815 |  |  | 36815 | 27632.557 |  | Electric Utility | N | OP
COALST | MO | Blue Valley | 2132 | 3 | BIT | ST | 65 | 51 | 250.1378 | 63428 |  |  | 63428 | 47607.7096 |  | Electric Utility | N | OP
SSTLOGN | MO | Blue Valley | 2132 | GT1 | NG | GT | 61 | 50 | 0 | 0 |  |  | 0 | 0 |  | Electric Utility | N | OS
COALST | MO | Blue Valley | 2132 | ST1 | BIT | ST | 25 | 21 | 144.6767 | 36686 |  |  | 36686 | 27535.7324 |  | Electric Utility | N | OP
EXCLUDE | MO | Butler | 2115 | 3 | DFO | IC | 0.8 | 0.6 | 0 | 0 |  |  | 0 | 0 |  | Electric Utility | N | OP |  | Internal Combustion (PRMVR=IC)
EXCLUDE | MO | Butler | 2115 | 4 | DFO | IC | 1.4 | 1 | 0 | 0 |  |  | 0 | 0 |  | Electric Utility | N | OP |  | Internal Combustion (PRMVR=IC)
EXCLUDE | MO | Butler | 2115 | 5 | DFO | IC | 1.4 | 1 | 0 | 0 |  |  | 0 | 0 |  | Electric Utility | N | OP |  | Internal Combustion (PRMVR=IC)
EXCLUDE | MO | Butler | 2115 | IC6 | DFO | IC | 1.5 | 1 | 0 | 0 |  |  | 0 | 0 |  | Electric Utility | N | OP |  | Internal Combustion (PRMVR=IC)
EXCLUDE | MO | Butler | 2115 | NG1 | DFO | IC | 2 | 1.8 | 0 | 0 |  |  | 0 | 0 |  | Electric Utility | N | OP |  | Internal Combustion (PRMVR=IC)
EXCLUDE | MO | Butler | 2115 | NG2 | DFO | IC | 2 | 1.8 | 0 | 0 |  |  | 0 | 0 |  | Electric Utility | N | OP |  | Internal Combustion (PRMVR=IC)
EXCLUDE | MO | Butler | 2115 | SG1 | DFO | IC | 2 | 1.8 | 0 | 0 |  |  | 0 | 0 |  | Electric Utility | N | OP |  | Internal Combustion (PRMVR=IC)
EXCLUDE | MO | Butler | 2115 | SG2 | DFO | IC | 2 | 1.8 | 0 | 0 |  |  | 0 | 0 |  | Electric Utility | N | OP |  | Internal Combustion (PRMVR=IC)
EXCLUDE | MO | Callaway | 6153 | 1 | NUC | ST | 1235.8 | 1190 | 0 | 9371323 |  |  | 9371323 | 0 |  | Electric Utility | N | OP |  | Non Combustion (NUC, WAT, WND, GEO, or SUN)
EXCLUDE | MO | Carrollton | 2120 | 1 | DFO | IC | 0.3 | 0.3 | 0 | 0 |  |  | 0 | 0 |  | Electric Utility | N | RE | 1950 | Internal Combustion (PRMVR=IC)
EXCLUDE | MO | Carrollton | 2120 | 2 | DFO | IC | 0.3 | 0.3 | 0 | 0 |  |  | 0 | 0 |  | Electric Utility | N | RE | 1950 | Internal Combustion (PRMVR=IC)
EXCLUDE | MO | Carrollton | 2120 | 3 | NG | IC | 1.8 | 1.8 | 0 | 0 |  |  | 0 | 0 |  | Electric Utility | N | OP |  | Internal Combustion (PRMVR=IC)
EXCLUDE | MO | Carrollton | 2120 | 4 | NG | IC | 0.8 | 0.7 | 0 | 0 |  |  | 0 | 0 |  | Electric Utility | N | RE | 2005 | Internal Combustion (PRMVR=IC)
EXCLUDE | MO | Carrollton | 2120 | 5 | NG | IC | 0.9 | 0.8 | 0 | 0 |  |  | 0 | 0 |  | Electric Utility | N | RE | 2005 | Internal Combustion (PRMVR=IC)
EXCLUDE | MO | Carrollton | 2120 | 6 | NG | IC | 1.1 | 1 | 0 | 0 |  |  | 0 | 0 |  | Electric Utility | N | RE | 2005 | Internal Combustion (PRMVR=IC)
EXCLUDE | MO | Carrollton | 2120 | 7 | NG | IC | 2.5 | 2.5 | 0 | 0 |  |  | 0 | 0 |  | Electric Utility | N | OP |  | Internal Combustion (PRMVR=IC)
EXCLUDE | MO | Carrollton | 2120 | 8 | NG | IC | 4.1 | 3.7 | 0 | 0 |  |  | 0 | 0 |  | Electric Utility | N | OP |  | Internal Combustion (PRMVR=IC)
EXCLUDE | MO | Carrollton | 2120 | 9 | NG | IC | 4.1 | 3.7 | 0 | 0 |  |  | 0 | 0 |  | Electric Utility | N | OP |  | Internal Combustion (PRMVR=IC)
EXCLUDE | MO | Carrollton | 2120 | 10 | NG | IC | 6.1 | 6 | 0 | 0 |  |  | 0 | 0 |  | Electric Utility | N | OP |  | Internal Combustion (PRMVR=IC)
EXCLUDE | MO | Carrollton | 2120 | 11 | DFO | IC | 2 | 1.8 | 0 | 0 |  |  | 0 | 0 |  | Electric Utility | N | OP |  | Internal Combustion (PRMVR=IC)
EXCLUDE | MO | Carthage | 2121 | 6 | NG | IC | 2.5 | 2 | 0 | 0 |  |  | 0 | 0 |  | Electric Utility | N | OP |  | Internal Combustion (PRMVR=IC)
EXCLUDE | MO | Carthage | 2121 | 7 | NG | IC | 3 | 2.2 | 0 | 0 |  |  | 0 | 0 |  | Electric Utility | N | OP |  | Internal Combustion (PRMVR=IC)
EXCLUDE | MO | Carthage | 2121 | 8 | NG | IC | 3.3 | 2.5 | 0 | 0 |  |  | 0 | 0 |  | Electric Utility | N | OP |  | Internal Combustion (PRMVR=IC)
EXCLUDE | MO | Carthage | 2121 | 9 | NG | IC | 5 | 4 | 0 | 0 |  |  | 0 | 0 |  | Electric Utility | N | OP |  | Internal Combustion (PRMVR=IC)
EXCLUDE | MO | Carthage | 2121 | 10 | NG | IC | 7 | 6 | 0 | 0 |  |  | 0 | 0 |  | Electric Utility | N | OP |  | Internal Combustion (PRMVR=IC)
EXCLUDE | MO | Carthage | 2121 | 11 | NG | IC | 4.5 | 4 | 0 | 0 |  |  | 0 | 0 |  | Electric Utility | N | OP |  | Internal Combustion (PRMVR=IC)
EXCLUDE | MO | Carthage | 2121 | 12 | NG | IC | 4.5 | 4 | 0 | 0 |  |  | 0 | 0 |  | Electric Utility | N | OP |  | Internal Combustion (PRMVR=IC)
EXCLUDE | MO | Carthage | 2121 | 13 | NG | IC | 6 | 5.5 | 0 | 0 |  |  | 0 | 0 |  | Electric Utility | N | OP |  | Internal Combustion (PRMVR=IC)
EXCLUDE | MO | Carthage | 2121 | 14 | NG | IC | 6 | 5.5 | 0 | 0 |  |  | 0 | 0 |  | Electric Utility | N | OP |  | Internal Combustion (PRMVR=IC)
EXCLUDE | MO | Chamois | 2169 | 1 | BIT | ST | 15 | 16 | 0 | 51535 |  |  | 51535 | 68484.0576 |  | Electric Utility | N | OP |  | Steam unit (PRMVR=ST) under 25MW/250 MMBtu/hr
COALST | MO | Chamois | 2169 | 2 | SUB | ST | 44 | 47 | 673 | 372795 |  |  | 372795 | 437165.732 |  | Electric Utility | N | OP
EXCLUDE | MO | Chillicothe | 2122 | 5 | BIT | ST | 5 | 5 | 0 | 0 |  |  | 0 | 0 |  | Electric Utility | N | RE | 2004 | Steam unit (PRMVR=ST) under 25MW/250 MMBtu/hr
EXCLUDE | MO | Chillicothe | 2122 | 6 | BIT | ST | 6 | 6 | 0 | 0 |  |  | 0 | 0 |  | Electric Utility | N | RE | 2004 | Steam unit (PRMVR=ST) under 25MW/250 MMBtu/hr
EXCLUDE | MO | Chillicothe | 2122 | 4A | BIT | ST | 2.5 | 2.5 | 0 | 0 |  |  | 0 | 0 |  | Electric Utility | N | RE | 2004 | Steam unit (PRMVR=ST) under 25MW/250 MMBtu/hr
EXCLUDE | MO | Chillicothe | 2122 | D1 | DFO | IC | 2 | 2 | 0 | 0 |  |  | 0 | 0 |  | Electric Utility | N | OP |  | Internal Combustion (PRMVR=IC)
EXCLUDE | MO | Chillicothe | 2122 | D2 | DFO | IC | 2 | 2 | 0 | 0 |  |  | 0 | 0 |  | Electric Utility | N | OP |  | Internal Combustion (PRMVR=IC)
EXCLUDE | MO | Chillicothe | 2122 | D3 | DFO | IC | 2 | 2 | 0 | 0 |  |  | 0 | 0 |  | Electric Utility | N | OP |  | Internal Combustion (PRMVR=IC)
EXCLUDE | MO | Chillicothe | 2122 | D4 | DFO | IC | 2 | 2 | 0 | 0 |  |  | 0 | 0 |  | Electric Utility | N | OP |  | Internal Combustion (PRMVR=IC)
EXCLUDE | MO | Chillicothe | 2122 | D5 | DFO | IC | 2 | 2 | 0 | 0 |  |  | 0 | 0 |  | Electric Utility | N | OP |  | Internal Combustion (PRMVR=IC)
SSTLOGN | MO | Chillicothe | 2122 | GT1 | NG | GT | 40 | 40 | 594 | 163.5 |  |  | 163.5 | 186.6524 |  | Electric Utility | N | OP
SSTLOGN | MO | Chillicothe | 2122 | GT2 | NG | GT | 40 | 40 | 594 | 163.5 |  |  | 163.5 | 144.9761 |  | Electric Utility | N | OP
EXCLUDE | MO | Clarence Cannon | 6140 | 1 | WAT | HY | 27 | 27 | 0 | 31206 |  |  | 31206 | 0 |  | Electric Utility | N | OP |  | Non Combustion (NUC, WAT, WND, GEO, or SUN)
EXCLUDE | MO | Clarence Cannon | 6140 | 2 | WAT | PS | 31 | 31 | 0 | 34349 |  |  | 34349 | 0 |  | Electric Utility | N | OP |  | Non Combustion (NUC, WAT, WND, GEO, or SUN)
EXCLUDE | MO | Coleman | 2158 | IC1 | DFO | IC | 2 | 2 | 0 | 0 |  |  | 0 | 0 |  | Electric Utility | N | OP |  | Internal Combustion (PRMVR=IC)
EXCLUDE | MO | Coleman | 2158 | IC2 | DFO | IC | 2.3 | 2.3 | 0 | 0 |  |  | 0 | 0 |  | Electric Utility | N | OP |  | Internal Combustion (PRMVR=IC)
EXCLUDE | MO | Columbia | 2123 | 5 | BIT | ST | 16.5 | 16.5 | 182.4859 | 12900 |  |  | 12900 | 19905.3761 |  | Electric Utility | N | OP |  | Steam unit (PRMVR=ST) under 25MW/250 MMBtu/hr
EXCLUDE | MO | Columbia | 2123 | 6 | NG | GT | 12.5 | 12.5 | 4.9795 | 352 |  |  | 352 | 543.1544 |  | Electric Utility | N | OP |  | Simple Cycle Turbine (PRMVR=GT or OT) unit under 25MW
EXCLUDE | MO | Columbia | 2123 | 7 | BIT | ST | 22 | 22 | 649.3384 | 45902 |  |  | 45902 | 70829.1918 |  | Electric Utility | N | OP |  | Steam unit (PRMVR=ST) under 25MW/250 MMBtu/hr
COALST | MO | Columbia | 2123 | 8 | BIT | ST | 35 | 35 | 258.1963 | 18252 |  |  | 18252 | 28163.7926 |  | Electric Utility | N | OP
EXCLUDE | MO | Columbia | 2123 | DAN1 | DFO | IC | 2 | 2 | 0 | 0 |  |  | 0 | 0 |  | Electric Utility | N | OP |  | Internal Combustion (PRMVR=IC)
EXCLUDE | MO | Columbia | 2123 | LF1 | LFG | IC | 1 | 1 | 0 | 0 |  |  | 0 | 0 |  | Electric Utility | N | OP |  | Internal Combustion (PRMVR=IC)
EXCLUDE | MO | Columbia | 2123 | LF2 | LFG | IC | 1 | 1 | 0 | 0 |  |  | 0 | 0 |  | Electric Utility | N | OP |  | Internal Combustion (PRMVR=IC)
EXCLUDE | MO | Columbia | 2123 | MBS1 | DFO | IC | 1 | 1 | 0 | 0 |  |  | 0 | 0 |  | Electric Utility | N | OP |  | Internal Combustion (PRMVR=IC)
EXCLUDE | MO | Columbia | 2123 | MBS2 | DFO | IC | 1 | 1 | 0 | 0 |  |  | 0 | 0 |  | Electric Utility | N | OP |  | Internal Combustion (PRMVR=IC)
EXCLUDE | MO | Columbia | 2123 | SF1 | DFO | IC | 1 | 1 | 0 | 0 |  |  | 0 | 0 |  | Electric Utility | N | OP |  | Internal Combustion (PRMVR=IC)
EXCLUDE | MO | Columbia | 2123 | SF2 | DFO | IC | 1 | 1 | 0 | 0 |  |  | 0 | 0 |  | Electric Utility | N | OP |  | Internal Combustion (PRMVR=IC)
EXCLUDE | MO | Columbia | 2123 | SH1 | DFO | IC | 1.3 | 1.3 | 0 | 0 |  |  | 0 | 0 |  | Electric Utility | N | OP |  | Internal Combustion (PRMVR=IC)
EXCLUDE | MO | Columbia | 2123 | SH2 | DFO | IC | 1.3 | 1.3 | 0 | 0 |  |  | 0 | 0 |  | Electric Utility | N | OP |  | Internal Combustion (PRMVR=IC)
EXCLUDE | MO | Columbia | 2123 | WTP1 | DFO | IC | 2 | 2 | 0 | 0 |  |  | 0 | 0 |  | Electric Utility | N | OP |  | Internal Combustion (PRMVR=IC)
EXCLUDE | MO | Columbia | 2123 | WTP2 | DFO | IC | 2 | 2 | 0 | 0 |  |  | 0 | 0 |  | Electric Utility | N | OP |  | Internal Combustion (PRMVR=IC)
SSTLOGN | MO | Columbia Energy Center | 55447 | CT01 | NG | GT | 40.7 | 35 | 545 | 979.25 |  |  | 979.25 | 999.653 |  | Electric Utility | N | OP
SSTLOGN | MO | Columbia Energy Center | 55447 | CT02 | NG | GT | 40.7 | 35 | 545 | 979.25 |  |  | 979.25 | 323.3 |  | Electric Utility | N | OP
SSTLOGN | MO | Columbia Energy Center | 55447 | CT03 | NG | GT | 40.7 | 35 | 545 | 979.25 |  |  | 979.25 | 947.413 |  | Electric Utility | N | OP
SSTLOGN | MO | Columbia Energy Center | 55447 | CT04 | NG | GT | 40.7 | 35 | 545 | 979.25 |  |  | 979.25 | 1209.883 |  | Electric Utility | N | OP
EXCLUDE | MO | Cow Branch Wind Power LLC | 56536 | 1 | WND | WT | 50.4 | 50.4 | 0 | 124641 |  |  | 124641 | 0 |  | IPP Non-CHP | N | OP |  | Non Combustion (NUC, WAT, WND, GEO, or SUN)
EXCLUDE | MO | CR Clearing LLC | 56537 | 1 | WND | WT | 50.4 | 50.4 | 0 | 127085 |  |  | 127085 | 0 |  | IPP Non-CHP | N | OP |  | Non Combustion (NUC, WAT, WND, GEO, or SUN)
NGCC | MO | Dogwood Energy Facility | 55178 | CT-1 | NG | CC | 206 | 191.8 | 2600 | 242469.9114 |  |  | 242469.9114 | 108063.5074 |  | Electric Utility/IPP Non-CHP | N | OP
NGCC | MO | Dogwood Energy Facility | 55178 | CT-2 | NG | CC | 206 | 174.4 | 2600 | 242469.9114 |  |  | 242469.9114 | 108063.5074 |  | Electric Utility/IPP Non-CHP | N | OP
NGCC | MO | Dogwood Energy Facility | 55178 | ST-1 | NG | CC | 265 | 248.1 | 2600 | 311915.1773 |  |  | 311915.1773 | 139013.7352 |  | Electric Utility/IPP Non-CHP | N | OP
EXCLUDE | MO | Elm Street Substation Generators | 56597 | EP01 | DFO | IC | 2 | 1.3 | 0 | 0 |  |  | 0 | 0 |  | Electric Utility | N | SB |  | Internal Combustion (PRMVR=IC)
EXCLUDE | MO | Elm Street Substation Generators | 56597 | EP02 | DFO | IC | 2 | 1.3 | 0 | 0 |  |  | 0 | 0 |  | Electric Utility | N | SB |  | Internal Combustion (PRMVR=IC)
EXCLUDE | MO | Elm Street Substation Generators | 56597 | EP03 | DFO | IC | 2 | 1.3 | 0 | 0 |  |  | 0 | 0 |  | Electric Utility | N | SB |  | Internal Combustion (PRMVR=IC)
EXCLUDE | MO | Elm Street Substation Generators | 56597 | EP04 | DFO | IC | 2 | 1.3 | 0 | 0 |  |  | 0 | 0 |  | Electric Utility | N | SB |  | Internal Combustion (PRMVR=IC)
SSTLOGN | MO | Empire Energy Center | 6223 | 1 | NG | GT | 129 | 82 | 1336.9 | 1111.711 |  |  | 1111.711 | 1038.389 |  | Electric Utility | N | OP
SSTLOGN | MO | Empire Energy Center | 6223 | 2 | NG | GT | 129 | 82 | 1352.6 | 4878.3963 |  |  | 4878.3963 | 4619.876 |  | Electric Utility | N | OP
SSTLOGN | MO | Empire Energy Center | 6223 | 3 | NG | GT | 60.5 | 49 | 626 | 9505.2045 |  |  | 9505.2045 | 21848.607 |  | Electric Utility | N | OP
SSTLOGN | MO | Empire Energy Center | 6223 | 4 | NG | GT | 60.5 | 49 | 628 | 9505.2045 |  |  | 9505.2045 | 18242.301 |  | Electric Utility | N | OP
SSTLOGN | MO | Essex | 7749 | 1 | NG | GT | 121.2 | 107.4 | 1400 | 7729 |  |  | 7729 | 5461.791 |  | Electric Utility | N | OP
EXCLUDE | MO | Essex | 7749 | 2 | NG | GT | 108 | 104 | 0 | 0 |  |  | 0 | 0 |  | Electric Utility | N | IP |  | Status of operation (IP,L,P,T,or U)
SSTLOGN | MO | Fairgrounds | 2082 | 1 | DFO | GT | 68.3 | 55 | 891 | 171.5184 |  |  | 171.5184 | 513.5424 |  | Electric Utility | N | OP
EXCLUDE | MO | Farmers City Wind LLC | 56767 | 1 | WND | WT | 146 | 146 | 0 | 323785 |  |  | 323785 | 0 |  | IPP Non-CHP | N | OP |  | Non Combustion (NUC, WAT, WND, GEO, or SUN)
EXCLUDE | MO | Fayette | 2125 | GT1 | DFO | IC | 3.5 | 3 | 0 | 0 |  |  | 0 | 0 |  | Electric Utility | N | OS |  | Internal Combustion (PRMVR=IC)
EXCLUDE | MO | Fayette | 2125 | GT2 | DFO | IC | 3.5 | 2.8 | 0 | 0 |  |  | 0 | 0 |  | Electric Utility | N | OS |  | Internal Combustion (PRMVR=IC)
EXCLUDE | MO | Fayette | 2125 | GT3 | DFO | IC | 2.8 | 2.4 | 0 | 0 |  |  | 0 | 0 |  | Electric Utility | N | OP |  | Internal Combustion (PRMVR=IC)
EXCLUDE | MO | Fayette | 2125 | GT4 | DFO | IC | 1.1 | 1 | 0 | 0 |  |  | 0 | 0 |  | Electric Utility | N | OP |  | Internal Combustion (PRMVR=IC)
EXCLUDE | MO | Fredericktown Energy Center | 57946 | UNIT1 | NG | GT | 13.8 | 12 | 0 | 0 |  |  | 0 | 0 |  | Electric Utility | N | U |  | Simple Cycle Turbine (PRMVR=GT or OT) unit under 25MW
EXCLUDE | MO | Fredericktown Energy Center | 57946 | UNIT2 | NG | GT | 13.8 | 12 | 0 | 0 |  |  | 0 | 0 |  | Electric Utility | N | U |  | Simple Cycle Turbine (PRMVR=GT or OT) unit under 25MW
EXCLUDE | MO | Fulton | 2126 | GT4 | NG | GT | 21.2 | 15 | 0 | 197 |  |  | 197 | 223.3728 |  | Electric Utility | N | OP |  | Simple Cycle Turbine (PRMVR=GT or OT) unit under 25MW
EXCLUDE | MO | Fulton | 2126 | IC1 | DFO | IC | 5 | 4.1 | 0 | 0 |  |  | 0 | 0 |  | Electric Utility | N | OP |  | Internal Combustion (PRMVR=IC)
EXCLUDE | MO | Fulton | 2126 | IC2 | DFO | IC | 5 | 4.1 | 0 | 0 |  |  | 0 | 0 |  | Electric Utility | N | OP |  | Internal Combustion (PRMVR=IC)
EXCLUDE | MO | Fulton | 2126 | IC3 | DFO | IC | 7 | 6.2 | 0 | 0 |  |  | 0 | 0 |  | Electric Utility | N | OP |  | Internal Combustion (PRMVR=IC)
EXCLUDE | MO | Gallatin | 2127 | 2A | DFO | IC | 1.1 | 1 | 0 | 0 |  |  | 0 | 0 |  | Electric Utility | N | OP |  | Internal Combustion (PRMVR=IC)
EXCLUDE | MO | Gallatin | 2127 | 3A | DFO | IC | 1.1 | 1 | 0 | 0 |  |  | 0 | 0 |  | Electric Utility | N | OP |  | Internal Combustion (PRMVR=IC)
EXCLUDE | MO | Gallatin | 2127 | IC4 | DFO | IC | 2.5 | 2.5 | 0 | 0 |  |  | 0 | 0 |  | Electric Utility | N | OP |  | Internal Combustion (PRMVR=IC)
EXCLUDE | MO | Gallatin | 2127 | IC6 | DFO | IC | 2.5 | 2.5 | 0 | 0 |  |  | 0 | 0 |  | Electric Utility | N | OP |  | Internal Combustion (PRMVR=IC)
EXCLUDE | MO | Gallatin #2 | 8017 | 7 | DFO | IC | 1.8 | 1.6 | 0 | 0 |  |  | 0 | 0 |  | Electric Utility | N | RE | 2003 | Internal Combustion (PRMVR=IC)
EXCLUDE | MO | Gallatin #2 | 8017 | 8 | DFO | IC | 1.8 | 1.6 | 0 | 0 |  |  | 0 | 0 |  | Electric Utility | N | RE | 2003 | Internal Combustion (PRMVR=IC)
EXCLUDE | MO | Grand Avenue | 2078 | 7 | NG | ST | 43 | 33 | 0 | 0 |  |  | 0 | 0 |  | Electric Utility | N | RE | 2003 | Retired in 2003
EXCLUDE | MO | Grand Avenue | 2078 | 9 | NG | ST | 40.2 | 32 | 0 | 0 |  |  | 0 | 0 |  | Electric Utility | N | RE | 2003 | Retired in 2003
SSTLOGN | MO | Greenwood | 6074 | 1 | NG | GT | 61 | 63.6 | 1010 | 3149.75 |  |  | 3149.75 | 4160.3848 |  | Electric Utility | N | OP
SSTLOGN | MO | Greenwood | 6074 | 2 | NG | GT | 61 | 63.4 | 1010 | 3149.75 |  |  | 3149.75 | 7765.5333 |  | Electric Utility | N | OP
SSTLOGN | MO | Greenwood | 6074 | 3 | NG | GT | 61 | 63.7 | 1010 | 3149.75 |  |  | 3149.75 | 3114.9641 |  | Electric Utility | N | OP
SSTLOGN | MO | Greenwood | 6074 | 4 | NG | GT | 61 | 62.2 | 1010 | 3149.75 |  |  | 3149.75 | 2060.4103 |  | Electric Utility | N | OP
EXCLUDE | MO | Harry Truman | 6141 | 1 | WAT | PS | 26.9 | 31 | 0 | 35229.3333 |  |  | 35229.3333 | 0 |  | Electric Utility | N | OP |  | Non Combustion (NUC, WAT, WND, GEO, or SUN)
EXCLUDE | MO | Harry Truman | 6141 | 2 | WAT | PS | 26.9 | 31 | 0 | 35229.3333 |  |  | 35229.3333 | 0 |  | Electric Utility | N | OP |  | Non Combustion (NUC, WAT, WND, GEO, or SUN)
EXCLUDE | MO | Harry Truman | 6141 | 3 | WAT | PS | 26.9 | 31 | 0 | 35229.3333 |  |  | 35229.3333 | 0 |  | Electric Utility | N | OP |  | Non Combustion (NUC, WAT, WND, GEO, or SUN)
EXCLUDE | MO | Harry Truman | 6141 | 4 | WAT | PS | 26.9 | 31 | 0 | 35229.3333 |  |  | 35229.3333 | 0 |  | Electric Utility | N | OP |  | Non Combustion (NUC, WAT, WND, GEO, or SUN)
EXCLUDE | MO | Harry Truman | 6141 | 5 | WAT | PS | 26.9 | 31 | 0 | 35229.3333 |  |  | 35229.3333 | 0 |  | Electric Utility | N | OP |  | Non Combustion (NUC, WAT, WND, GEO, or SUN)
EXCLUDE | MO | Harry Truman | 6141 | 6 | WAT | PS | 26.9 | 31 | 0 | 35229.3333 |  |  | 35229.3333 | 0 |  | Electric Utility | N | OP |  | Non Combustion (NUC, WAT, WND, GEO, or SUN)
COALST | MO | Hawthorn | 2079 | 5 | SUB | ST | 594.3 | 564 | 6600 | 3767948 |  |  | 3767948 | 4080984.634 |  | Electric Utility | N | OP
NGCC | MO | Hawthorn | 2079 | 6 | NG | CC | 176 | 136 | 2439 | 118083.9752 |  |  | 118083.9752 | 64184.7644 |  | Electric Utility | N | OP
SSTLOGN | MO | Hawthorn | 2079 | 7 | NG | GT | 77 | 76.5 | 925 | 804 |  |  | 804 | 361.345 |  | Electric Utility | N | OP
SSTLOGN | MO | Hawthorn | 2079 | 8 | NG | GT | 77 | 77.2 | 925 | 804 |  |  | 804 | 1531.864 |  | Electric Utility | N | OP
NGCC | MO | Hawthorn | 2079 | 9 | NG | CC | 146 | 96 | 2439 | 97956.0248 |  |  | 97956.0248 | 53244.1796 |  | Electric Utility | N | OP
EXCLUDE | MO | Higginsville | 2131 | 1 | DFO | IC | 0.8 | 0.6 | 0 | 0 |  |  | 0 | 0 |  | Electric Utility | N | OP |  | Internal Combustion (PRMVR=IC)
EXCLUDE | MO | Higginsville | 2131 | 2 | DFO | IC | 1.7 | 1 | 0 | 0 |  |  | 0 | 0 |  | Electric Utility | N | OP |  | Internal Combustion (PRMVR=IC)
EXCLUDE | MO | Higginsville | 2131 | 3 | DFO | IC | 2.4 | 2.4 | 0 | 0 |  |  | 0 | 0 |  | Electric Utility | N | OP |  | Internal Combustion (PRMVR=IC)
SSTLOGN | MO | Higginsville | 2131 | 4 | NG | GT | 40 | 37.5 | 566 | 253 |  |  | 253 | 224.5592 |  | Electric Utility | N | OP
EXCLUDE | MO | Higginsville | 2131 | 5 | DFO | IC | 1.2 | 1.2 | 0 | 0 |  |  | 0 | 0 |  | Electric Utility | N | OP |  | Internal Combustion (PRMVR=IC)
EXCLUDE | MO | Higginsville | 2131 | 6 | DFO | IC | 5.5 | 4.5 | 0 | 0 |  |  | 0 | 0 |  | Electric Utility | N | OP |  | Internal Combustion (PRMVR=IC)
SSTLOGN | MO | Holden | 7848 | 11 | NG | GT | 91.4 | 77.6 | 1515 | 13638.3333 |  |  | 13638.3333 | 11111.303 |  | Electric Utility | N | SB
SSTLOGN | MO | Holden | 7848 | 12 | NG | GT | 91.4 | 77.6 | 1515 | 13638.3333 |  |  | 13638.3333 | 10735.135 |  | Electric Utility | N | SB
SSTLOGN | MO | Holden | 7848 | 13 | NG | GT | 91.4 | 77.6 | 1516.2 | 13638.3333 |  |  | 13638.3333 | 8750.565 |  | Electric Utility | N | SB
SSTLOGN | MO | Howard Bend | 2102 | 1 | DFO | GT | 47.4 | 39 | 740 | 177 |  |  | 177 | 295.6003 |  | Electric Utility | N | OP
COALST | MO | Iatan | 6065 | 1 | SUB | ST | 726 | 704.7 | 7800 | 3588477 |  |  | 3588477 | 4056214.537 |  | Electric Utility | N | OP
COALST | MO | Iatan | 6065 | 2 | SUB | ST | 914 | 881.1 | 8100 | 5453468 |  |  | 5453468 | 5298517.107 |  | Electric Utility | N | OP
EXCLUDE | MO | Jackson | 2137 | 1 | DFO | IC | 1 | 0.9 | 0 | 0 |  |  | 0 | 0 |  | Electric Utility | N | RE | 2006 | Internal Combustion (PRMVR=IC)
EXCLUDE | MO | Jackson | 2137 | 2 | DFO | IC | 1 | 0.9 | 0 | 0 |  |  | 0 | 0 |  | Electric Utility | N | RE | 2006 | Internal Combustion (PRMVR=IC)
EXCLUDE | MO | Jackson | 2137 | 3 | DFO | IC | 1 | 1 | 0 | 0 |  |  | 0 | 0 |  | Electric Utility | N | OP |  | Internal Combustion (PRMVR=IC)
EXCLUDE | MO | Jackson | 2137 | 4 | DFO | IC | 1 | 1 | 0 | 0 |  |  | 0 | 0 |  | Electric Utility | N | OP |  | Internal Combustion (PRMVR=IC)
EXCLUDE | MO | Jackson | 2137 | 5 | DFO | IC | 0.7 | 0.6 | 0 | 0 |  |  | 0 | 0 |  | Electric Utility | N | OP |  | Internal Combustion (PRMVR=IC)
EXCLUDE | MO | Jackson | 2137 | 6 | DFO | IC | 1 | 1 | 0 | 0 |  |  | 0 | 0 |  | Electric Utility | N | OP |  | Internal Combustion (PRMVR=IC)
EXCLUDE | MO | Jackson | 2137 | 7 | DFO | IC | 6.8 | 6.5 | 0 | 0 |  |  | 0 | 0 |  | Electric Utility | N | OP |  | Internal Combustion (PRMVR=IC)
EXCLUDE | MO | Jackson | 2137 | 8 | DFO | IC | 6.8 | 6.5 | 0 | 0 |  |  | 0 | 0 |  | Electric Utility | N | OP |  | Internal Combustion (PRMVR=IC)
EXCLUDE | MO | Jackson | 2137 | 9 | DFO | IC | 3 | 2.7 | 0 | 0 |  |  | 0 | 0 |  | Electric Utility | N | OP |  | Internal Combustion (PRMVR=IC)
EXCLUDE | MO | Jackson | 2137 | 10 | DFO | IC | 2 | 2 | 0 | 0 |  |  | 0 | 0 |  | Electric Utility | N | OP |  | Internal Combustion (PRMVR=IC)
EXCLUDE | MO | Jackson | 2137 | 11 | DFO | IC | 2 | 2 | 0 | 0 |  |  | 0 | 0 |  | Electric Utility | N | OP |  | Internal Combustion (PRMVR=IC)
EXCLUDE | MO | Jackson | 2137 | 12 | DFO | IC | 2 | 2 | 0 | 0 |  |  | 0 | 0 |  | Electric Utility | N | OP |  | Internal Combustion (PRMVR=IC)
EXCLUDE | MO | Jackson Square | 2134 | 1 | DFO | GT | 18 | 15 | 0 | 32.5 |  |  | 32.5 | 82.0523 |  | Electric Utility | N | OP |  | Simple Cycle Turbine (PRMVR=GT or OT) unit under 25MW
EXCLUDE | MO | Jackson Square | 2134 | 2 | DFO | GT | 18 | 15 | 0 | 32.5 |  |  | 32.5 | 82.0523 |  | Electric Utility | N | OP |  | Simple Cycle Turbine (PRMVR=GT or OT) unit under 25MW
EXCLUDE | MO | James River Power Station | 2161 | 1 | SUB | ST | 22 | 21 | 0 | 75337 |  |  | 75337 | 93942.7631 |  | Electric Utility | N | OP |  | Steam unit (PRMVR=ST) under 25MW/250 MMBtu/hr
EXCLUDE | MO | James River Power Station | 2161 | 2 | SUB | ST | 22 | 21 | 0 | 59190 |  |  | 59190 | 73807.9848 |  | Electric Utility | N | OP |  | Steam unit (PRMVR=ST) under 25MW/250 MMBtu/hr
COALST | MO | James River Power Station | 2161 | 3 | SUB | ST | 44 | 41 | 573 | 162912 |  |  | 162912 | 212836.811 |  | Electric Utility | N | OP
COALST | MO | James River Power Station | 2161 | 4 | SUB | ST | 60 | 56 | 682 | 232030 |  |  | 232030 | 242545.129 |  | Electric Utility | N | OP
COALST | MO | James River Power Station | 2161 | 5 | SUB | ST | 105 | 97 | 1155 | 441861 |  |  | 441861 | 541411.607 |  | Electric Utility | N | OP
SSTLOGN | MO | James River Power Station | 2161 | GT1 | NG | GT | 96 | 75 | 1060 | 3790.4203 |  |  | 3790.4203 | 4470.311 |  | Electric Utility | N | OP
SSTLOGN | MO | James River Power Station | 2161 | GT2 | NG | GT | 101.5 | 80 | 1026 | 4007.5797 |  |  | 4007.5797 | 2251.415 |  | Electric Utility | N | OP
EXCLUDE | MO | Jefferson Street Substation | 56599 | EP08 | DFO | IC | 2 | 1.3 | 0 | 0 |  |  | 0 | 0 |  | Electric Utility | N | SB |  | Internal Combustion (PRMVR=IC)
EXCLUDE | MO | Jefferson Street Substation | 56599 | EP09 | DFO | IC | 2 | 1.3 | 0 | 0 |  |  | 0 | 0 |  | Electric Utility | N | SB |  | Internal Combustion (PRMVR=IC)
EXCLUDE | MO | Jefferson Street Substation | 56599 | EP10 | DFO | IC | 2 | 1.3 | 0 | 0 |  |  | 0 | 0 |  | Electric Utility | N | SB |  | Internal Combustion (PRMVR=IC)
SSTLOGN | MO | John Twitty Energy Center | 6195 | GT1 | NG | GT | 57 | 52 | 706 | 976.844 |  |  | 976.844 | 826.367 |  | Electric Utility | N | OP
SSTLOGN | MO | John Twitty Energy Center | 6195 | GT2 | NG | GT | 52 | 52 | 765.2 | 891.156 |  |  | 891.156 | 1187.594 |  | Electric Utility | N | OP
COALST | MO | John Twitty Energy Center | 6195 | ST1 | SUB | ST | 194 | 187 | 1990 | 1102306 |  |  | 1102306 | 1250134.686 |  | Electric Utility | N | OP
COALST | MO | John Twitty Energy Center | 6195 | ST2 | SUB | ST | 300 | 279 | 2724 | 1432242 |  |  | 1432242 | 1589778.575 |  | Electric Utility | N | OP
EXCLUDE | MO | Kahoka | 2138 | 3 | DFO | IC | 0.2 | 0.2 | 0 | 0 |  |  | 0 | 0 |  | Electric Utility | N | OP |  | Internal Combustion (PRMVR=IC)
EXCLUDE | MO | Kahoka | 2138 | 6 | DFO | IC | 0.7 | 0.7 | 0 | 0 |  |  | 0 | 0 |  | Electric Utility | N | OP |  | Internal Combustion (PRMVR=IC)
EXCLUDE | MO | Kahoka | 2138 | 7 | NG | IC | 0.8 | 0.7 | 0 | 0 |  |  | 0 | 0 |  | Electric Utility | N | OP |  | Internal Combustion (PRMVR=IC)
EXCLUDE | MO | Kahoka | 2138 | 8 | NG | IC | 1.5 | 1.4 | 0 | 0 |  |  | 0 | 0 |  | Electric Utility | N | OP |  | Internal Combustion (PRMVR=IC)
EXCLUDE | MO | Kahoka | 2138 | 9 | NG | IC | 0.9 | 0.8 | 0 | 0 |  |  | 0 | 0 |  | Electric Utility | N | OP |  | Internal Combustion (PRMVR=IC)
EXCLUDE | MO | Kahoka | 2138 | 10 | DFO | IC | 1.1 | 1.1 | 0 | 0 |  |  | 0 | 0 |  | Electric Utility | N | OP |  | Internal Combustion (PRMVR=IC)
EXCLUDE | MO | Kahoka | 2138 | 11 | DFO | IC | 1.1 | 1.1 | 0 | 0 |  |  | 0 | 0 |  | Electric Utility | N | OP |  | Internal Combustion (PRMVR=IC)
EXCLUDE | MO | Kahoka | 2138 | 12 | DFO | IC | 1.1 | 1.1 | 0 | 0 |  |  | 0 | 0 |  | Electric Utility | N | OP |  | Internal Combustion (PRMVR=IC)
EXCLUDE | MO | Kansas City International | 6144 | 1 | NG | GT | 18 | 16.7 | 0 | 0 |  |  | 0 | 0 |  | Electric Utility | N | OS |  | Simple Cycle Turbine (PRMVR=GT or OT) unit under 25MW
EXCLUDE | MO | Kansas City International | 6144 | 2 | NG | GT | 18 | 16.9 | 0 | 0 |  |  | 0 | 0 |  | Electric Utility | N | OS |  | Simple Cycle Turbine (PRMVR=GT or OT) unit under 25MW
EXCLUDE | MO | Kennett | 2139 | 1 | DFO | IC | 0.4 | 0.4 | 0 | 0 |  |  | 0 | 0 |  | Electric Utility | N | OP |  | Internal Combustion (PRMVR=IC)
EXCLUDE | MO | Kennett | 2139 | 2 | DFO | IC | 0.4 | 0.4 | 0 | 0 |  |  | 0 | 0 |  | Electric Utility | N | OP |  | Internal Combustion (PRMVR=IC)
EXCLUDE | MO | Kennett | 2139 | 3 | DFO | IC | 0.8 | 0.8 | 0 | 0 |  |  | 0 | 0 |  | Electric Utility | N | OP |  | Internal Combustion (PRMVR=IC)
EXCLUDE | MO | Kennett | 2139 | 4 | NG | IC | 2.5 | 2.5 | 0 | 0 |  |  | 0 | 0 |  | Electric Utility | N | OP |  | Internal Combustion (PRMVR=IC)
EXCLUDE | MO | Kennett | 2139 | 5 | DFO | IC | 1.4 | 1.4 | 0 | 0 |  |  | 0 | 0 |  | Electric Utility | N | OP |  | Internal Combustion (PRMVR=IC)
EXCLUDE | MO | Kennett | 2139 | 6 | NG | IC | 2 | 2 | 0 | 0 |  |  | 0 | 0 |  | Electric Utility | N | OP |  | Internal Combustion (PRMVR=IC)
EXCLUDE | MO | Kennett | 2139 | 7 | NG | IC | 2.5 | 2.5 | 0 | 0 |  |  | 0 | 0 |  | Electric Utility | N | OP |  | Internal Combustion (PRMVR=IC)
EXCLUDE | MO | Kennett | 2139 | 8 | NG | IC | 3.1 | 3.1 | 0 | 0 |  |  | 0 | 0 |  | Electric Utility | N | OP |  | Internal Combustion (PRMVR=IC)
EXCLUDE | MO | Kennett | 2139 | 9 | NG | IC | 6.2 | 6.2 | 0 | 0 |  |  | 0 | 0 |  | Electric Utility | N | OP |  | Internal Combustion (PRMVR=IC)
EXCLUDE | MO | Kennett | 2139 | 10 | NG | IC | 6.2 | 6.2 | 0 | 0 |  |  | 0 | 0 |  | Electric Utility | N | OP |  | Internal Combustion (PRMVR=IC)
EXCLUDE | MO | Kennett | 2139 | 11 | NG | IC | 6.2 | 6.2 | 0 | 0 |  |  | 0 | 0 |  | Electric Utility | N | OP |  | Internal Combustion (PRMVR=IC)
EXCLUDE | MO | Kennett | 2139 | 12 | NG | IC | 6.4 | 6.4 | 0 | 0 |  |  | 0 | 0 |  | Electric Utility | N | OP |  | Internal Combustion (PRMVR=IC)
EXCLUDE | MO | Kennett | 2139 | 13 | NG | IC | 6.4 | 6.4 | 0 | 0 |  |  | 0 | 0 |  | Electric Utility | N | OP |  | Internal Combustion (PRMVR=IC)
EXCLUDE | MO | Kirksville | 2083 | 1 | NG | GT | 15 | 13 | 0 | 143 |  |  | 143 | 149.9087 |  | Electric Utility | N | OP |  | Simple Cycle Turbine (PRMVR=GT or OT) unit under 25MW
EXCLUDE | MO | La Plata | 2140 | 5 | DFO | IC | 0.9 | 0.8 | 0 | 0 |  |  | 0 | 0 |  | Electric Utility | N | RE | 2002 | Internal Combustion (PRMVR=IC)
EXCLUDE | MO | La Plata | 2140 | 6 | DFO | IC | 1 | 0.9 | 0 | 0 |  |  | 0 | 0 |  | Electric Utility | N | RE | 2009 | Internal Combustion (PRMVR=IC)
EXCLUDE | MO | La Plata | 2140 | 7 | DFO | IC | 1 | 0.9 | 0 | 0 |  |  | 0 | 0 |  | Electric Utility | N | RE | 2009 | Internal Combustion (PRMVR=IC)
EXCLUDE | MO | La Plata | 2140 | 8 | DFO | IC | 1 | 0.9 | 0 | 0 |  |  | 0 | 0 |  | Electric Utility | N | SB |  | Internal Combustion (PRMVR=IC)
EXCLUDE | MO | La Plata | 2140 | 9 | DFO | IC | 1 | 0.9 | 0 | 0 |  |  | 0 | 0 |  | Electric Utility | N | SB |  | Internal Combustion (PRMVR=IC)
COALST | MO | Labadie | 2103 | 1 | SUB | ST | 573.7 | 604 | 6183 | 4818790 |  |  | 4818790 | 5064132.605 |  | Electric Utility | N | OP
COALST | MO | Labadie | 2103 | 2 | SUB | ST | 573.7 | 594 | 6183 | 4495677 |  |  | 4495677 | 4980009.839 |  | Electric Utility | N | OP
COALST | MO | Labadie | 2103 | 3 | SUB | ST | 621 | 601 | 6107 | 4536085 |  |  | 4536085 | 4855760.455 |  | Electric Utility | N | OP
COALST | MO | Labadie | 2103 | 4 | SUB | ST | 621 | 602 | 6107 | 4740244 |  |  | 4740244 | 5042023.862 |  | Electric Utility | N | OP
EXCLUDE | MO | Lake Road | 2098 | 1 | NG | ST | 23 | 21.7 | 0 |  |  |  |  | 0 |  | Electric Utility | N | OP |  | Steam unit (PRMVR=ST) under 25MW/250 MMBtu/hr
OGST | MO | Lake Road | 2098 | 2 | NG | ST | 25 | 26.4 | 0 |  |  |  |  | 0 |  | Electric Utility | N | OP
EXCLUDE | MO | Lake Road | 2098 | 3 | NG | ST | 12.5 | 11 | 0 |  |  |  |  | 0 |  | Electric Utility | N | OP |  | Steam unit (PRMVR=ST) under 25MW/250 MMBtu/hr
COALST | MO | Lake Road | 2098 | 4 | SUB | ST | 90 | 93 | 1571 | 420291 |  |  | 420291 | 498390.431 |  | Electric Utility | N | OP
SSTLOGN | MO | Lake Road | 2098 | 5 | NG | GT | 85 | 65.3 | 600.1221 | 3226.9544 |  |  | 3226.9544 | 4815.3942 |  | Electric Utility | N | OP
EXCLUDE | MO | Lake Road | 2098 | 6 | DFO | GT | 18.9 | 20.6 | 133.4389 | 717.5228 |  |  | 717.5228 | 1493.5244 |  | Electric Utility | N | OP |  | Simple Cycle Turbine (PRMVR=GT or OT) unit under 25MW
EXCLUDE | MO | Lake Road | 2098 | 7 | DFO | GT | 18.9 | 20.8 | 133.4389 | 717.5228 |  |  | 717.5228 | 1493.5244 |  | Electric Utility | N | OP |  | Simple Cycle Turbine (PRMVR=GT or OT) unit under 25MW
EXCLUDE | MO | Loess Hills Wind Farm LLC | 56538 | 1 | WND | WT | 5 | 5 | 0 | 9602 |  |  | 9602 | 0 |  | IPP Non-CHP | N | OP |  | Non Combustion (NUC, WAT, WND, GEO, or SUN)
EXCLUDE | MO | Lost Creek Wind Energy Facility | 57189 | LCW | WND | WT | 150 | 150 | 0 | 451842 |  |  | 451842 | 0 |  | IPP Non-CHP | N | OP |  | Non Combustion (NUC, WAT, WND, GEO, or SUN)
EXCLUDE | MO | Macon | 2141 | 1 | DFO | IC | 5.2 | 4.8 | 0 | 0 |  |  | 0 | 0 |  | Electric Utility | N | SB |  | Internal Combustion (PRMVR=IC)
EXCLUDE | MO | Macon | 2141 | 3 | DFO | IC | 5 | 4.6 | 0 | 0 |  |  | 0 | 0 |  | Electric Utility | N | SB |  | Internal Combustion (PRMVR=IC)
EXCLUDE | MO | Macon | 2141 | 4 | DFO | IC | 1 | 0.7 | 0 | 0 |  |  | 0 | 0 |  | Electric Utility | N | SB |  | Internal Combustion (PRMVR=IC)
EXCLUDE | MO | Macon Energy Center | 56127 | 1 | NG | GT | 10 | 8.5 | 0 | 83509 | 0.8024 | 93555.5999 | 104073.6835 | 62293.8241 |  | Electric Utility | Y | OP |  | Simple Cycle Turbine (PRMVR=GT or OT) unit under 25MW
EXCLUDE | MO | Main Street | 2162 | 1 | DFO | GT | 15.3 | 12 | 0 | 0 |  |  | 0 | 0 |  | Electric Utility | N | RE | 2010 | Simple Cycle Turbine (PRMVR=GT or OT) unit under 25MW
EXCLUDE | MO | Malden | 2142 | 1 | DFO | IC | 1.4 | 1.2 | 0 | 0 |  |  | 0 | 0 |  | Electric Utility | N | OP |  | Internal Combustion (PRMVR=IC)
EXCLUDE | MO | Malden | 2142 | 5 | DFO | IC | 1.4 | 1.2 | 0 | 0 |  |  | 0 | 0 |  | Electric Utility | N | OP |  | Internal Combustion (PRMVR=IC)
EXCLUDE | MO | Malden | 2142 | 6 | DFO | IC | 2 | 1.8 | 0 | 0 |  |  | 0 | 0 |  | Electric Utility | N | OP |  | Internal Combustion (PRMVR=IC)
EXCLUDE | MO | Malden | 2142 | 7 | DFO | IC | 2.8 | 2.5 | 0 | 0 |  |  | 0 | 0 |  | Electric Utility | N | OP |  | Internal Combustion (PRMVR=IC)
EXCLUDE | MO | Malden | 2142 | 8 | DFO | IC | 4.3 | 3.8 | 0 | 0 |  |  | 0 | 0 |  | Electric Utility | N | OP |  | Internal Combustion (PRMVR=IC)
EXCLUDE | MO | Malden | 2142 | 2A | DFO | IC | 1.8 | 1.8 | 0 | 0 |  |  | 0 | 0 |  | Electric Utility | N | OP |  | Internal Combustion (PRMVR=IC)
EXCLUDE | MO | Malden | 2142 | 3A | DFO | IC | 1.8 | 1.8 | 0 | 0 |  |  | 0 | 0 |  | Electric Utility | N | OP |  | Internal Combustion (PRMVR=IC)
EXCLUDE | MO | Malden | 2142 | 4A | DFO | IC | 1.8 | 1.8 | 0 | 0 |  |  | 0 | 0 |  | Electric Utility | N | OP |  | Internal Combustion (PRMVR=IC)
EXCLUDE | MO | Marceline | 7470 | 1 | DFO | IC | 1 | 1 | 0 | 0 |  |  | 0 | 0 |  | Electric Utility | N | SB |  | Internal Combustion (PRMVR=IC)
EXCLUDE | MO | Marceline | 7470 | 2 | DFO | IC | 3 | 3 | 0 | 0 |  |  | 0 | 0 |  | Electric Utility | N | SB |  | Internal Combustion (PRMVR=IC)
EXCLUDE | MO | Marceline | 7470 | 3 | DFO | IC | 1.2 | 1.2 | 0 | 0 |  |  | 0 | 0 |  | Electric Utility | N | RE | 2006 | Internal Combustion (PRMVR=IC)
EXCLUDE | MO | Marceline | 7470 | 4 | DFO | IC | 0.4 | 0.4 | 0 | 0 |  |  | 0 | 0 |  | Electric Utility | N | RE | 2006 | Internal Combustion (PRMVR=IC)
EXCLUDE | MO | Marceline | 7470 | 5 | DFO | IC | 2 | 2 | 0 | 0 |  |  | 0 | 0 |  | Electric Utility | N | SB |  | Internal Combustion (PRMVR=IC)
EXCLUDE | MO | Marceline | 7470 | 6 | DFO | IC | 2 | 2 | 0 | 0 |  |  | 0 | 0 |  | Electric Utility | N | SB |  | Internal Combustion (PRMVR=IC)
EXCLUDE | MO | Marshall | 2144 | 3 | NG | ST | 4 | 3.9 | 0 | 3264.9057 |  |  | 3264.9057 | 2695.8141 |  | Electric Utility | N | SB |  | Steam unit (PRMVR=ST) under 25MW/250 MMBtu/hr
EXCLUDE | MO | Marshall | 2144 | 4 | BIT | ST | 6 | 5.8 | 0 | 1654 |  |  | 1654 | 7114.0886 |  | Electric Utility | N | OP |  | Steam unit (PRMVR=ST) under 25MW/250 MMBtu/hr
EXCLUDE | MO | Marshall | 2144 | 5 | BIT | ST | 16.5 | 16 | 0 | 19976 |  |  | 19976 | 27127.5064 |  | Electric Utility | N | OP |  | Steam unit (PRMVR=ST) under 25MW/250 MMBtu/hr
EXCLUDE | MO | Marshall | 2144 | 7 | DFO | IC | 1 | 0.9 | 0 | 0 |  |  | 0 | 0 |  | Electric Utility | N | OP |  | Internal Combustion (PRMVR=IC)
EXCLUDE | MO | Marshall | 2144 | 8 | DFO | IC | 1 | 0.9 | 0 | 0 |  |  | 0 | 0 |  | Electric Utility | N | OP |  | Internal Combustion (PRMVR=IC)
EXCLUDE | MO | Marshall | 2144 | 9 | DFO | IC | 1 | 0.9 | 0 | 0 |  |  | 0 | 0 |  | Electric Utility | N | OP |  | Internal Combustion (PRMVR=IC)
EXCLUDE | MO | Marshall | 2144 | 10 | NG | IC | 6.3 | 6.3 | 0 | 0 |  |  | 0 | 0 |  | Electric Utility | N | OP |  | Internal Combustion (PRMVR=IC)
EXCLUDE | MO | Marshall | 2144 | 11 | NG | IC | 6.3 | 6.3 | 0 | 0 |  |  | 0 | 0 |  | Electric Utility | N | OP |  | Internal Combustion (PRMVR=IC)
EXCLUDE | MO | Marshall | 2144 | GT1 | NG | GT | 15.2 | 14 | 0 | 77 |  |  | 77 | 96.0818 |  | Electric Utility | N | OP |  | Simple Cycle Turbine (PRMVR=GT or OT) unit under 25MW
SSTLOGN | MO | McCartney | 7903 | MGS1 | NG | GT | 58.9 | 50 | 645 | 11796 |  |  | 11796 | 8667.819 |  | Electric Utility | N | OP
SSTLOGN | MO | McCartney | 7903 | MSG2 | NG | GT | 58.9 | 50 | 642 | 11796 |  |  | 11796 | 7467.592 |  | Electric Utility | N | OP
EXCLUDE | MO | Memphis | 2145 | 1 | DFO | IC | 0.6 | 0.6 | 0 | 0 |  |  | 0 | 0 |  | Electric Utility | N | OP |  | Internal Combustion (PRMVR=IC)
EXCLUDE | MO | Memphis | 2145 | 3 | DFO | IC | 0.2 | 0.2 | 0 | 0 |  |  | 0 | 0 |  | Electric Utility | N | OP |  | Internal Combustion (PRMVR=IC)
EXCLUDE | MO | Memphis | 2145 | 6 | DFO | IC | 0.9 | 0.9 | 0 | 0 |  |  | 0 | 0 |  | Electric Utility | N | OP |  | Internal Combustion (PRMVR=IC)
EXCLUDE | MO | Memphis | 2145 | 7 | DFO | IC | 1.1 | 1.1 | 0 | 0 |  |  | 0 | 0 |  | Electric Utility | N | OP |  | Internal Combustion (PRMVR=IC)
EXCLUDE | MO | Memphis | 2145 | 8 | DFO | IC | 1.3 | 1.3 | 0 | 0 |  |  | 0 | 0 |  | Electric Utility | N | OP |  | Internal Combustion (PRMVR=IC)
EXCLUDE | MO | Memphis | 2145 | 9 | DFO | IC | 1.3 | 1.3 | 0 | 0 |  |  | 0 | 0 |  | Electric Utility | N | OP |  | Internal Combustion (PRMVR=IC)
EXCLUDE | MO | Memphis | 2145 | 10 | DFO | IC | 1 | 1 | 0 | 0 |  |  | 0 | 0 |  | Electric Utility | N | OP |  | Internal Combustion (PRMVR=IC)
EXCLUDE | MO | Memphis | 2145 | 11 | DFO | IC | 1 | 1 | 0 | 0 |  |  | 0 | 0 |  | Electric Utility | N | OP |  | Internal Combustion (PRMVR=IC)
EXCLUDE | MO | Memphis | 2145 | 12 | DFO | IC | 0.4 | 0.4 | 0 | 0 |  |  | 0 | 0 |  | Electric Utility | N | OP |  | Internal Combustion (PRMVR=IC)
EXCLUDE | MO | Memphis | 2145 | 13 | DFO | IC | 1 | 1 | 0 | 0 |  |  | 0 | 0 |  | Electric Utility | N | OP |  | Internal Combustion (PRMVR=IC)
COALST | MO | Meramec | 2104 | 1 | SUB | ST | 137.5 | 119 | 1566 | 709350 |  |  | 709350 | 945534.474 |  | Electric Utility | N | OP
COALST | MO | Meramec | 2104 | 2 | SUB | ST | 137.5 | 121 | 1566 | 770661 |  |  | 770661 | 981669.255 |  | Electric Utility | N | OP
COALST | MO | Meramec | 2104 | 3 | SUB | ST | 289 | 261 | 3172 | 1702081 |  |  | 1702081 | 1857874.259 |  | Electric Utility | N | OP
COALST | MO | Meramec | 2104 | 4 | SUB | ST | 359 | 334 | 3782 | 2291801 |  |  | 2291801 | 2570521.477 |  | Electric Utility | N | OP
SSTLOGN | MO | Meramec | 2104 | GT1 | DFO | GT | 62 | 59 | 891 | 88.8762 |  |  | 88.8762 | 326.8642 |  | Electric Utility | N | OP
SSTLOGN | MO | Meramec | 2104 | GT2 | NG | GT | 56 | 53 | 926 | 1216.339 |  |  | 1216.339 | 3378.6854 |  | Electric Utility | N | OP
SSTLOGN | MO | Mexico | 6650 | 1 | DFO | GT | 60.7 | 54 | 891 | 0 |  |  | 0 | 780.8463 |  | Electric Utility | N | OP
EXCLUDE | MO | Missouri City | 2171 | 1 | BIT | ST | 23 | 19 | 0 | 27724 |  |  | 27724 | 44203.9117 |  | Electric Utility | N | OP |  | Steam unit (PRMVR=ST) under 25MW/250 MMBtu/hr
EXCLUDE | MO | Missouri City | 2171 | 2 | BIT | ST | 23 | 19 | 0 | 22802 |  |  | 22802 | 39897.7792 |  | Electric Utility | N | OP |  | Steam unit (PRMVR=ST) under 25MW/250 MMBtu/hr
EXCLUDE | MO | MJMEUC Generating Station #1 | 56478 | 1 | NG | GT | 13.3 | 11.3 | 0 | 101095 | 0.85993 | 74912.2298 | 117561.639 | 71217.9224 |  | Electric Utility | Y | OP |  | Simple Cycle Turbine (PRMVR=GT or OT) unit under 25MW
SSTLOGN | MO | Moberly | 6651 | 1 | DFO | GT | 60.6 | 54 | 891 | 158 |  |  | 158 | 303.6222 |  | Electric Utility | N | OP
EXCLUDE | MO | Monroe | 2146 | 1 | DFO | IC | 0.7 | 0.7 | 0 | 0 |  |  | 0 | 0 |  | Electric Utility | N | RE | 2001 | Internal Combustion (PRMVR=IC)
EXCLUDE | MO | Monroe | 2146 | 2 | DFO | IC | 1.3 | 1.3 | 0 | 0 |  |  | 0 | 0 |  | Electric Utility | N | OP |  | Internal Combustion (PRMVR=IC)
EXCLUDE | MO | Monroe | 2146 | 3 | NG | IC | 1.1 | 1.1 | 0 | 0 |  |  | 0 | 0 |  | Electric Utility | N | OP |  | Internal Combustion (PRMVR=IC)
EXCLUDE | MO | Monroe | 2146 | 4 | NG | IC | 1.1 | 1.1 | 0 | 0 |  |  | 0 | 0 |  | Electric Utility | N | OP |  | Internal Combustion (PRMVR=IC)
EXCLUDE | MO | Monroe | 2146 | 5 | DFO | IC | 2 | 1.6 | 0 | 0 |  |  | 0 | 0 |  | Electric Utility | N | OP |  | Internal Combustion (PRMVR=IC)
EXCLUDE | MO | Monroe | 2146 | 6 | NG | IC | 2 | 2 | 0 | 0 |  |  | 0 | 0 |  | Electric Utility | N | OP |  | Internal Combustion (PRMVR=IC)
EXCLUDE | MO | Monroe | 2146 | 7 | NG | IC | 2.2 | 2.2 | 0 | 0 |  |  | 0 | 0 |  | Electric Utility | N | OP |  | Internal Combustion (PRMVR=IC)
EXCLUDE | MO | Monroe | 2146 | 8 | DFO | IC | 1.6 | 1.6 | 0 | 0 |  |  | 0 | 0 |  | Electric Utility | N | OP |  | Internal Combustion (PRMVR=IC)
EXCLUDE | MO | Monroe | 2146 | 9 | DFO | IC | 1.6 | 1.6 | 0 | 0 |  |  | 0 | 0 |  | Electric Utility | N | OP |  | Internal Combustion (PRMVR=IC)
EXCLUDE | MO | Monroe | 2146 | 10 | DFO | IC | 1.6 | 1.6 | 0 | 0 |  |  | 0 | 0 |  | Electric Utility | N | OP |  | Internal Combustion (PRMVR=IC)
EXCLUDE | MO | Monroe | 2146 | 11 | DFO | IC | 1.8 | 1.8 | 0 | 0 |  |  | 0 | 0 |  | Electric Utility | N | OP |  | Internal Combustion (PRMVR=IC)
EXCLUDE | MO | Monroe | 2146 | 12 | DFO | IC | 1.8 | 1.8 | 0 | 0 |  |  | 0 | 0 |  | Electric Utility | N | OP |  | Internal Combustion (PRMVR=IC)
COALST | MO | Montrose | 2080 | 1 | SUB | ST | 188 | 170 | 2140 | 833890 |  |  | 833890 | 1015810.24 |  | Electric Utility | N | OP | 2016
COALST | MO | Montrose | 2080 | 2 | SUB | ST | 188 | 164 | 2130 | 730139 |  |  | 730139 | 833107.514 |  | Electric Utility | N | OP
COALST | MO | Montrose | 2080 | 3 | SUB | ST | 188 | 176 | 2250 | 1046078 |  |  | 1046078 | 1204658.664 |  | Electric Utility | N | OP
SSTLOGN | MO | Moreau | 6652 | 1 | DFO | GT | 60.8 | 54 | 891 | 234.1444 |  |  | 234.1444 | 477.2323 |  | Electric Utility | N | OP
EXCLUDE | MO | MU Combined Heat and Power Plant | 50969 | DGT1 | DFO | IC | 2 | 2 | 0 | 0 |  |  | 0 | 0 |  | Commercial CHP | N | SB |  | Internal Combustion (PRMVR=IC)
EXCLUDE | MO | MU Combined Heat and Power Plant | 50969 | GEN1 | BIT | ST | 6.2 | 6 | 0 | 12299 | 0.26065 | 158708.7584 | 47185.1573 | 34887.223 |  | Commercial CHP | Y | OP |  | Steam unit (PRMVR=ST) under 25MW/250 MMBtu/hr
EXCLUDE | MO | MU Combined Heat and Power Plant | 50969 | GEN2 | BIT | ST | 12.5 | 12.2 | 0 | 51819 | 0.26065 | 668682.7509 | 198803.7782 | 146989.268 |  | Commercial CHP | Y | OP |  | Steam unit (PRMVR=ST) under 25MW/250 MMBtu/hr
EXCLUDE | MO | MU Combined Heat and Power Plant | 50969 | GEN3 | BIT | ST | 19.8 | 19.2 | 0 | 1005 | 0.26065 | 12968.7212 | 3855.6861 | 2850.7732 |  | Commercial CHP | Y | OP |  | Steam unit (PRMVR=ST) under 25MW/250 MMBtu/hr
EXCLUDE | MO | MU Combined Heat and Power Plant | 50969 | GEN4 | BIT | ST | 14.5 | 13.3 | 0 | 22744 | 0.26065 | 293493.1297 | 87257.4371 | 64515.4077 |  | Commercial CHP | Y | OP |  | Steam unit (PRMVR=ST) under 25MW/250 MMBtu/hr
EXCLUDE | MO | MU Combined Heat and Power Plant | 50969 | GEN6 | DFO | IC | 0.5 | 0.5 | 0 | 0 |  |  | 0 | 0 |  | Commercial CHP | N | SB |  | Internal Combustion (PRMVR=IC)
EXCLUDE | MO | MU Combined Heat and Power Plant | 50969 | GEN7 | DFO | IC | 1 | 1 | 0 | 0 |  |  | 0 | 0 |  | Commercial CHP | N | SB |  | Internal Combustion (PRMVR=IC)
EXCLUDE | MO | MU Combined Heat and Power Plant | 50969 | NTG1 | NG | GT | 17.3 | 11.4 | 0 | 28852 | 0.99992 | 11.0265 | 28854.4238 | 20728.7527 |  | Commercial CHP | Y | OP |  | Simple Cycle Turbine (PRMVR=GT or OT) unit under 25MW
EXCLUDE | MO | MU Combined Heat and Power Plant | 50969 | NTG2 | NG | GT | 17.3 | 11.4 | 0 | 28852 | 0.99992 | 11.0265 | 28854.4238 | 20728.7527 |  | Commercial CHP | Y | OP |  | Simple Cycle Turbine (PRMVR=GT or OT) unit under 25MW
EXCLUDE | MO | Nevada | 2090 | 1 | DFO | GT | 22 | 19.4 | 0 | -34 |  |  | -34 | 168.9145 |  | Electric Utility | N | OP |  | Simple Cycle Turbine (PRMVR=GT or OT) unit under 25MW
COALST | MO | New Madrid | 2167 | 1 | SUB | ST | 600 | 599 | 6728 | 3803030 |  |  | 3803030 | 3867397.363 |  | Electric Utility | N | OP
COALST | MO | New Madrid | 2167 | 2 | SUB | ST | 600 | 580 | 6985 | 3484032 |  |  | 3484032 | 3495412.032 |  | Electric Utility | N | OP
EXCLUDE | MO | Niangua | 2099 | 1 | WAT | HY | 1.5 | 1.5 | 0 | 1759 |  |  | 1759 | 0 |  | Electric Utility | N | OP |  | Non Combustion (NUC, WAT, WND, GEO, or SUN)
EXCLUDE | MO | Niangua | 2099 | 2 | WAT | HY | 1.5 | 1.5 | 0 | 1759 |  |  | 1759 | 0 |  | Electric Utility | N | OP |  | Non Combustion (NUC, WAT, WND, GEO, or SUN)
EXCLUDE | MO | Noble Hill Landfill | 56404 | NHLC | LFG | IC | 3.2 | 3 | 0 | 0 |  |  | 0 | 0 |  | Electric Utility | N | OP |  | Internal Combustion (PRMVR=IC)
SSTLOGN | MO | Nodaway | 7754 | 1 | NG | GT | 103.6 | 91.4 | 1400 | 3204 |  |  | 3204 | 2008.385 |  | Electric Utility | N | SB
SSTLOGN | MO | Nodaway | 7754 | 2 | NG | GT | 103.6 | 91.4 | 1400 | 3204 |  |  | 3204 | 2577.88 |  | Electric Utility | N | SB
SSTLOGN | MO | Northeast | 2081 | 11 | DFO | GT | 50 | 47.8 | 1000 | 110.8254 |  |  | 110.8254 | 188.0641 |  | Electric Utility | N | OP
SSTLOGN | MO | Northeast | 2081 | 12 | DFO | GT | 64 | 50.5 | 1000 | 141.8565 |  |  | 141.8565 | 203.2354 |  | Electric Utility | N | OP
SSTLOGN | MO | Northeast | 2081 | 13 | DFO | GT | 50 | 51.4 | 1000 | 110.8254 |  |  | 110.8254 | 275.7822 |  | Electric Utility | N | OP
SSTLOGN | MO | Northeast | 2081 | 14 | DFO | GT | 64 | 53.6 | 1000 | 141.8565 |  |  | 141.8565 | 149.1045 |  | Electric Utility | N | OP
SSTLOGN | MO | Northeast | 2081 | 15 | DFO | GT | 64 | 50 | 1000 | 141.8565 |  |  | 141.8565 | 87.5551 |  | Electric Utility | N | OP
SSTLOGN | MO | Northeast | 2081 | 16 | DFO | GT | 64 | 44 | 1000 | 141.8565 |  |  | 141.8565 | 152.2758 |  | Electric Utility | N | OP
SSTLOGN | MO | Northeast | 2081 | 17 | DFO | GT | 64 | 54.2 | 1000 | 141.8565 |  |  | 141.8565 | 323.6441 |  | Electric Utility | N | OP
SSTLOGN | MO | Northeast | 2081 | 18 | DFO | GT | 64 | 56.1 | 1000 | 141.8565 |  |  | 141.8565 | 387.2397 |  | Electric Utility | N | OP
EXCLUDE | MO | Northeast | 2081 | 19 | DFO | IC | 2 | 2 | 0 | 0 |  |  | 0 | 0 |  | Electric Utility | N | OP |  | Internal Combustion (PRMVR=IC)
EXCLUDE | MO | Odessa | 2148 | 2 | DFO | IC | 0.2 | 0.2 | 0 | 0 |  |  | 0 | 0 |  | Electric Utility | N | RE | 2011 | Internal Combustion (PRMVR=IC)
EXCLUDE | MO | Odessa | 2148 | 3 | DFO | IC | 2 | 1.8 | 0 | 0 |  |  | 0 | 0 |  | Electric Utility | N | SB |  | Internal Combustion (PRMVR=IC)
EXCLUDE | MO | Odessa | 2148 | 5 | DFO | IC | 1.2 | 1 | 0 | 0 |  |  | 0 | 0 |  | Electric Utility | N | RE | 2008 | Internal Combustion (PRMVR=IC)
EXCLUDE | MO | Odessa | 2148 | 6 | DFO | IC | 3 | 2.7 | 0 | 0 |  |  | 0 | 0 |  | Electric Utility | N | SB |  | Internal Combustion (PRMVR=IC)
EXCLUDE | MO | Odessa | 2148 | IC4 | DFO | IC | 0.9 | 0.8 | 0 | 0 |  |  | 0 | 0 |  | Electric Utility | N | SB |  | Internal Combustion (PRMVR=IC)
EXCLUDE | MO | Osage | 2106 | 1 | WAT | HY | 27.5 | 32.6 | 0 | 65992.9928 |  |  | 65992.9928 | 0 |  | Electric Utility | N | OP |  | Non Combustion (NUC, WAT, WND, GEO, or SUN)
EXCLUDE | MO | Osage | 2106 | 2 | WAT | HY | 27.5 | 25.7 | 0 | 65992.9928 |  |  | 65992.9928 | 0 |  | Electric Utility | N | OP |  | Non Combustion (NUC, WAT, WND, GEO, or SUN)
EXCLUDE | MO | Osage | 2106 | 3 | WAT | HY | 27.5 | 32.6 | 0 | 65992.9928 |  |  | 65992.9928 | 0 |  | Electric Utility | N | OP |  | Non Combustion (NUC, WAT, WND, GEO, or SUN)
EXCLUDE | MO | Osage | 2106 | 4 | WAT | HY | 27.5 | 25.7 | 0 | 65992.9928 |  |  | 65992.9928 | 0 |  | Electric Utility | N | OP |  | Non Combustion (NUC, WAT, WND, GEO, or SUN)
EXCLUDE | MO | Osage | 2106 | 5 | WAT | HY | 27.5 | 32.6 | 0 | 65992.9928 |  |  | 65992.9928 | 0 |  | Electric Utility | N | OP |  | Non Combustion (NUC, WAT, WND, GEO, or SUN)
EXCLUDE | MO | Osage | 2106 | 6 | WAT | HY | 27.5 | 25.7 | 0 | 65992.9928 |  |  | 65992.9928 | 0 |  | Electric Utility | N | OP |  | Non Combustion (NUC, WAT, WND, GEO, or SUN)
EXCLUDE | MO | Osage | 2106 | 7 | WAT | HY | 21.5 | 32.6 | 0 | 51594.5216 |  |  | 51594.5216 | 0 |  | Electric Utility | N | OP |  | Non Combustion (NUC, WAT, WND, GEO, or SUN)
EXCLUDE | MO | Osage | 2106 | 8 | WAT | HY | 21.5 | 32.6 | 0 | 51594.5216 |  |  | 51594.5216 | 0 |  | Electric Utility | N | OP |  | Non Combustion (NUC, WAT, WND, GEO, or SUN)
EXCLUDE | MO | Overall Road Station | 56600 | EP11 | DFO | IC | 2 | 1.3 | 0 | 0 |  |  | 0 | 0 |  | Electric Utility | N | SB |  | Internal Combustion (PRMVR=IC)
EXCLUDE | MO | Overall Road Station | 56600 | EP12 | DFO | IC | 2 | 1.3 | 0 | 0 |  |  | 0 | 0 |  | Electric Utility | N | SB |  | Internal Combustion (PRMVR=IC)
EXCLUDE | MO | Overall Road Station | 56600 | EP13 | DFO | IC | 2 | 1.3 | 0 | 0 |  |  | 0 | 0 |  | Electric Utility | N | SB |  | Internal Combustion (PRMVR=IC)
EXCLUDE | MO | Overall Road Station | 56600 | EP14 | DFO | IC | 2 | 1.3 | 0 | 0 |  |  | 0 | 0 |  | Electric Utility | N | SB |  | Internal Combustion (PRMVR=IC)
EXCLUDE | MO | Owensville | 2149 | 5 | DFO | IC | 1.3 | 1.3 | 0 | 0 |  |  | 0 | 0 |  | Electric Utility | N | OS |  | Internal Combustion (PRMVR=IC)
EXCLUDE | MO | Owensville | 2149 | 6 | DFO | IC | 1.8 | 1.8 | 0 | 0 |  |  | 0 | 0 |  | Electric Utility | N | OS |  | Internal Combustion (PRMVR=IC)
EXCLUDE | MO | Owensville | 2149 | 3A | DFO | IC | 1.8 | 1.8 | 0 | 0 |  |  | 0 | 0 |  | Electric Utility | N | OS |  | Internal Combustion (PRMVR=IC)
EXCLUDE | MO | Owensville | 2149 | 4A | DFO | IC | 1.3 | 1.3 | 0 | 0 |  |  | 0 | 0 |  | Electric Utility | N | OS |  | Internal Combustion (PRMVR=IC)
EXCLUDE | MO | Owensville | 2149 | 4B | DFO | IC | 1.8 | 1.8 | 0 | 0 |  |  | 0 | 0 |  | Electric Utility | N | OS |  | Internal Combustion (PRMVR=IC)
EXCLUDE | MO | Owensville | 2149 | 6A | DFO | IC | 1.8 | 1.8 | 0 | 0 |  |  | 0 | 0 |  | Electric Utility | N | OS |  | Internal Combustion (PRMVR=IC)
EXCLUDE | MO | Ozark Beach | 6280 | 5 | WAT | HY | 4 | 4 | 0 | 12227 |  |  | 12227 | 0 |  | Electric Utility | N | OP |  | Non Combustion (NUC, WAT, WND, GEO, or SUN)
EXCLUDE | MO | Ozark Beach | 6280 | 6 | WAT | HY | 4 | 4 | 0 | 12227 |  |  | 12227 | 0 |  | Electric Utility | N | OP |  | Non Combustion (NUC, WAT, WND, GEO, or SUN)
EXCLUDE | MO | Ozark Beach | 6280 | 7 | WAT | HY | 4 | 4 | 0 | 12227 |  |  | 12227 | 0 |  | Electric Utility | N | OP |  | Non Combustion (NUC, WAT, WND, GEO, or SUN)
EXCLUDE | MO | Ozark Beach | 6280 | 8 | WAT | HY | 4 | 4 | 0 | 12227 |  |  | 12227 | 0 |  | Electric Utility | N | OP |  | Non Combustion (NUC, WAT, WND, GEO, or SUN)
EXCLUDE | MO | Palmyra Municipal | 2150 | 2 | DFO | IC | 0.5 | 0.4 | 0 | 0 |  |  | 0 | 0 |  | Electric Utility | N | OP |  | Internal Combustion (PRMVR=IC)
EXCLUDE | MO | Palmyra Municipal | 2150 | 3 | DFO | IC | 1.5 | 1.2 | 0 | 0 |  |  | 0 | 0 |  | Electric Utility | N | OP |  | Internal Combustion (PRMVR=IC)
EXCLUDE | MO | Palmyra Municipal | 2150 | 4 | DFO | IC | 0.8 | 0.7 | 0 | 0 |  |  | 0 | 0 |  | Electric Utility | N | OP |  | Internal Combustion (PRMVR=IC)
EXCLUDE | MO | Palmyra Municipal | 2150 | 6 | DFO | IC | 2 | 2 | 0 | 0 |  |  | 0 | 0 |  | Electric Utility | N | OP |  | Internal Combustion (PRMVR=IC)
EXCLUDE | MO | Palmyra Municipal | 2150 | IC7 | DFO | IC | 2 | 1.7 | 0 | 0 |  |  | 0 | 0 |  | Electric Utility | N | OP |  | Internal Combustion (PRMVR=IC)
EXCLUDE | MO | Palmyra Municipal 2 | 7304 | IC10 | NG | IC | 3.5 | 3.5 | 0 | 0 |  |  | 0 | 0 |  | Electric Utility | N | OP |  | Internal Combustion (PRMVR=IC)
EXCLUDE | MO | Palmyra Municipal 2 | 7304 | IC9 | NG | IC | 3.5 | 3.5 | 0 | 0 |  |  | 0 | 0 |  | Electric Utility | N | OP |  | Internal Combustion (PRMVR=IC)
SSTLOGN | MO | Peno Creek | 7964 | GT1 | NG | GT | 60 | 47 | 650 | 24693.5 |  |  | 24693.5 | 15298.141 |  | Electric Utility | N | OP
SSTLOGN | MO | Peno Creek | 7964 | GT2 | NG | GT | 60 | 47 | 650 | 24693.5 |  |  | 24693.5 | 17599.975 |  | Electric Utility | N | OP
SSTLOGN | MO | Peno Creek | 7964 | GT3 | NG | GT | 60 | 47 | 650 | 24693.5 |  |  | 24693.5 | 15100.74 |  | Electric Utility | N | OP
SSTLOGN | MO | Peno Creek | 7964 | GT4 | NG | GT | 60 | 47 | 650 | 24693.5 |  |  | 24693.5 | 16991.667 |  | Electric Utility | N | OP
EXCLUDE | MO | Perryville Renewable Energy Center | 57157 | UNIT1 | WDS | ST | 32.5 | 32 | 0 | 0 |  |  | 0 | 0 |  | IPP Non-CHP | N | IP |  | Non Fossil fuel type
EXCLUDE | MO | Poplar Bluff Generating Station | 7392 | 1 | NG | IC | 7 | 7 | 0 | 0 |  |  | 0 | 0 |  | Electric Utility | N | OP |  | Internal Combustion (PRMVR=IC)
EXCLUDE | MO | Poplar Bluff Generating Station | 7392 | 2 | NG | IC | 7 | 7 | 0 | 0 |  |  | 0 | 0 |  | Electric Utility | N | OP |  | Internal Combustion (PRMVR=IC)
EXCLUDE | MO | Poplar Bluff Generating Station | 7392 | 3 | NG | IC | 6.7 | 6.6 | 0 | 0 |  |  | 0 | 0 |  | Electric Utility | N | OP |  | Internal Combustion (PRMVR=IC)
EXCLUDE | MO | Poplar Bluff Generating Station | 7392 | 4 | NG | IC | 6.7 | 6.6 | 0 | 0 |  |  | 0 | 0 |  | Electric Utility | N | OP |  | Internal Combustion (PRMVR=IC)
EXCLUDE | MO | Poplar Bluff Generating Station | 7392 | 5 | NG | IC | 6.7 | 6.6 | 0 | 0 |  |  | 0 | 0 |  | Electric Utility | N | OP |  | Internal Combustion (PRMVR=IC)
SSTLOGN | MO | Ralph Green | 2092 | 3 | NG | GT | 74 | 70.5 | 1187 | 1245.2191 |  |  | 1245.2191 | 1199.3671 |  | Electric Utility | N | OP
EXCLUDE | MO | Rockport | 6594 | 1 | NG | IC | 1.1 | 1.1 | 0 | 0 |  |  | 0 | 0 |  | Electric Utility | N | OP |  | Internal Combustion (PRMVR=IC)
EXCLUDE | MO | Rockport | 6594 | 2 | NG | IC | 1.1 | 1.1 | 0 | 0 |  |  | 0 | 0 |  | Electric Utility | N | OP |  | Internal Combustion (PRMVR=IC)
EXCLUDE | MO | Rockport | 6594 | 3 | DFO | IC | 0.5 | 0.4 | 0 | 0 |  |  | 0 | 0 |  | Electric Utility | N | OP |  | Internal Combustion (PRMVR=IC)
EXCLUDE | MO | Rockport | 6594 | 4 | DFO | IC | 0.4 | 0.3 | 0 | 0 |  |  | 0 | 0 |  | Electric Utility | N | OP |  | Internal Combustion (PRMVR=IC)
EXCLUDE | MO | Rockport | 6594 | 5 | NG | IC | 1.3 | 1.3 | 0 | 0 |  |  | 0 | 0 |  | Electric Utility | N | OP |  | Internal Combustion (PRMVR=IC)
EXCLUDE | MO | Rockport | 6594 | 6 | NG | IC | 1.3 | 1.3 | 0 | 0 |  |  | 0 | 0 |  | Electric Utility | N | OP |  | Internal Combustion (PRMVR=IC)
COALST | MO | Rush Island | 6155 | 1 | SUB | ST | 621 | 611 | 5922 | 3603872 |  |  | 3603872 | 3707622.345 |  | Electric Utility | N | OP
COALST | MO | Rush Island | 6155 | 2 | SUB | ST | 621 | 611 | 5922 | 4626442 |  |  | 4626442 | 4757175.505 |  | Electric Utility | N | OP
EXCLUDE | MO | Salisbury City of | 7400 | 1 | DFO | IC | 1 | 0.8 | 0 | 0 |  |  | 0 | 0 |  | Electric Utility | N | OP |  | Internal Combustion (PRMVR=IC)
EXCLUDE | MO | Salisbury City of | 7400 | 2 | DFO | IC | 1 | 0.8 | 0 | 0 |  |  | 0 | 0 |  | Electric Utility | N | OP |  | Internal Combustion (PRMVR=IC)
EXCLUDE | MO | Salisbury City of | 7400 | 3 | DFO | IC | 2.2 | 1.8 | 0 | 0 |  |  | 0 | 0 |  | Electric Utility | N | OP |  | Internal Combustion (PRMVR=IC)
EXCLUDE | MO | Salisbury City of | 7400 | 4 | DFO | IC | 2.2 | 1.8 | 0 | 0 |  |  | 0 | 0 |  | Electric Utility | N | OP |  | Internal Combustion (PRMVR=IC)
EXCLUDE | MO | Shelbina Power #1 | 7405 | G1 | DFO | IC | 3 | 3 | 0 | 0 |  |  | 0 | 0 |  | Electric Utility | N | OP |  | Internal Combustion (PRMVR=IC)
EXCLUDE | MO | Shelbina Power #1 | 7405 | G2 | DFO | IC | 1.6 | 1.6 | 0 | 0 |  |  | 0 | 0 |  | Electric Utility | N | OP |  | Internal Combustion (PRMVR=IC)
EXCLUDE | MO | Shelbina Power #2 | 7406 | G3 | DFO | IC | 1.6 | 1.6 | 0 | 0 |  |  | 0 | 0 |  | Electric Utility | N | OP |  | Internal Combustion (PRMVR=IC)
EXCLUDE | MO | Shelbina Power #2 | 7406 | G4 | DFO | IC | 1.6 | 1.6 | 0 | 0 |  |  | 0 | 0 |  | Electric Utility | N | OP |  | Internal Combustion (PRMVR=IC)
EXCLUDE | MO | Shelbina Power #2 | 7406 | G5 | DFO | IC | 1.6 | 1.6 | 0 | 0 |  |  | 0 | 0 |  | Electric Utility | N | OP |  | Internal Combustion (PRMVR=IC)
EXCLUDE | MO | Shelbina Power #2 | 7406 | G6 | DFO | IC | 1.8 | 1.8 | 0 | 0 |  |  | 0 | 0 |  | Electric Utility | N | OP |  | Internal Combustion (PRMVR=IC)
EXCLUDE | MO | Shelbina Power #3 | 7860 | G7 | DFO | IC | 1.8 | 1.8 | 0 | 0 |  |  | 0 | 0 |  | Electric Utility | N | OP |  | Internal Combustion (PRMVR=IC)
EXCLUDE | MO | Shelbina Power #3 | 7860 | G8 | DFO | IC | 1.8 | 1.8 | 0 | 0 |  |  | 0 | 0 |  | Electric Utility | N | OP |  | Internal Combustion (PRMVR=IC)
COALST | MO | Sibley | 2094 | 1 | SUB | ST | 55 | 47.7 | 1330.6 | 281674 |  |  | 281674 | 306663.676 |  | Electric Utility | N | OP | 2017
COALST | MO | Sibley | 2094 | 2 | SUB | ST | 50 | 50.6 | 1042 | 230381 |  |  | 230381 | 247838.995 |  | Electric Utility | N | OP | 2017
COALST | MO | Sibley | 2094 | 3 | SUB | ST | 419 | 363.8 | 4934.7 | 1869443 |  |  | 1869443 | 1993739.445 |  | Electric Utility | N | OP
COALST | MO | Sikeston Power Station | 6768 | 1 | SUB | ST | 261 | 233 | 2856 | 1840036 |  |  | 1840036 | 2096277.483 |  | Electric Utility | N | OP
COALST | MO | Sioux | 2107 | 1 | SUB | ST | 549.7 | 485 | 4920 | 2339864 |  |  | 2339864 | 2519005.034 |  | Electric Utility | N | OP
COALST | MO | Sioux | 2107 | 2 | SUB | ST | 549.7 | 485 | 4920 | 2870072 |  |  | 2870072 | 3061343.971 |  | Electric Utility | N | OP
SSTLOGN | MO | South Harper | 56151 | GT1 | NG | GT | 117 | 106.1 | 1581 | 24442 |  |  | 24442 | 16033.341 |  | Electric Utility | N | OP
SSTLOGN | MO | South Harper | 56151 | GT2 | NG | GT | 117 | 106.1 | 1581 | 24442 |  |  | 24442 | 20632.277 |  | Electric Utility | N | OP
SSTLOGN | MO | South Harper | 56151 | GT3 | NG | GT | 117 | 105 | 1581 | 24442 |  |  | 24442 | 20414.366 |  | Electric Utility | N | OP
EXCLUDE | MO | Southwestern Bell Telephone | 54858 | E/G1 | DFO | IC | 2 | 2 | 0 | 0 | 1 | 0 | 0 | 0 |  | Commercial CHP | Y | SB |  | Internal Combustion (PRMVR=IC)
EXCLUDE | MO | Southwestern Bell Telephone | 54858 | E/G2 | DFO | IC | 2 | 2 | 0 | 0 | 1 | 0 | 0 | 0 |  | Commercial CHP | Y | SB |  | Internal Combustion (PRMVR=IC)
EXCLUDE | MO | Southwestern Bell Telephone | 54858 | E/G3 | DFO | IC | 2 | 2 | 0 | 0 | 1 | 0 | 0 | 0 |  | Commercial CHP | Y | SB |  | Internal Combustion (PRMVR=IC)
EXCLUDE | MO | Southwestern Bell Telephone | 54858 | E/G4 | DFO | IC | 2.8 | 2.8 | 0 | 0 |  |  | 0 | 0 |  | Commercial CHP | N | SB |  | Internal Combustion (PRMVR=IC)
EXCLUDE | MO | Southwestern Bell Telephone | 54858 | E/G5 | DFO | IC | 2.8 | 2.8 | 0 | 0 |  |  | 0 | 0 |  | Commercial CHP | N | SB |  | Internal Combustion (PRMVR=IC)
EXCLUDE | MO | Southwestern Bell Telephone | 54858 | E/G6 | DFO | IC | 2.8 | 2.8 | 0 | 0 |  |  | 0 | 0 |  | Commercial CHP | N | OP |  | Internal Combustion (PRMVR=IC)
EXCLUDE | MO | Southwestern Bell Telephone | 54858 | E/G7 | DFO | IC | 2.8 | 2.8 | 0 | 0 |  |  | 0 | 0 |  | Commercial CHP | N | OP |  | Internal Combustion (PRMVR=IC)
NGCC | MO | St Francis Energy Facility | 7604 | 1 | NG | CC | 298 | 225 | 1755.6 | 375400.4039 |  |  | 375400.4039 | 168105.7298 |  | Electric Utility | N | OP
NGCC | MO | St Francis Energy Facility | 7604 | 2 | NG | CC | 316 | 248 | 2053.7 | 398075.5961 |  |  | 398075.5961 | 178259.7672 |  | Electric Utility | N | OP
EXCLUDE | MO | Stanberry | 8110 | 1 | NG | IC | 1.1 | 1.1 | 0 | 0 |  |  | 0 | 0 |  | Electric Utility | N | SB |  | Internal Combustion (PRMVR=IC)
EXCLUDE | MO | Stanberry | 8110 | 2 | NG | IC | 1.1 | 1.1 | 0 | 0 |  |  | 0 | 0 |  | Electric Utility | N | SB |  | Internal Combustion (PRMVR=IC)
EXCLUDE | MO | Stanberry | 8110 | 3 | DFO | IC | 0.3 | 0.2 | 0 | 0 |  |  | 0 | 0 |  | Electric Utility | N | RE | 2002 | Internal Combustion (PRMVR=IC)
EXCLUDE | MO | Stanberry | 8110 | 4 | DFO | IC | 0.3 | 0.2 | 0 | 0 |  |  | 0 | 0 |  | Electric Utility | N | RE | 2002 | Internal Combustion (PRMVR=IC)
EXCLUDE | MO | Stanberry | 8110 | IC5 | DFO | IC | 0.3 | 0.3 | 0 | 0 |  |  | 0 | 0 |  | Electric Utility | N | SB |  | Internal Combustion (PRMVR=IC)
EXCLUDE | MO | Stanberry | 8110 | IC6 | NG | IC | 1.8 | 1.8 | 0 | 0 |  |  | 0 | 0 |  | Electric Utility | N | SB |  | Internal Combustion (PRMVR=IC)
SSTLOGN | MO | State Line Combined Cycle | 7296 | 1 | NG | GT | 123 | 94 | 1350 | 10385 |  |  | 10385 | 8641.833 |  | Electric Utility | N | OP
NGCC | MO | State Line Combined Cycle | 7296 | 2-1 | NG | CC | 181 | 159 | 2035 | 611270.3295 |  |  | 611270.3295 | 267417.6329 |  | Electric Utility | N | OP
NGCC | MO | State Line Combined Cycle | 7296 | 2-2 | NG | CC | 180 | 158 | 2035 | 607893.1454 |  |  | 607893.1454 | 265940.1874 |  | Electric Utility | N | OP
NGCC | MO | State Line Combined Cycle | 7296 | 2-3 | NG | CC | 206.5 | 178 | 2035 | 697388.5251 |  |  | 697388.5251 | 305092.4927 |  | Electric Utility | N | OP
EXCLUDE | MO | Station H | 2135 | 1 | NG | GT | 19 | 19 | 0 | 368.0698 |  |  | 368.0698 | 502.588 |  | Electric Utility | N | OP |  | Simple Cycle Turbine (PRMVR=GT or OT) unit under 25MW
EXCLUDE | MO | Station H | 2135 | 2 | NG | GT | 24 | 20 | 0 | 464.9302 |  |  | 464.9302 | 634.848 |  | Electric Utility | N | OP |  | Simple Cycle Turbine (PRMVR=GT or OT) unit under 25MW
EXCLUDE | MO | Station I | 2136 | 1 | DFO | GT | 19 | 19 | 0 | 84 |  |  | 84 | 173.5613 |  | Electric Utility | N | OP |  | Simple Cycle Turbine (PRMVR=GT or OT) unit under 25MW
EXCLUDE | MO | Station I | 2136 | 2 | DFO | GT | 19 | 19 | 0 | 84 |  |  | 84 | 173.5613 |  | Electric Utility | N | OP |  | Simple Cycle Turbine (PRMVR=GT or OT) unit under 25MW
EXCLUDE | MO | Stockton | 2124 | 1 | WAT | HY | 45.2 | 54.2 | 0 | 43338 |  |  | 43338 | 0 |  | Electric Utility | N | OP |  | Non Combustion (NUC, WAT, WND, GEO, or SUN)
EXCLUDE | MO | Sub 2 Generating Station | 56126 | 1 | DFO | IC | 1.8 | 1.8 | 0 | 0 |  |  | 0 | 0 |  | Electric Utility | N | SB |  | Internal Combustion (PRMVR=IC)
EXCLUDE | MO | Sub 2 Generating Station | 56126 | 2 | DFO | IC | 1.8 | 1.8 | 0 | 0 |  |  | 0 | 0 |  | Electric Utility | N | SB |  | Internal Combustion (PRMVR=IC)
EXCLUDE | MO | Sub 3 Generating Station | 56128 | 1 | DFO | IC | 1.8 | 1.8 | 0 | 0 |  |  | 0 | 0 |  | Electric Utility | N | SB |  | Internal Combustion (PRMVR=IC)
EXCLUDE | MO | Sub 3 Generating Station | 56128 | 2 | DFO | IC | 1.8 | 1.8 | 0 | 0 |  |  | 0 | 0 |  | Electric Utility | N | SB |  | Internal Combustion (PRMVR=IC)
EXCLUDE | MO | Sub 3 Generating Station | 56128 | 3 | DFO | IC | 1.8 | 1.8 | 0 | 0 |  |  | 0 | 0 |  | Electric Utility | N | SB |  | Internal Combustion (PRMVR=IC)
EXCLUDE | MO | Sub 3 Generating Station | 56128 | 4 | DFO | IC | 1.8 | 1.8 | 0 | 0 |  |  | 0 | 0 |  | Electric Utility | N | SB |  | Internal Combustion (PRMVR=IC)
EXCLUDE | MO | Table Rock | 2166 | 1 | WAT | HY | 50 | 57.5 | 0 | 139756.75 |  |  | 139756.75 | 0 |  | Electric Utility | N | OP |  | Non Combustion (NUC, WAT, WND, GEO, or SUN)
EXCLUDE | MO | Table Rock | 2166 | 2 | WAT | HY | 50 | 57.5 | 0 | 139756.75 |  |  | 139756.75 | 0 |  | Electric Utility | N | OP |  | Non Combustion (NUC, WAT, WND, GEO, or SUN)
EXCLUDE | MO | Table Rock | 2166 | 3 | WAT | HY | 50 | 57.5 | 0 | 139756.75 |  |  | 139756.75 | 0 |  | Electric Utility | N | OP |  | Non Combustion (NUC, WAT, WND, GEO, or SUN)
EXCLUDE | MO | Table Rock | 2166 | 4 | WAT | HY | 50 | 57.5 | 0 | 139756.75 |  |  | 139756.75 | 0 |  | Electric Utility | N | OP |  | Non Combustion (NUC, WAT, WND, GEO, or SUN)
EXCLUDE | MO | Taum Sauk | 2108 | 1 | WAT | PS | 204 | 225 | 0 | -65735.5 |  |  | -65735.5 | 0 |  | Electric Utility | N | OA |  | Non Combustion (NUC, WAT, WND, GEO, or SUN)
EXCLUDE | MO | Taum Sauk | 2108 | 2 | WAT | PS | 204 | 225 | 0 | -65735.5 |  |  | -65735.5 | 0 |  | Electric Utility | N | OP |  | Non Combustion (NUC, WAT, WND, GEO, or SUN)
COALST | MO | Thomas Hill | 2168 | 1 | SUB | ST | 180 | 181.7 | 2190 | 1236493 |  |  | 1236493 | 1523071.602 |  | Electric Utility | N | OP
COALST | MO | Thomas Hill | 2168 | 2 | SUB | ST | 285 | 275 | 3579 | 1809486 |  |  | 1809486 | 2048138.376 |  | Electric Utility | N | OP
COALST | MO | Thomas Hill | 2168 | 3 | SUB | ST | 670 | 670 | 8182 | 5092020 |  |  | 5092020 | 5612589.752 |  | Electric Utility | N | OP
EXCLUDE | MO | Trenton Diesel | 2163 | 1 | DFO | IC | 0.4 | 0.3 | 0 | 0 |  |  | 0 | 0 |  | Electric Utility | N | OP |  | Internal Combustion (PRMVR=IC)
EXCLUDE | MO | Trenton Diesel | 2163 | 2 | DFO | IC | 0.4 | 0.3 | 0 | 0 |  |  | 0 | 0 |  | Electric Utility | N | OP |  | Internal Combustion (PRMVR=IC)
EXCLUDE | MO | Trenton Diesel | 2163 | 4 | DFO | IC | 1 | 0.9 | 0 | 0 |  |  | 0 | 0 |  | Electric Utility | N | RE | 2011 | Internal Combustion (PRMVR=IC)
EXCLUDE | MO | Trenton Diesel | 2163 | 5 | DFO | IC | 1.1 | 1 | 0 | 0 |  |  | 0 | 0 |  | Electric Utility | N | RE | 2011 | Internal Combustion (PRMVR=IC)
EXCLUDE | MO | Trenton Diesel | 2163 | 6 | DFO | IC | 1.3 | 1.2 | 0 | 0 |  |  | 0 | 0 |  | Electric Utility | N | RE | 2010 | Internal Combustion (PRMVR=IC)
EXCLUDE | MO | Trenton Diesel | 2163 | 7 | DFO | IC | 1 | 0.9 | 0 | 0 |  |  | 0 | 0 |  | Electric Utility | N | RE | 2010 | Internal Combustion (PRMVR=IC)
EXCLUDE | MO | Trenton Peaking | 698 | 1 | DFO | IC | 2.7 | 2.7 | 0 | 0 |  |  | 0 | 0 |  | Electric Utility | N | OP |  | Internal Combustion (PRMVR=IC)
EXCLUDE | MO | Trenton Peaking | 698 | 2 | DFO | IC | 2.7 | 2.7 | 0 | 0 |  |  | 0 | 0 |  | Electric Utility | N | OP |  | Internal Combustion (PRMVR=IC)
EXCLUDE | MO | Trenton Peaking | 698 | 3 | DFO | IC | 2.7 | 2.7 | 0 | 0 |  |  | 0 | 0 |  | Electric Utility | N | OP |  | Internal Combustion (PRMVR=IC)
EXCLUDE | MO | Trenton Peaking | 698 | 4 | DFO | IC | 2.7 | 2.7 | 0 | 0 |  |  | 0 | 0 |  | Electric Utility | N | OP |  | Internal Combustion (PRMVR=IC)
EXCLUDE | MO | Trenton Peaking | 698 | 5 | DFO | IC | 2.7 | 2.7 | 0 | 0 |  |  | 0 | 0 |  | Electric Utility | N | OP |  | Internal Combustion (PRMVR=IC)
EXCLUDE | MO | Trenton South | 7935 | 1 | DFO | IC | 2 | 1.8 | 0 | 0 |  |  | 0 | 0 |  | Electric Utility | N | OP |  | Internal Combustion (PRMVR=IC)
EXCLUDE | MO | Trenton South | 7935 | 2 | DFO | IC | 2 | 1.8 | 0 | 0 |  |  | 0 | 0 |  | Electric Utility | N | OP |  | Internal Combustion (PRMVR=IC)
EXCLUDE | MO | Trenton South | 7935 | 3 | DFO | IC | 2 | 1.8 | 0 | 0 |  |  | 0 | 0 |  | Electric Utility | N | OP |  | Internal Combustion (PRMVR=IC)
EXCLUDE | MO | Trenton South | 7935 | 4 | DFO | IC | 2 | 1.8 | 0 | 0 |  |  | 0 | 0 |  | Electric Utility | N | OP |  | Internal Combustion (PRMVR=IC)
EXCLUDE | MO | Trenton South | 7935 | 5 | DFO | IC | 2 | 2 | 0 | 0 |  |  | 0 | 0 |  | Electric Utility | N | OP |  | Internal Combustion (PRMVR=IC)
EXCLUDE | MO | Trenton South | 7935 | 6 | DFO | IC | 2 | 2 | 0 | 0 |  |  | 0 | 0 |  | Electric Utility | N | OP |  | Internal Combustion (PRMVR=IC)
EXCLUDE | MO | Trenton South | 7935 | 7 | DFO | IC | 2 | 2 | 0 | 0 |  |  | 0 | 0 |  | Electric Utility | N | OP |  | Internal Combustion (PRMVR=IC)
EXCLUDE | MO | Trigen St.Louis | 56309 | CT-1 | NG | CC | 7.8 | 4.8 | 0 | 9444.2308 | 0.32953 | 87417.968 | 28659.7865 | 10721.8791 |  | IPP CHP | Y | OP |  | Combined Cycle (PRMVR=CC) unit under 25MW
EXCLUDE | MO | Trigen St.Louis | 56309 | CT-2 | NG | CC | 7.8 | 5 | 0 | 9444.2308 | 0.32953 | 87417.968 | 28659.7865 | 10721.8791 |  | IPP CHP | Y | OP |  | Combined Cycle (PRMVR=CC) unit under 25MW
EXCLUDE | MO | Trigen St.Louis | 56309 | IC-1 | DFO | IC | 1.2 | 1 | 0 | 0 | 0 |  |  | 0 |  | IPP CHP | Y | OP |  | Internal Combustion (PRMVR=IC)
EXCLUDE | MO | Trigen St.Louis | 56309 | ST-3 | NG | CC | 18.2 | 18 | 0 | 22036.5385 | 0.32953 | 203975.2586 | 66872.8351 | 25017.7178 |  | IPP CHP | Y | OP |  | Combined Cycle (PRMVR=CC) unit under 25MW
EXCLUDE | MO | Trigen St.Louis | 56309 | ST-4 | NG | ST | 1.5 | 1.5 | 0 | 0 | 0 |  |  | 0 |  | IPP CHP | Y | OP |  | Steam unit (PRMVR=ST) under 25MW/250 MMBtu/hr
EXCLUDE | MO | Trigen St.Louis | 56309 | ST-5 | NG | ST | 1.5 | 1.5 | 0 | 0 | 0 |  |  | 0 |  | IPP CHP | Y | OP |  | Steam unit (PRMVR=ST) under 25MW/250 MMBtu/hr
EXCLUDE | MO | Unionville | 6563 | 1 | DFO | GT | 23 | 22.5 | 0 | 147.5 |  |  | 147.5 | 207.5969 |  | Electric Utility | N | SB |  | Simple Cycle Turbine (PRMVR=GT or OT) unit under 25MW
EXCLUDE | MO | Unionville | 6563 | 2 | DFO | GT | 23 | 22.5 | 0 | 147.5 |  |  | 147.5 | 207.5969 |  | Electric Utility | N | SB |  | Simple Cycle Turbine (PRMVR=GT or OT) unit under 25MW
EXCLUDE | MO | Unionville City of | 2164 | 1 | DFO | IC | 0.8 | 0.6 | 0 | 0 |  |  | 0 | 0 |  | Electric Utility | N | OP |  | Internal Combustion (PRMVR=IC)
EXCLUDE | MO | Unionville City of | 2164 | 2 | DFO | IC | 1.7 | 1.7 | 0 | 0 |  |  | 0 | 0 |  | Electric Utility | N | OP |  | Internal Combustion (PRMVR=IC)
EXCLUDE | MO | Unionville City of | 2164 | 3 | DFO | IC | 0.2 | 0.2 | 0 | 0 |  |  | 0 | 0 |  | Electric Utility | N | OP |  | Internal Combustion (PRMVR=IC)
EXCLUDE | MO | Unionville City of | 2164 | 4 | DFO | IC | 1 | 0.9 | 0 | 0 |  |  | 0 | 0 |  | Electric Utility | N | OP |  | Internal Combustion (PRMVR=IC)
EXCLUDE | MO | Unionville City of | 2164 | 5 | DFO | IC | 0.3 | 0.3 | 0 | 0 |  |  | 0 | 0 |  | Electric Utility | N | OP |  | Internal Combustion (PRMVR=IC)
EXCLUDE | MO | Unionville City of | 2164 | 6 | DFO | IC | 0.3 | 0.3 | 0 | 0 |  |  | 0 | 0 |  | Electric Utility | N | OP |  | Internal Combustion (PRMVR=IC)
EXCLUDE | MO | Unionville City of | 2164 | 7 | DFO | IC | 1.1 | 0.9 | 0 | 0 |  |  | 0 | 0 |  | Electric Utility | N | OP |  | Internal Combustion (PRMVR=IC)
EXCLUDE | MO | Unionville City of | 2164 | 8 | DFO | IC | 1.3 | 1.1 | 0 | 0 |  |  | 0 | 0 |  | Electric Utility | N | OP |  | Internal Combustion (PRMVR=IC)
EXCLUDE | MO | Unionville City of | 2164 | 9 | DFO | IC | 2 | 2 | 0 | 0 |  |  | 0 | 0 |  | Electric Utility | N | OP |  | Internal Combustion (PRMVR=IC)
EXCLUDE | MO | Vandalia | 2165 | 1 | DFO | IC | 1.2 | 1 | 0 | 0 |  |  | 0 | 0 |  | Electric Utility | N | OS |  | Internal Combustion (PRMVR=IC)
EXCLUDE | MO | Vandalia | 2165 | 8 | DFO | IC | 1 | 0.8 | 0 | 0 |  |  | 0 | 0 |  | Electric Utility | N | OS |  | Internal Combustion (PRMVR=IC)
EXCLUDE | MO | Vandalia | 2165 | 9 | DFO | IC | 1.4 | 1.1 | 0 | 0 |  |  | 0 | 0 |  | Electric Utility | N | OP |  | Internal Combustion (PRMVR=IC)
EXCLUDE | MO | Vandalia | 2165 | 10 | DFO | IC | 1.3 | 1.1 | 0 | 0 |  |  | 0 | 0 |  | Electric Utility | N | OP |  | Internal Combustion (PRMVR=IC)
EXCLUDE | MO | Vandalia | 2165 | 11 | DFO | IC | 1 | 1 | 0 | 0 |  |  | 0 | 0 |  | Electric Utility | N | OP |  | Internal Combustion (PRMVR=IC)
EXCLUDE | MO | Vandalia | 2165 | 12 | DFO | IC | 1 | 1 | 0 | 0 |  |  | 0 | 0 |  | Electric Utility | N | OP |  | Internal Combustion (PRMVR=IC)
EXCLUDE | MO | Vandalia | 2165 | 4A | DFO | IC | 1.2 | 1 | 0 | 0 |  |  | 0 | 0 |  | Electric Utility | N | OP |  | Internal Combustion (PRMVR=IC)
EXCLUDE | MO | Vandalia | 2165 | 5A | DFO | IC | 1.2 | 1 | 0 | 0 |  |  | 0 | 0 |  | Electric Utility | N | OP |  | Internal Combustion (PRMVR=IC)
SSTLOGN | MO | Viaduct | 2096 | 1 | NG | GT | 30.6 | 25 | 0 | 0 |  |  | 0 | 0 |  | Electric Utility | N | RE | 2011
EXCLUDE | MO | Walton Street Substation | 56598 | EP05 | DFO | IC | 2 | 1.3 | 0 | 0 |  |  | 0 | 0 |  | Electric Utility | N | SB |  | Internal Combustion (PRMVR=IC)
EXCLUDE | MO | Walton Street Substation | 56598 | EP06 | DFO | IC | 2 | 1.3 | 0 | 0 |  |  | 0 | 0 |  | Electric Utility | N | SB |  | Internal Combustion (PRMVR=IC)
EXCLUDE | MO | Walton Street Substation | 56598 | EP07 | DFO | IC | 2 | 1.3 | 0 | 0 |  |  | 0 | 0 |  | Electric Utility | N | SB |  | Internal Combustion (PRMVR=IC)
EXCLUDE | MO | Wentzville Assembly & Contiguous | 57932 | GEN1 | BIT | ST | 3 | 3 | 0 | 185 | 0.002424 | 346364.0939 | 76320.132 | 112333.2149 |  | Industrial CHP | Y | OP |  | Steam unit (PRMVR=ST) under 25MW/250 MMBtu/hr
EXCLUDE | MO | Wind Capital Holdings LLC | 56555 | 1 | WND | WT | 56.7 | 56.7 | 0 | 141257 |  |  | 141257 | 0 |  | IPP Non-CHP | N | OP |  | Non Combustion (NUC, WAT, WND, GEO, or SUN)
NGCC | MS | Attala | 55220 | A01 | NG | CC | 160 | 145 | 1757 | 488334.08 |  |  | 488334.08 | 175102.6704 |  | Electric Utility | N | OP
NGCC | MS | Attala | 55220 | A02 | NG | CC | 160 | 145 | 1757 | 488334.08 |  |  | 488334.08 | 175102.6704 |  | Electric Utility | N | OP
NGCC | MS | Attala | 55220 | A03 | NG | CC | 180 | 165 | 1757 | 549375.84 |  |  | 549375.84 | 196990.5042 |  | Electric Utility | N | OP
NGCC | MS | Batesville Generation Facility | 55063 | CTG1 | NG | CC | 184.5 | 176 | 2300 | 390722.7525 |  |  | 390722.7525 | 191053.9059 |  | IPP Non-CHP | N | OP
NGCC | MS | Batesville Generation Facility | 55063 | CTG2 | NG | CC | 184.5 | 176 | 2300 | 390722.7525 |  |  | 390722.7525 | 191053.9059 |  | IPP Non-CHP | N | OP
NGCC | MS | Batesville Generation Facility | 55063 | CTG3 | NG | CC | 184.5 | 176 | 2500 | 390722.7525 |  |  | 390722.7525 | 191053.9059 |  | IPP Non-CHP | N | OP
EXCLUDE | MS | Batesville Generation Facility | 55063 | CTG4 | NG | CC | 292 | 292 | 0 | 0 |  |  | 0 | 0 |  | IPP Non-CHP | N | IP |  | Status of operation (IP,L,P,T,or U)
NGCC | MS | Batesville Generation Facility | 55063 | STG1 | NG | CC | 112.5 | 110 | 2300 | 238245.5808 |  |  | 238245.5808 | 116496.2841 |  | IPP Non-CHP | N | OP
NGCC | MS | Batesville Generation Facility | 55063 | STG2 | NG | CC | 112.5 | 110 | 2300 | 238245.5808 |  |  | 238245.5808 | 116496.2841 |  | IPP Non-CHP | N | OP
NGCC | MS | Batesville Generation Facility | 55063 | STG3 | NG | CC | 112.5 | 110 | 2500 | 238245.5808 |  |  | 238245.5808 | 116496.2841 |  | IPP Non-CHP | N | OP
OGST | MS | Baxter Wilson | 2050 | 1 | NG | ST | 544.6 | 500 | 5325 | 1411493 |  |  | 1411493 | 1276005.049 |  | Electric Utility | N | OP
OGST | MS | Baxter Wilson | 2050 | 2 | NG | ST | 783 | 676 | 7224 | 1377081 |  |  | 1377081 | 919364.452 |  | Electric Utility | N | OP
EXCLUDE | MS | Benndale | 2068 | 1 | NG | GT | 16.2 | 14 | 0 | 11 |  |  | 11 | 13.6759 |  | Electric Utility | N | OP |  | Simple Cycle Turbine (PRMVR=GT or OT) unit under 25MW
NGCC | MS | Caledonia | 55197 | CTG1 | NG | CC | 161 | 150 | 2002 | 749516.7066 |  |  | 749516.7066 | 315490.0705 |  | Electric Utility | N | OP
NGCC | MS | Caledonia | 55197 | CTG2 | NG | CC | 161 | 150 | 2000 | 749516.7066 |  |  | 749516.7066 | 315490.0705 |  | Electric Utility | N | OP
NGCC | MS | Caledonia | 55197 | CTG3 | NG | CC | 161 | 150 | 2108 | 749516.7066 |  |  | 749516.7066 | 315490.0705 |  | Electric Utility | N | OP
NGCC | MS | Caledonia | 55197 | STG1 | NG | CC | 106 | 105 | 2002 | 493470.6267 |  |  | 493470.6267 | 207713.9595 |  | Electric Utility | N | OP
NGCC | MS | Caledonia | 55197 | STG2 | NG | CC | 106 | 105 | 2000 | 493470.6267 |  |  | 493470.6267 | 207713.9595 |  | Electric Utility | N | OP
NGCC | MS | Caledonia | 55197 | STG3 | NG | CC | 106 | 105 | 2108 | 493470.6267 |  |  | 493470.6267 | 207713.9595 |  | Electric Utility | N | OP
EXCLUDE | MS | Chevron Oil | 2047 | 1 | NG | GT | 16.6 | 15 | 106.7073 | 101483.0534 | 1 | 0 | 101483.0534 | 42511.9258 |  | Industrial CHP | Y | OP |  | Simple Cycle Turbine (PRMVR=GT or OT) unit under 25MW
EXCLUDE | MS | Chevron Oil | 2047 | 2 | NG | GT | 16.6 | 15 | 106.7073 | 101483.0534 | 1 | 0 | 101483.0534 | 42511.9258 |  | Industrial CHP | Y | OP |  | Simple Cycle Turbine (PRMVR=GT or OT) unit under 25MW
EXCLUDE | MS | Chevron Oil | 2047 | 3 | NG | GT | 18 | 16 | 115.7067 | 110041.8651 | 1 | 0 | 110041.8651 | 46097.2689 |  | Industrial CHP | Y | OP |  | Simple Cycle Turbine (PRMVR=GT or OT) unit under 25MW
EXCLUDE | MS | Chevron Oil | 2047 | 4 | NG | GT | 18 | 16 | 115.7067 | 110041.8651 | 1 | 0 | 110041.8651 | 46097.2689 |  | Industrial CHP | Y | OP |  | Simple Cycle Turbine (PRMVR=GT or OT) unit under 25MW
EXCLUDE | MS | Chevron Oil | 2047 | 5 | NG | GT | 101.3 | 68 | 651.1718 | 619291.163 | 1 | 0 | 619291.163 | 259425.1856 |  | Industrial CHP | Y | OP |  | Commercial/Industrial Unit
NGCC | MS | Choctaw County | 55706 | CTG1 | NG | CC | 179 | 167 | 2126 | 95502.3737 |  |  | 95502.3737 | 42895.5182 |  | Electric Utility/IPP Non-CHP | N | OS
NGCC | MS | Choctaw County | 55706 | CTG2 | NG | CC | 179 | 167 | 2126 | 95502.3737 |  |  | 95502.3737 | 42895.5182 |  | Electric Utility/IPP Non-CHP | N | OP
NGCC | MS | Choctaw County | 55706 | CTG3 | NG | CC | 179 | 167 | 2126 | 95502.3737 |  |  | 95502.3737 | 42895.5182 |  | Electric Utility/IPP Non-CHP | N | OP
NGCC | MS | Choctaw County | 55706 | STG1 | NG | CC | 362 | 347 | 2126 | 193138.8788 |  |  | 193138.8788 | 86749.5954 |  | Electric Utility/IPP Non-CHP | N | OP
SSTLOGN | MS | Crossroads Energy Center | 55395 | CT01 | NG | GT | 76.6 | 77 | 962.4 | 23299 |  |  | 23299 | 13218.458 |  | Electric Utility | N | OP
SSTLOGN | MS | Crossroads Energy Center | 55395 | CT02 | NG | GT | 76.6 | 77 | 962.4 | 23299 |  |  | 23299 | 13059.572 |  | Electric Utility | N | OP
SSTLOGN | MS | Crossroads Energy Center | 55395 | CT03 | NG | GT | 76.6 | 77 | 962.4 | 23299 |  |  | 23299 | 20927.036 |  | Electric Utility | N | OP
SSTLOGN | MS | Crossroads Energy Center | 55395 | CT04 | NG | GT | 76.6 | 77 | 962.4 | 23299 |  |  | 23299 | 15185.784 |  | Electric Utility | N | OP
OGST | MS | Delta | 2051 | 1 | NG | ST | 112.5 | 90 | 0 | 0 |  |  | 0 | 0 |  | Electric Utility | N | OS
OGST | MS | Delta | 2051 | 2 | NG | ST | 112.5 | 87 | 0 | 0 |  |  | 0 | 0 |  | Electric Utility | N | OS
EXCLUDE | MS | District 70 Transco Gas Pipe Line | 54744 | 1 | WH | ST | 0.8 | 0.7 | 0 | 0 |  |  | 0 | 0 |  | Commercial Non-CHP | N | SB |  | Non Fossil fuel type
EXCLUDE | MS | District 70 Transco Gas Pipe Line | 54744 | 2 | WH | ST | 0.8 | 0.7 | 0 | 0 |  |  | 0 | 0 |  | Commercial Non-CHP | N | SB |  | Non Fossil fuel type
OGST | MS | Eaton | 2046 | 1 | NG | ST | 25.9 | 24.5 | 0 | 2617 |  |  | 2617 | 2534.6165 |  | Electric Utility | N | OP | 2012
OGST | MS | Eaton | 2046 | 2 | NG | ST | 25.9 | 24.5 | 0 | 2486 |  |  | 2486 | 2534.6165 |  | Electric Utility | N | OP | 2012
OGST | MS | Eaton | 2046 | 3 | NG | ST | 25.9 | 24.6 | 0 | 2647 |  |  | 2647 | 2534.6165 |  | Electric Utility | N | OP | 2012
EXCLUDE | MS | Enterprise Energy Facility | 55373 | CT3 | NG | GT | 86.5 | 75 | 0 | 0 |  |  | 0 | 0 |  | IPP Non-CHP | N | RE | 2006 | Retired in 2006
EXCLUDE | MS | Enterprise Energy Facility | 55373 | CT4 | NG | GT | 86.5 | 75 | 0 | 0 |  |  | 0 | 0 |  | IPP Non-CHP | N | RE | 2006 | Retired in 2006
EXCLUDE | MS | Enterprise Energy Facility | 55373 | CT5 | NG | GT | 86.5 | 75 | 0 | 0 |  |  | 0 | 0 |  | IPP Non-CHP | N | RE | 2006 | Retired in 2006
EXCLUDE | MS | Enterprise Energy Facility | 55373 | CT6 | NG | GT | 86.5 | 75 | 0 | 0 |  |  | 0 | 0 |  | IPP Non-CHP | N | RE | 2006 | Retired in 2006
EXCLUDE | MS | Ergon Refining Vicksburg | 54918 | TMO1 | NG | GT | 4.8 | 4.4 | 0 | 41301 | 0.55553 | 150327.3445 | 74344.8184 | 31969.306 |  | Industrial CHP | Y | OP |  | Simple Cycle Turbine (PRMVR=GT or OT) unit under 25MW
EXCLUDE | MS | Georgia Pacific Monticello Paper | 10610 | GEN1 | BLQ | ST | 32.6 | 36 | 0 | 219107 | 0.4101 | 1433843.0468 | 534283.5197 | 316736.5439 |  | Industrial CHP | Y | OP |  | Commercial/Industrial Unit
EXCLUDE | MS | Georgia Pacific Monticello Paper | 10610 | GEN2 | BLQ | ST | 32.2 | 32 | 0 | 247859 | 0.4101 | 1621997.0322 | 604394.1038 | 312850.206 |  | Industrial CHP | Y | OP |  | Commercial/Industrial Unit
OGST | MS | Gerald Andrus | 8054 | 1 | NG | ST | 781.4 | 712 | 7700 | 1468671 |  |  | 1468671 | 976254.967 |  | Electric Utility | N | OP
EXCLUDE | MS | Grand Gulf | 6072 | 1 | NUC | ST | 1372.5 | 1190 | 0 | 10336789 |  |  | 10336789 | 0 |  | Electric Utility | N | OP |  | Non Combustion (NUC, WAT, WND, GEO, or SUN)
EXCLUDE | MS | Henderson | 2062 | 1 | NG | ST | 12.6 | 11 | 0 | 3712 |  |  | 3712 | 2564.0281 |  | Electric Utility | N | OP |  | Steam unit (PRMVR=ST) under 25MW/250 MMBtu/hr
EXCLUDE | MS | Henderson | 2062 | 3 | NG | ST | 20 | 17.9 | 0 | 3843 |  |  | 3843 | 4069.8858 |  | Electric Utility | N | OP |  | Steam unit (PRMVR=ST) under 25MW/250 MMBtu/hr
EXCLUDE | MS | Henderson | 2062 | H10 | NG | IC | 1.3 | 9.3 | 0 | 0 |  |  | 0 | 0 |  | Electric Utility | N | OP |  | Internal Combustion (PRMVR=IC)
EXCLUDE | MS | Henderson | 2062 | H11 | NG | IC | 1.3 |  | 0 | 0 |  |  | 0 | 0 |  | Electric Utility | N | OP |  | Internal Combustion (PRMVR=IC)
EXCLUDE | MS | Henderson | 2062 | H2 | NG | GT | 13.5 | 13 | 0 | 3290 |  |  | 3290 | 3771.5047 |  | Electric Utility | N | OS |  | Simple Cycle Turbine (PRMVR=GT or OT) unit under 25MW
EXCLUDE | MS | Henderson | 2062 | H4 | DFO | IC | 1.8 |  | 0 | 0 |  |  | 0 | 0 |  | Electric Utility | N | OP |  | Internal Combustion (PRMVR=IC)
EXCLUDE | MS | Henderson | 2062 | H5 | DFO | IC | 1.8 |  | 0 | 0 |  |  | 0 | 0 |  | Electric Utility | N | OP |  | Internal Combustion (PRMVR=IC)
EXCLUDE | MS | Henderson | 2062 | H6 | DFO | IC | 1.8 |  | 0 | 0 |  |  | 0 | 0 |  | Electric Utility | N | OP |  | Internal Combustion (PRMVR=IC)
EXCLUDE | MS | Henderson | 2062 | H7 | DFO | IC | 1.8 |  | 0 | 0 |  |  | 0 | 0 |  | Electric Utility | N | OP |  | Internal Combustion (PRMVR=IC)
EXCLUDE | MS | Henderson | 2062 | H8 | DFO | IC | 1.8 |  | 0 | 0 |  |  | 0 | 0 |  | Electric Utility | N | OP |  | Internal Combustion (PRMVR=IC)
EXCLUDE | MS | Henderson | 2062 | H9 | NG | IC | 1.3 |  | 0 | 0 |  |  | 0 | 0 |  | Electric Utility | N | OP |  | Internal Combustion (PRMVR=IC)
NGCC | MS | Hinds Energy Facility | 55218 | H01 | NG | CC | 157 | 150 | 1083.988 | 330993.2171 |  |  | 330993.2171 | 124423.021 |  | IPP Non-CHP | N | OP
NGCC | MS | Hinds Energy Facility | 55218 | H02 | NG | CC | 157 | 150 | 1083.988 | 330993.2171 |  |  | 330993.2171 | 124423.021 |  | IPP Non-CHP | N | OP
NGCC | MS | Hinds Energy Facility | 55218 | H03 | NG | CC | 188 | 150 | 1298.0239 | 396348.5657 |  |  | 396348.5657 | 148990.6239 |  | IPP Non-CHP | N | OP
EXCLUDE | MS | International Paper Vicksburg Mill | 54100 | GEN1 | BLQ | ST | 2.5 | 1.5 | 0 | 8322.6236 | 0.07198 | 488150.2399 | 115624.1124 | 43801.332 |  | Industrial CHP | Y | OP |  | Steam unit (PRMVR=ST) under 25MW/250 MMBtu/hr
EXCLUDE | MS | International Paper Vicksburg Mill | 54100 | GEN2 | BLQ | ST | 48 | 37 | 0 | 159794.3734 | 0.07198 | 9372484.6053 | 2219982.959 | 884786.9071 |  | Industrial CHP | Y | OP |  | Commercial/Industrial Unit
OGST | MS | Jack Watson | 2049 | 1 | NG | ST | 93.8 | 76 | 863 | 5094 |  |  | 5094 | 5458.675 |  | Electric Utility | N | OP | 2014
OGST | MS | Jack Watson | 2049 | 2 | NG | ST | 93.8 | 76 | 938 | 1836 |  |  | 1836 | 2817.25 |  | Electric Utility | N | OP | 2014
OGST | MS | Jack Watson | 2049 | 3 | NG | ST | 108.8 | 107 | 1119 | 11991 |  |  | 11991 | 9792.55 |  | Electric Utility | N | OP | 2014
COALST | MS | Jack Watson | 2049 | 4 | BIT | ST | 299.2 | 232 | 2526 | 1130988 |  |  | 1130988 | 1157985.65 |  | Electric Utility | N | OP
COALST | MS | Jack Watson | 2049 | 5 | BIT | ST | 578 | 474 | 5095 | 1767283 |  |  | 1767283 | 1809459.55 |  | Electric Utility | N | OP
SSTLOGN | MS | Jack Watson | 2049 | A | NG | GT | 41.9 | 33 | 524 |  |  |  |  | 289.8969 |  | Electric Utility | N | OP
SSTLOGN | MS | Kemper County | 7960 | GT1 | NG | GT | 93 | 78.2 | 1047 | 32128.9997 |  |  | 32128.9997 | 16772.565 |  | Electric Utility | N | OP
SSTLOGN | MS | Kemper County | 7960 | GT2 | NG | GT | 93 | 78.2 | 1063 | 32128.9997 |  |  | 32128.9997 | 25982.342 |  | Electric Utility | N | OP
SSTLOGN | MS | Kemper County | 7960 | GT3 | NG | GT | 93 | 78.2 | 1061 | 32128.9997 |  |  | 32128.9997 | 22242.117 |  | Electric Utility | N | OP
SSTLOGN | MS | Kemper County | 7960 | GT4 | NG | GT | 93 | 78.2 | 1047 | 32128.9997 |  |  | 32128.9997 | 20585.984 |  | Electric Utility | N | OP
EXCLUDE | MS | Kemper County IGCC Project | 57037 | 1A | SGC | CC | 235.4 | 153.8 | 0 | 0 |  |  | 0 | 0 |  | Electric Utility | N | U |  | Status of operation (IP,L,P,T,or U)
EXCLUDE | MS | Kemper County IGCC Project | 57037 | 1B | SGC | CC | 235.4 | 153.8 | 0 | 0 |  |  | 0 | 0 |  | Electric Utility | N | U |  | Status of operation (IP,L,P,T,or U)
EXCLUDE | MS | Kemper County IGCC Project | 57037 | 1C | SGC | CC | 369 | 285.4 | 0 | 0 |  |  | 0 | 0 |  | Electric Utility | N | U |  | Status of operation (IP,L,P,T,or U)
EXCLUDE | MS | L L Wilkins | 2059 | 6 | NG | CC | 6 | 6.8 | 0 | 203.8994 |  |  | 203.8994 | 39.8742 |  | Electric Utility | N | OP |  | Combined Cycle (PRMVR=CC) unit under 25MW
EXCLUDE | MS | L L Wilkins | 2059 | 7 | NG | ST | 7.5 | 7.5 | 0 | 0 |  |  | 0 | 0 |  | Electric Utility | N | OP |  | Steam unit (PRMVR=ST) under 25MW/250 MMBtu/hr
EXCLUDE | MS | L L Wilkins | 2059 | 8 | NG | CC | 16.2 | 13.2 | 0 | 550.5283 |  |  | 550.5283 | 107.6604 |  | Electric Utility | N | OP |  | Combined Cycle (PRMVR=CC) unit under 25MW
NGCC | MS | L L Wilkins | 2059 | 9 | NG | CC | 25.5 | 22 | 0 | 866.5723 |  |  | 866.5723 | 169.4654 |  | Electric Utility | N | OP
EXCLUDE | MS | Leaf River Cellulose LLC | 10233 | GEN1 | NG | ST | 25 | 25 | 0 | 221800 | 0.16772 | 5007331.5778 | 1322473.7055 | 488545.1717 |  | Industrial CHP | Y | OP |  | Commercial/Industrial Unit
EXCLUDE | MS | Leaf River Cellulose LLC | 10233 | GEN2 | NG | ST | 25 | 25 | 0 | 217275 | 0.16772 | 4905175.6923 | 1295493.5725 | 478578.2334 |  | Industrial CHP | Y | OP |  | Commercial/Industrial Unit
NGCC | MS | Magnolia Power Plant | 55451 | CTG1 | NG | CC | 178.5 | 153.5 | 2750 | 477818.2631 |  |  | 477818.2631 | 223857.8239 |  | Electric Utility | N | OP
NGCC | MS | Magnolia Power Plant | 55451 | CTG2 | NG | CC | 178.5 | 153.5 | 2750 | 477818.2631 |  |  | 477818.2631 | 223857.8239 |  | Electric Utility | N | OP
NGCC | MS | Magnolia Power Plant | 55451 | CTG3 | NG | CC | 178.5 | 153.5 | 2750 | 477818.2631 |  |  | 477818.2631 | 223857.8239 |  | Electric Utility | N | OP
NGCC | MS | Magnolia Power Plant | 55451 | STG1 | NG | CC | 156 | 134.2 | 2750 | 417589.0703 |  |  | 417589.0703 | 195640.4511 |  | Electric Utility | N | OP
NGCC | MS | Magnolia Power Plant | 55451 | STG2 | NG | CC | 156 | 134.2 | 2750 | 417589.0703 |  |  | 417589.0703 | 195640.4511 |  | Electric Utility | N | OP
NGCC | MS | Magnolia Power Plant | 55451 | STG3 | NG | CC | 156 | 134.2 | 2750 | 417589.0703 |  |  | 417589.0703 | 195640.4511 |  | Electric Utility | N | OP
EXCLUDE | MS | Meridian | 7719 | 1 | DFO | IC | 1.8 | 1.8 | 0 | 0 |  |  | 0 | 0 |  | Electric Utility | N | OP |  | Internal Combustion (PRMVR=IC)
EXCLUDE | MS | Meridian | 7719 | 2 | DFO | IC | 1.8 | 1.8 | 0 | 0 |  |  | 0 | 0 |  | Electric Utility | N | OP |  | Internal Combustion (PRMVR=IC)
EXCLUDE | MS | Meridian | 7719 | 3 | DFO | IC | 1.8 | 1.8 | 0 | 0 |  |  | 0 | 0 |  | Electric Utility | N | OP |  | Internal Combustion (PRMVR=IC)
EXCLUDE | MS | Meridian | 7719 | 4 | DFO | IC | 1.8 | 1.8 | 0 | 0 |  |  | 0 | 0 |  | Electric Utility | N | OP |  | Internal Combustion (PRMVR=IC)
EXCLUDE | MS | Meridian | 7719 | 5 | DFO | IC | 1.8 | 1.8 | 0 | 0 |  |  | 0 | 0 |  | Electric Utility | N | OP |  | Internal Combustion (PRMVR=IC)
EXCLUDE | MS | Mississippi Baptist Medical Center | 54203 | A | NG | GT | 4.2 | 4 | 0 | 24073 | 0.31781 | 235081.1295 | 75746.7536 | 22486.7758 |  | Commercial CHP | Y | OP |  | Simple Cycle Turbine (PRMVR=GT or OT) unit under 25MW
OGST | MS | Moselle | 2070 | 1 | NG | ST | 59 | 59 | 1540 | 38507 |  |  | 38507 | 13.302 |  | Electric Utility | N | OP
OGST | MS | Moselle | 2070 | 2 | NG | ST | 59 | 59 | 1540 | 1989.7236 |  |  | 1989.7236 | 1973.92 |  | Electric Utility | N | OP
OGST | MS | Moselle | 2070 | 3 | NG | ST | 59 | 59 | 1538 | 133120 |  |  | 133120 | 126770.982 |  | Electric Utility | N | OP
SSTLOGN | MS | Moselle | 2070 | 4 | NG | GT | 83 | 75 | 1200 | 13123.97 |  |  | 13123.97 | 9327.885 |  | Electric Utility | N | OP
SSTLOGN | MS | Moselle | 2070 | 5 | NG | GT | 83.5 | 75 | 1143.3 | 13203.03 |  |  | 13203.03 | 9906.923 |  | Electric Utility | N | OP
EXCLUDE | MS | MPC1 | 7875 | 1 | NG | GT | 360 | 360 | 0 | 0 |  |  | 0 | 0 |  | Electric Utility | N | IP |  | Status of operation (IP,L,P,T,or U)
OGST | MS | Natchez | 2052 | 1 | NG | ST | 66 | 73 | 0 | 0 |  |  | 0 | 0 |  | Electric Utility | N | RE | 2011
SSTLOGN | MS | New Albany Energy Facility | 55080 | 1 | NG | GT | 71.2 | 60 | 0 | 0 |  |  | 0 | 0 |  | IPP Non-CHP | N | OS
SSTLOGN | MS | New Albany Energy Facility | 55080 | 2 | NG | GT | 71.2 | 60 | 0 | 0 |  |  | 0 | 0 |  | IPP Non-CHP | N | OS
SSTLOGN | MS | New Albany Energy Facility | 55080 | 3 | NG | GT | 71.2 | 60 | 0 | 0 |  |  | 0 | 0 |  | IPP Non-CHP | N | OS
SSTLOGN | MS | New Albany Energy Facility | 55080 | 4 | NG | GT | 71.2 | 60 | 0 | 0 |  |  | 0 | 0 |  | IPP Non-CHP | N | OS
SSTLOGN | MS | New Albany Energy Facility | 55080 | 5 | NG | GT | 71.2 | 60 | 0 | 0 |  |  | 0 | 0 |  | IPP Non-CHP | N | OS
SSTLOGN | MS | New Albany Energy Facility | 55080 | 6 | NG | GT | 71.2 | 60 | 0 | 0 |  |  | 0 | 0 |  | IPP Non-CHP | N | OS
EXCLUDE | MS | Pascagoula Cogen | 52084 | TG1 | OG | ST | 6 | 4 | 0 | 0 | 0 |  |  | 0 |  | Industrial CHP | Y | OS | 2014 | Steam unit (PRMVR=ST) under 25MW/250 MMBtu/hr
EXCLUDE | MS | Paulding | 2071 | 1 | DFO | GT | 20 | 16 | 0 | 21 |  |  | 21 | 64.1582 |  | Electric Utility | N | OP |  | Simple Cycle Turbine (PRMVR=GT or OT) unit under 25MW
EXCLUDE | MS | Prairie Bluff | 57408 | GEN1 | LFG | IC | 1.6 | 1.6 | 0 | 0 |  |  | 0 | 0 |  | IPP Non-CHP | N | P |  | Internal Combustion (PRMVR=IC)
NGCC | MS | Quantum Choctaw Power LLC | 55694 | CT1 | NG | CC | 270 | 210 | 2957 | 579216.8254 |  |  | 579216.8254 | 246442.1692 |  | Electric Utility/IPP Non-CHP | N | OP
NGCC | MS | Quantum Choctaw Power LLC | 55694 | CT2 | NG | CC | 270 | 210 | 2957 | 579216.8254 |  |  | 579216.8254 | 246442.1692 |  | Electric Utility/IPP Non-CHP | N | OP
NGCC | MS | Quantum Choctaw Power LLC | 55694 | ST1 | NG | CC | 310.5 | 270 | 2957 | 666099.3492 |  |  | 666099.3492 | 283408.4946 |  | Electric Utility/IPP Non-CHP | N | OP
COALST | MS | R D Morrow | 6061 | 1 | BIT | ST | 200 | 180 | 2600 | 792766 |  |  | 792766 | 983192.252 |  | Electric Utility | N | OP
COALST | MS | R D Morrow | 6061 | 2 | BIT | ST | 200 | 180 | 2705 | 898672 |  |  | 898672 | 1025203.301 |  | Electric Utility | N | OP
EXCLUDE | MS | Raleigh CO2 Plant | 55316 | GEN1 | NG | IC | 0.8 | 0.8 | 0 | 0 |  |  | 0 | 0 |  | IPP Non-CHP | N | OP |  | Internal Combustion (PRMVR=IC)
EXCLUDE | MS | Raleigh CO2 Plant | 55316 | GEN2 | NG | IC | 0.8 | 0.8 | 0 | 0 |  |  | 0 | 0 |  | IPP Non-CHP | N | OP |  | Internal Combustion (PRMVR=IC)
EXCLUDE | MS | Raleigh CO2 Plant | 55316 | GEN3 | NG | IC | 0.8 | 0.8 | 0 | 0 |  |  | 0 | 0 |  | IPP Non-CHP | N | OP |  | Internal Combustion (PRMVR=IC)
EXCLUDE | MS | Raleigh CO2 Plant | 55316 | GEN4 | NG | IC | 0.8 | 0.8 | 0 | 0 |  |  | 0 | 0 |  | IPP Non-CHP | N | OP |  | Internal Combustion (PRMVR=IC)
EXCLUDE | MS | Raleigh CO2 Plant | 55316 | GEN5 | NG | IC | 0.8 | 0.8 | 0 | 0 |  |  | 0 | 0 |  | IPP Non-CHP | N | SB |  | Internal Combustion (PRMVR=IC)
EXCLUDE | MS | Raleigh CO2 Plant | 55316 | GEN6 | NG | IC | 0.8 | 0.8 | 0 | 0 |  |  | 0 | 0 |  | IPP Non-CHP | N | SB |  | Internal Combustion (PRMVR=IC)
COALST | MS | Red Hills Generating Facility | 55076 | RHGF | LIG | ST | 513.7 | 440 | 4952 | 2483561 |  |  | 2483561 | 3174604.55 |  | Electric Utility/IPP Non-CHP | N | OP
OGST | MS | Rex Brown | 2053 | 1 | NG | ST | 34.5 | 15 | 0 | 18028.1825 |  |  | 18028.1825 | 16428.7144 |  | Electric Utility | N | RE | 2011
OGST | MS | Rex Brown | 2053 | 3 | NG | ST | 66 | 70 | 1236 | 34488.6969 |  |  | 34488.6969 | 32154.173 |  | Electric Utility | N | OP
OGST | MS | Rex Brown | 2053 | 4 | NG | ST | 238.7 | 209 | 3000 | 124734.1206 |  |  | 124734.1206 | 172054.711 |  | Electric Utility | N | OP
EXCLUDE | MS | Rex Brown | 2053 | GT1 | DFO | GT | 10 | 10 | 0 | 11 |  |  | 11 | 97.2563 |  | Electric Utility | N | SB |  | Simple Cycle Turbine (PRMVR=GT or OT) unit under 25MW
SSTLOGN | MS | Silver Creek | 7988 | 1 | NG | GT | 83.5 | 75 | 1150 | 54528.3333 |  |  | 54528.3333 | 55804.028 |  | Electric Utility | N | OP
SSTLOGN | MS | Silver Creek | 7988 | 2 | NG | GT | 83.5 | 75 | 1150 | 54528.3333 |  |  | 54528.3333 | 32880.372 |  | Electric Utility | N | OP
SSTLOGN | MS | Silver Creek | 7988 | 3 | NG | GT | 83.5 | 75 | 1150 | 54528.3333 |  |  | 54528.3333 | 27410.9 |  | Electric Utility | N | OP
OGST | MS | Sweatt | 2048 | 1 | NG | ST | 46 | 46 | 626 | 4966.2187 |  |  | 4966.2187 | 3415.775 |  | Electric Utility | N | OP
OGST | MS | Sweatt | 2048 | 2 | NG | ST | 49 | 46 | 626 | 5290.1025 |  |  | 5290.1025 | 3397.925 |  | Electric Utility | N | OP
SSTLOGN | MS | Sweatt | 2048 | A | NG | GT | 41.9 | 32 | 524 | 94 |  |  | 94 | 303.4183 |  | Electric Utility | N | OP
SSTLOGN | MS | Sylvarena | 7989 | 1 | NG | GT | 47 | 43 | 575 | 35992.6667 |  |  | 35992.6667 | 29878.642 |  | Electric Utility | N | OP
SSTLOGN | MS | Sylvarena | 7989 | 2 | NG | GT | 47 | 43 | 565 | 35992.6667 |  |  | 35992.6667 | 20030.666 |  | Electric Utility | N | OP
SSTLOGN | MS | Sylvarena | 7989 | 3 | NG | GT | 47 | 43 | 570 | 35992.6667 |  |  | 35992.6667 | 23911.564 |  | Electric Utility | N | OP
EXCLUDE | MS | Terra Mississippi Nitrogen | 10195 | EXIS | NG | GT | 25 | 21.3 | 0 | 161227 | 0.47699 | 804253.9712 | 338012.0171 | 117295.8307 |  | Industrial CHP | Y | OP |  | Commercial/Industrial Unit
EXCLUDE | MS | Third Street | 2060 | 4 | NG | ST | 4 | 4 | 0 | 0 |  |  | 0 | 0 |  | Electric Utility | N | RE | 2007 | Steam unit (PRMVR=ST) under 25MW/250 MMBtu/hr
EXCLUDE | MS | Third Street | 2060 | 5 | NG | ST | 9 | 8 | 0 | 0 |  |  | 0 | 0 |  | Electric Utility | N | RE | 2007 | Steam unit (PRMVR=ST) under 25MW/250 MMBtu/hr
NGCC | MS | TVA Southaven Combined Cycle | 55269 | CTG1 | NG | CC | 179.3 | 150 | 2000 | 646121.9015 |  |  | 646121.9015 | 268777.2547 |  | Electric Utility | N | OP
NGCC | MS | TVA Southaven Combined Cycle | 55269 | CTG2 | NG | CC | 179.3 | 150 | 2000 | 646121.9015 |  |  | 646121.9015 | 268777.2547 |  | Electric Utility | N | OP
NGCC | MS | TVA Southaven Combined Cycle | 55269 | CTG3 | NG | CC | 179.3 | 150 | 2000 | 646121.9015 |  |  | 646121.9015 | 268777.2547 |  | Electric Utility | N | OP
NGCC | MS | TVA Southaven Combined Cycle | 55269 | STG1 | NG | CC | 122 | 108 | 2000 | 439636.7651 |  |  | 439636.7651 | 182882.46 |  | Electric Utility | N | OP
NGCC | MS | TVA Southaven Combined Cycle | 55269 | STG2 | NG | CC | 122 | 108 | 2000 | 439636.7651 |  |  | 439636.7651 | 182882.46 |  | Electric Utility | N | OP
NGCC | MS | TVA Southaven Combined Cycle | 55269 | STG3 | NG | CC | 122 | 108 | 2000 | 439636.7651 |  |  | 439636.7651 | 182882.46 |  | Electric Utility | N | OP
COALST | MS | Victor J Daniel Jr | 6073 | 1 | BIT | ST | 548.3 | 510 | 5461 | 1633174 |  |  | 1633174 | 1973988.9 |  | Electric Utility | N | OP
COALST | MS | Victor J Daniel Jr | 6073 | 2 | BIT | ST | 548.3 | 510 | 5461 | 1119586 |  |  | 1119586 | 1247102.475 |  | Electric Utility | N | OP
NGCC | MS | Victor J Daniel Jr | 6073 | 3 | NG | CC | 185.5 | 155.5 | 2105 | 1091149.3646 |  |  | 1091149.3646 | 442980.8514 |  | Electric Utility | N | OP
NGCC | MS | Victor J Daniel Jr | 6073 | 4 | NG | CC | 185.5 | 155.5 | 2105 | 1091149.3646 |  |  | 1091149.3646 | 442980.8514 |  | Electric Utility | N | OP
NGCC | MS | Victor J Daniel Jr | 6073 | 3CT | NG | CC | 185.5 | 155.5 | 2105 | 1091149.3646 |  |  | 1091149.3646 | 442980.8514 |  | Electric Utility | N | OP
NGCC | MS | Victor J Daniel Jr | 6073 | 3ST | NG | CC | 195.2 | 175 | 2105 | 1148206.7708 |  |  | 1148206.7708 | 466144.8097 |  | Electric Utility | N | OP
NGCC | MS | Victor J Daniel Jr | 6073 | 4CT | NG | CC | 185.5 | 155.5 | 2105 | 1091149.3646 |  |  | 1091149.3646 | 442980.8514 |  | Electric Utility | N | OP
NGCC | MS | Victor J Daniel Jr | 6073 | 4ST | NG | CC | 195.2 | 175 | 2105 | 1148206.7708 |  |  | 1148206.7708 | 466144.8097 |  | Electric Utility | N | OP
EXCLUDE | MS | Weyerhaeuser Columbus MS | 50184 | TG1 | BLQ | ST | 64 | 64 | 0 | 276051.0129 | 0.13953 | 7744582.4688 | 1978406.4794 | 1175434.3008 |  | Industrial CHP | Y | OP |  | Commercial/Industrial Unit
EXCLUDE | MS | Weyerhaeuser Columbus MS | 50184 | TG2 | BLQ | ST | 46 | 46 | 0 | 198411.6655 | 0.13953 | 5566418.6495 | 1421979.657 | 340814.4848 |  | Industrial CHP | Y | OP |  | Commercial/Industrial Unit
EXCLUDE | MS | Weyerhaeuser Columbus MS | 50184 | TG3 | BLQ | ST | 14.6 | 14.6 | 0 | 62974.1373 | 0.13953 | 1766732.8757 | 451323.9781 | 191795.9071 |  | Industrial CHP | Y | OP |  | Steam unit (PRMVR=ST) under 25MW/250 MMBtu/hr
EXCLUDE | MS | Weyerhaeuser Columbus MS | 50184 | TG4 | BLQ | ST | 4 | 4 | 0 | 17253.1883 | 0.13953 | 484036.4043 | 123650.405 | 53127.3621 |  | Industrial CHP | Y | SB |  | Steam unit (PRMVR=ST) under 25MW/250 MMBtu/hr
EXCLUDE | MS | Wright | 2063 | W1 | NG | ST | 7.5 | 8.3 | 0 | 0 |  |  | 0 | 0 |  | Electric Utility | N | OP |  | Steam unit (PRMVR=ST) under 25MW/250 MMBtu/hr
EXCLUDE | MS | Wright | 2063 | W2 | NG | ST | 5 | 5.3 | 0 | 0 |  |  | 0 | 0 |  | Electric Utility | N | OP |  | Steam unit (PRMVR=ST) under 25MW/250 MMBtu/hr
EXCLUDE | MS | Wright | 2063 | W3 | NG | ST | 5 | 5.3 | 0 | 0 |  |  | 0 | 0 |  | Electric Utility | N | OP |  | Steam unit (PRMVR=ST) under 25MW/250 MMBtu/hr
EXCLUDE | MS | Yazoo | 2067 | 2 | NG | CC | 5 | 5.6 | 0 | 39.5894 |  |  | 39.5894 | 37.86 |  | Electric Utility | N | SB |  | Combined Cycle (PRMVR=CC) unit under 25MW
EXCLUDE | MS | Yazoo | 2067 | 3 | NG | CC | 12.6 | 13 | 0 | 99.7654 |  |  | 99.7654 | 95.4073 |  | Electric Utility | N | OP |  | Combined Cycle (PRMVR=CC) unit under 25MW
EXCLUDE | MS | Yazoo | 2067 | GT1 | NG | CC | 16.5 | 14.7 | 0 | 130.6452 |  |  | 130.6452 | 124.9381 |  | Electric Utility | N | SB |  | Combined Cycle (PRMVR=CC) unit under 25MW
EXCLUDE | MT | Basin Creek Plant | 55866 | 1 | NG | IC | 6.1 | 6 | 0 | 0 |  |  | 0 | 0 |  | IPP Non-CHP | N | OP |  | Internal Combustion (PRMVR=IC)
EXCLUDE | MT | Basin Creek Plant | 55866 | 2 | NG | IC | 6.1 | 6 | 0 | 0 |  |  | 0 | 0 |  | IPP Non-CHP | N | OP |  | Internal Combustion (PRMVR=IC)
EXCLUDE | MT | Basin Creek Plant | 55866 | 3 | NG | IC | 6.1 | 6 | 0 | 0 |  |  | 0 | 0 |  | IPP Non-CHP | N | OP |  | Internal Combustion (PRMVR=IC)
EXCLUDE | MT | Basin Creek Plant | 55866 | 4 | NG | IC | 6.1 | 6 | 0 | 0 |  |  | 0 | 0 |  | IPP Non-CHP | N | OP |  | Internal Combustion (PRMVR=IC)
EXCLUDE | MT | Basin Creek Plant | 55866 | 5 | NG | IC | 6.1 | 6 | 0 | 0 |  |  | 0 | 0 |  | IPP Non-CHP | N | OP |  | Internal Combustion (PRMVR=IC)
EXCLUDE | MT | Basin Creek Plant | 55866 | 6 | NG | IC | 6.1 | 6 | 0 | 0 |  |  | 0 | 0 |  | IPP Non-CHP | N | OP |  | Internal Combustion (PRMVR=IC)
EXCLUDE | MT | Basin Creek Plant | 55866 | 7 | NG | IC | 6.1 | 6 | 0 | 0 |  |  | 0 | 0 |  | IPP Non-CHP | N | OP |  | Internal Combustion (PRMVR=IC)
EXCLUDE | MT | Basin Creek Plant | 55866 | 8 | NG | IC | 6.1 | 6 | 0 | 0 |  |  | 0 | 0 |  | IPP Non-CHP | N | OP |  | Internal Combustion (PRMVR=IC)
EXCLUDE | MT | Basin Creek Plant | 55866 | 9 | NG | IC | 6.1 | 6 | 0 | 0 |  |  | 0 | 0 |  | IPP Non-CHP | N | OP |  | Internal Combustion (PRMVR=IC)
EXCLUDE | MT | Big Fork | 6459 | 1 | WAT | HY | 1.7 | 1.9 | 0 | 14375.7805 |  |  | 14375.7805 | 0 |  | Electric Utility | N | OP |  | Non Combustion (NUC, WAT, WND, GEO, or SUN)
EXCLUDE | MT | Big Fork | 6459 | 2 | WAT | HY | 1.7 | 1.9 | 0 | 14375.7805 |  |  | 14375.7805 | 0 |  | Electric Utility | N | OP |  | Non Combustion (NUC, WAT, WND, GEO, or SUN)
EXCLUDE | MT | Big Fork | 6459 | 3 | WAT | HY | 0.7 | 0.8 | 0 | 5919.439 |  |  | 5919.439 | 0 |  | Electric Utility | N | OP |  | Non Combustion (NUC, WAT, WND, GEO, or SUN)
EXCLUDE | MT | Black Eagle | 2181 | BLA1 | WAT | HY | 5.6 | 7 | 0 | 49013.3333 |  |  | 49013.3333 | 0 |  | IPP Non-CHP | N | OP |  | Non Combustion (NUC, WAT, WND, GEO, or SUN)
EXCLUDE | MT | Black Eagle | 2181 | BLA2 | WAT | HY | 5.6 | 7 | 0 | 49013.3333 |  |  | 49013.3333 | 0 |  | IPP Non-CHP | N | OP |  | Non Combustion (NUC, WAT, WND, GEO, or SUN)
EXCLUDE | MT | Black Eagle | 2181 | BLA3 | WAT | HY | 5.6 | 7 | 0 | 49013.3333 |  |  | 49013.3333 | 0 |  | IPP Non-CHP | N | OP |  | Non Combustion (NUC, WAT, WND, GEO, or SUN)
EXCLUDE | MT | Broadwater Power Project | 54006 | GEN1 | WAT | HY | 9.7 | 9.7 | 0 | 53536 |  |  | 53536 | 0 |  | IPP Non-CHP | N | OP |  | Non Combustion (NUC, WAT, WND, GEO, or SUN)
EXCLUDE | MT | Canyon Ferry | 6400 | 1 | WAT | HY | 16.6 | 19.2 | 0 | 139577.6667 |  |  | 139577.6667 | 0 |  | Electric Utility | N | OP |  | Non Combustion (NUC, WAT, WND, GEO, or SUN)
EXCLUDE | MT | Canyon Ferry | 6400 | 2 | WAT | HY | 16.6 | 19.2 | 0 | 139577.6667 |  |  | 139577.6667 | 0 |  | Electric Utility | N | OP |  | Non Combustion (NUC, WAT, WND, GEO, or SUN)
EXCLUDE | MT | Canyon Ferry | 6400 | 3 | WAT | HY | 16.6 | 19.2 | 0 | 139577.6667 |  |  | 139577.6667 | 0 |  | Electric Utility | N | OP |  | Non Combustion (NUC, WAT, WND, GEO, or SUN)
EXCLUDE | MT | Cochrane | 2182 | COC1 | WAT | HY | 28.4 | 32 | 0 | 133994.3974 |  |  | 133994.3974 | 0 |  | IPP Non-CHP | N | OP |  | Non Combustion (NUC, WAT, WND, GEO, or SUN)
EXCLUDE | MT | Cochrane | 2182 | COC2 | WAT | HY | 32 | 32 | 0 | 150979.6026 |  |  | 150979.6026 | 0 |  | IPP Non-CHP | N | OP |  | Non Combustion (NUC, WAT, WND, GEO, or SUN)
COALST | MT | Colstrip | 6076 | 1 | SUB | ST | 358 | 307 | 3390 | 1914630 |  |  | 1914630 | 2228042.267 |  | Electric Utility/IPP Non-CHP | N | OP
COALST | MT | Colstrip | 6076 | 2 | SUB | ST | 358 | 307 | 3390 | 1672005 |  |  | 1672005 | 2188533.612 |  | Electric Utility/IPP Non-CHP | N | OP
COALST | MT | Colstrip | 6076 | 3 | SUB | ST | 778 | 740 | 7600 | 4228823 |  |  | 4228823 | 4845634.885 |  | Electric Utility/IPP Non-CHP | N | OP
COALST | MT | Colstrip | 6076 | 4 | SUB | ST | 778 | 740 | 8900 | 5209761 |  |  | 5209761 | 6160525.323 |  | Electric Utility/IPP Non-CHP | N | OP
COALST | MT | Colstrip Energy LP | 10784 | GEN1 | WC | ST | 46.1 | 35 | 0 | 260758 |  |  | 260758 | 379085.4158 |  | IPP Non-CHP | N | OP
EXCLUDE | MT | ConocoPhillips Billings Refinery | 56496 | 3701 | OG | ST | 1.6 | 1.5 | 0 | 0 |  |  | 0 | 0 |  | Industrial Non-CHP | N | OA |  | Steam unit (PRMVR=ST) under 25MW/250 MMBtu/hr
SSTLOGN | MT | Culbertson Generation Station | 56606 | 1 | NG | GT | 91 | 90.8 | 0 | 62944 |  |  | 62944 | 35493.2422 |  | Electric Utility | N | OP
SSTLOGN | MT | Dave Gates Generating Station | 56908 | 1 | NG | GT | 50 | 44.1 | 592.8 | 109788.6673 |  |  | 109788.6673 | 93673.344 |  | Electric Utility | N | OP
SSTLOGN | MT | Dave Gates Generating Station | 56908 | 2 | NG | GT | 50 | 44.1 | 592.8 | 109788.6673 |  |  | 109788.6673 | 77476.869 |  | Electric Utility | N | OP
SSTLOGN | MT | Dave Gates Generating Station | 56908 | 3 | NG | GT | 50 | 44.1 | 592.8 | 109788.6673 |  |  | 109788.6673 | 77078.88 |  | Electric Utility | N | OP
EXCLUDE | MT | Diamond Willow Wind Facility | 56782 | DIAW | WND | WT | 30 | 30 | 0 | 98867 |  |  | 98867 | 0 |  | Electric Utility | N | OP |  | Non Combustion (NUC, WAT, WND, GEO, or SUN)
EXCLUDE | MT | Fort Peck | 6623 | 1 | WAT | HY | 43.5 | 45 | 0 | 287347.9007 |  |  | 287347.9007 | 0 |  | Electric Utility | N | OP |  | Non Combustion (NUC, WAT, WND, GEO, or SUN)
EXCLUDE | MT | Fort Peck | 6623 | 2 | WAT | HY | 18.3 | 18 | 0 | 120884.2893 |  |  | 120884.2893 | 0 |  | Electric Utility | N | OS |  | Non Combustion (NUC, WAT, WND, GEO, or SUN)
EXCLUDE | MT | Fort Peck | 6623 | 3 | WAT | HY | 43.5 | 45 | 0 | 287347.9007 |  |  | 287347.9007 | 0 |  | Electric Utility | N | OP |  | Non Combustion (NUC, WAT, WND, GEO, or SUN)
EXCLUDE | MT | Fort Peck | 6623 | 4 | WAT | HY | 40 | 46 | 0 | 264227.9547 |  |  | 264227.9547 | 0 |  | Electric Utility | N | OP |  | Non Combustion (NUC, WAT, WND, GEO, or SUN)
EXCLUDE | MT | Fort Peck | 6623 | 5 | WAT | HY | 40 | 46 | 0 | 264227.9547 |  |  | 264227.9547 | 0 |  | Electric Utility | N | OP |  | Non Combustion (NUC, WAT, WND, GEO, or SUN)
SSTLOGN | MT | Glendive GT | 2176 | GT1 | NG | GT | 40.7 | 34.8 | 204.6184 | 7489.3835 |  |  | 7489.3835 | 3439.9903 |  | Electric Utility | N | OP
SSTLOGN | MT | Glendive GT | 2176 | GT-2 | NG | GT | 43 | 40.1 | 216.1816 | 7912.6165 |  |  | 7912.6165 | 3634.3877 |  | Electric Utility | N | OP
EXCLUDE | MT | Glendive GT | 2176 | IC1 | DFO | IC | 1.8 | 2 | 0 | 0 |  |  | 0 | 0 |  | Electric Utility | N | OP |  | Internal Combustion (PRMVR=IC)
EXCLUDE | MT | Gordon Butte Wind LLC | 57748 | GBW | WND | WT | 9.6 | 9.6 | 0 | 0 |  |  | 0 | 0 |  | IPP Non-CHP | N | V |  | Non Combustion (NUC, WAT, WND, GEO, or SUN)
COALST | MT | Hardin Generator Project | 55749 | UNT1 | SUB | ST | 115.7 | 107 | 1395 | 645637 |  |  | 645637 | 844875.114 |  | Electric Utility/IPP Non-CHP | N | OP
EXCLUDE | MT | Hauser | 2185 | HAU1 | WAT | HY | 2.8 | 3 | 0 | 21951.1765 |  |  | 21951.1765 | 0 |  | IPP Non-CHP | N | OP |  | Non Combustion (NUC, WAT, WND, GEO, or SUN)
EXCLUDE | MT | Hauser | 2185 | HAU2 | WAT | HY | 2.8 | 3 | 0 | 21951.1765 |  |  | 21951.1765 | 0 |  | IPP Non-CHP | N | OP |  | Non Combustion (NUC, WAT, WND, GEO, or SUN)
EXCLUDE | MT | Hauser | 2185 | HAU3 | WAT | HY | 2.8 | 3 | 0 | 21951.1765 |  |  | 21951.1765 | 0 |  | IPP Non-CHP | N | OP |  | Non Combustion (NUC, WAT, WND, GEO, or SUN)
EXCLUDE | MT | Hauser | 2185 | HAU4 | WAT | HY | 2.8 | 3 | 0 | 21951.1765 |  |  | 21951.1765 | 0 |  | IPP Non-CHP | N | OP |  | Non Combustion (NUC, WAT, WND, GEO, or SUN)
EXCLUDE | MT | Hauser | 2185 | HAU5 | WAT | HY | 2.8 | 3 | 0 | 21951.1765 |  |  | 21951.1765 | 0 |  | IPP Non-CHP | N | OP |  | Non Combustion (NUC, WAT, WND, GEO, or SUN)
EXCLUDE | MT | Hauser | 2185 | HAU6 | WAT | HY | 3 | 4 | 0 | 23519.1176 |  |  | 23519.1176 | 0 |  | IPP Non-CHP | N | OP |  | Non Combustion (NUC, WAT, WND, GEO, or SUN)
SSTLOGN | MT | Highwood Generating Station | 57480 | GTG1 | NG | GT | 42.6 | 40.5 | 0 | 0 |  |  | 0 | 0 |  | IPP Non-CHP | N | TS
EXCLUDE | MT | Holter | 2186 | HOL1 | WAT | HY | 9.6 | 12 | 0 | 87074.25 |  |  | 87074.25 | 0 |  | IPP Non-CHP | N | OP |  | Non Combustion (NUC, WAT, WND, GEO, or SUN)
EXCLUDE | MT | Holter | 2186 | HOL2 | WAT | HY | 9.6 | 12 | 0 | 87074.25 |  |  | 87074.25 | 0 |  | IPP Non-CHP | N | OP |  | Non Combustion (NUC, WAT, WND, GEO, or SUN)
EXCLUDE | MT | Holter | 2186 | HOL3 | WAT | HY | 9.6 | 12 | 0 | 87074.25 |  |  | 87074.25 | 0 |  | IPP Non-CHP | N | OP |  | Non Combustion (NUC, WAT, WND, GEO, or SUN)
EXCLUDE | MT | Holter | 2186 | HOL4 | WAT | HY | 9.6 | 12 | 0 | 87074.25 |  |  | 87074.25 | 0 |  | IPP Non-CHP | N | OP |  | Non Combustion (NUC, WAT, WND, GEO, or SUN)
EXCLUDE | MT | Horseshoe Bend Wind Park | 56591 | HBWP | WND | WT | 9 | 9 | 0 | 24550 |  |  | 24550 | 0 |  | IPP Non-CHP | N | OP |  | Non Combustion (NUC, WAT, WND, GEO, or SUN)
EXCLUDE | MT | Hungry Horse | 2203 | 1 | WAT | HY | 107 | 107 | 0 | 344609.25 |  |  | 344609.25 | 0 |  | Electric Utility | N | OP |  | Non Combustion (NUC, WAT, WND, GEO, or SUN)
EXCLUDE | MT | Hungry Horse | 2203 | 2 | WAT | HY | 107 | 107 | 0 | 344609.25 |  |  | 344609.25 | 0 |  | Electric Utility | N | OP |  | Non Combustion (NUC, WAT, WND, GEO, or SUN)
EXCLUDE | MT | Hungry Horse | 2203 | 3 | WAT | HY | 107 | 107 | 0 | 344609.25 |  |  | 344609.25 | 0 |  | Electric Utility | N | OP |  | Non Combustion (NUC, WAT, WND, GEO, or SUN)
EXCLUDE | MT | Hungry Horse | 2203 | 4 | WAT | HY | 107 | 107 | 0 | 344609.25 |  |  | 344609.25 | 0 |  | Electric Utility | N | OP |  | Non Combustion (NUC, WAT, WND, GEO, or SUN)
COALST | MT | J E Corette Plant | 2187 | 1 | SUB | ST | 172.8 | 153 | 2200 | 831047 |  |  | 831047 | 999053.764 |  | Electric Utility/IPP Non-CHP | N | OP
EXCLUDE | MT | Judith Gap Wind Energy Center | 56377 | 1 | WND | WT | 135 | 135 | 0 | 511361 |  |  | 511361 | 0 |  | IPP Non-CHP | N | OP |  | Non Combustion (NUC, WAT, WND, GEO, or SUN)
EXCLUDE | MT | Kerr | 2188 | KER1 | WAT | HY | 70.6 | 62 | 0 | 429381.3102 |  |  | 429381.3102 | 0 |  | IPP Non-CHP | N | OP |  | Non Combustion (NUC, WAT, WND, GEO, or SUN)
EXCLUDE | MT | Kerr | 2188 | KER2 | WAT | HY | 50.4 | 62 | 0 | 306527.1676 |  |  | 306527.1676 | 0 |  | IPP Non-CHP | N | OP |  | Non Combustion (NUC, WAT, WND, GEO, or SUN)
EXCLUDE | MT | Kerr | 2188 | KER3 | WAT | HY | 86.6 | 82 | 0 | 526691.5222 |  |  | 526691.5222 | 0 |  | IPP Non-CHP | N | OP |  | Non Combustion (NUC, WAT, WND, GEO, or SUN)
COALST | MT | Lewis & Clark | 6089 | 1 | LIG | ST | 50 | 53.1 | 1053 | 300792 |  |  | 300792 | 408643.226 |  | Electric Utility | N | OP
EXCLUDE | MT | Libby | 6172 | 1 | WAT | HY | 105 | 105 | 0 | 490133 |  |  | 490133 | 0 |  | Electric Utility | N | OP |  | Non Combustion (NUC, WAT, WND, GEO, or SUN)
EXCLUDE | MT | Libby | 6172 | 2 | WAT | HY | 105 | 105 | 0 | 490133 |  |  | 490133 | 0 |  | Electric Utility | N | OP |  | Non Combustion (NUC, WAT, WND, GEO, or SUN)
EXCLUDE | MT | Libby | 6172 | 3 | WAT | HY | 105 | 105 | 0 | 490133 |  |  | 490133 | 0 |  | Electric Utility | N | OP |  | Non Combustion (NUC, WAT, WND, GEO, or SUN)
EXCLUDE | MT | Libby | 6172 | 4 | WAT | HY | 105 | 105 | 0 | 490133 |  |  | 490133 | 0 |  | Electric Utility | N | OP |  | Non Combustion (NUC, WAT, WND, GEO, or SUN)
EXCLUDE | MT | Libby | 6172 | 5 | WAT | HY | 105 | 105 | 0 | 490133 |  |  | 490133 | 0 |  | Electric Utility | N | OP |  | Non Combustion (NUC, WAT, WND, GEO, or SUN)
EXCLUDE | MT | Madison | 6422 | MAD1 | WAT | HY | 2.2 | 2 | 0 | 16282.75 |  |  | 16282.75 | 0 |  | IPP Non-CHP | N | OP |  | Non Combustion (NUC, WAT, WND, GEO, or SUN)
EXCLUDE | MT | Madison | 6422 | MAD2 | WAT | HY | 2.2 | 2 | 0 | 16282.75 |  |  | 16282.75 | 0 |  | IPP Non-CHP | N | OP |  | Non Combustion (NUC, WAT, WND, GEO, or SUN)
EXCLUDE | MT | Madison | 6422 | MAD3 | WAT | HY | 2.2 | 2 | 0 | 16282.75 |  |  | 16282.75 | 0 |  | IPP Non-CHP | N | OP |  | Non Combustion (NUC, WAT, WND, GEO, or SUN)
EXCLUDE | MT | Madison | 6422 | MAD4 | WAT | HY | 2.2 | 2 | 0 | 16282.75 |  |  | 16282.75 | 0 |  | IPP Non-CHP | N | OP |  | Non Combustion (NUC, WAT, WND, GEO, or SUN)
EXCLUDE | MT | Miles City GT | 2177 | 1 | NG | GT | 23.3 | 23.6 | 0 | 218 |  |  | 218 | 295.2588 |  | Electric Utility | N | OP |  | Simple Cycle Turbine (PRMVR=GT or OT) unit under 25MW
EXCLUDE | MT | Milltown | 2190 | 1 | WAT | HY | 0.6 | 2.6 | 0 | 0 |  |  | 0 | 0 |  | Electric Utility | N | RE | 2007 | Non Combustion (NUC, WAT, WND, GEO, or SUN)
EXCLUDE | MT | Milltown | 2190 | 2 | WAT | HY | 0.6 |  | 0 | 0 |  |  | 0 | 0 |  | Electric Utility | N | RE | 2007 | Non Combustion (NUC, WAT, WND, GEO, or SUN)
EXCLUDE | MT | Milltown | 2190 | 3 | WAT | HY | 0.6 |  | 0 | 0 |  |  | 0 | 0 |  | Electric Utility | N | RE | 2007 | Non Combustion (NUC, WAT, WND, GEO, or SUN)
EXCLUDE | MT | Milltown | 2190 | 4 | WAT | HY | 0.6 |  | 0 | 0 |  |  | 0 | 0 |  | Electric Utility | N | RE | 2007 | Non Combustion (NUC, WAT, WND, GEO, or SUN)
EXCLUDE | MT | Milltown | 2190 | 5 | WAT | HY | 0.6 |  | 0 | 0 |  |  | 0 | 0 |  | Electric Utility | N | RE | 2007 | Non Combustion (NUC, WAT, WND, GEO, or SUN)
EXCLUDE | MT | Morony | 2191 | MOR1 | WAT | HY | 22.5 | 24 | 0 | 99705 |  |  | 99705 | 0 |  | IPP Non-CHP | N | OP |  | Non Combustion (NUC, WAT, WND, GEO, or SUN)
EXCLUDE | MT | Morony | 2191 | MOR2 | WAT | HY | 22.5 | 24 | 0 | 99705 |  |  | 99705 | 0 |  | IPP Non-CHP | N | OP |  | Non Combustion (NUC, WAT, WND, GEO, or SUN)
EXCLUDE | MT | Musselshell Wind Project | 57963 | MWP1 | WND | WT | 10 | 10 | 0 | 0 |  |  | 0 | 0 |  | IPP Non-CHP | N | T |  | Non Combustion (NUC, WAT, WND, GEO, or SUN)
EXCLUDE | MT | Musselshell Wind Project Two LLC | 57965 | MWP2 | WND | WT | 10 | 10 | 0 | 0 |  |  | 0 | 0 |  | IPP Non-CHP | N | T |  | Non Combustion (NUC, WAT, WND, GEO, or SUN)
EXCLUDE | MT | Mystic | 2192 | MYS1 | WAT | HY | 6 | 6 | 0 | 25304.5 |  |  | 25304.5 | 0 |  | IPP Non-CHP | N | OP |  | Non Combustion (NUC, WAT, WND, GEO, or SUN)
EXCLUDE | MT | Mystic | 2192 | MYS2 | WAT | HY | 6 | 6 | 0 | 25304.5 |  |  | 25304.5 | 0 |  | IPP Non-CHP | N | OP |  | Non Combustion (NUC, WAT, WND, GEO, or SUN)
EXCLUDE | MT | NaturEner Glacier Wind Energy 1 | 57049 | NGW1 | WND | WT | 106.5 | 104.2 | 0 | 308543.38 |  |  | 308543.38 | 0 |  | IPP Non-CHP | N | OP |  | Non Combustion (NUC, WAT, WND, GEO, or SUN)
EXCLUDE | MT | NaturEner Glacier Wind Energy 2 | 57050 | NGW2 | WND | WT | 103.5 | 100 | 0 | 321846.23 |  |  | 321846.23 | 0 |  | IPP Non-CHP | N | OP |  | Non Combustion (NUC, WAT, WND, GEO, or SUN)
EXCLUDE | MT | NaturEner Rim Rock Energy | 57995 | RR | WND | WT | 189 | 180 | 0 | 0 |  |  | 0 | 0 |  | IPP Non-CHP | N | U |  | Non Combustion (NUC, WAT, WND, GEO, or SUN)
EXCLUDE | MT | Noxon Rapids | 2199 | 1 | WAT | HY | 113.9 | 113.9 | 0 | 451339.019 |  |  | 451339.019 | 0 |  | Electric Utility | N | OP |  | Non Combustion (NUC, WAT, WND, GEO, or SUN)
EXCLUDE | MT | Noxon Rapids | 2199 | 2 | WAT | HY | 76.8 | 113 | 0 | 304326.9241 |  |  | 304326.9241 | 0 |  | Electric Utility | N | OP |  | Non Combustion (NUC, WAT, WND, GEO, or SUN)
EXCLUDE | MT | Noxon Rapids | 2199 | 3 | WAT | HY | 113.9 | 113 | 0 | 451339.019 |  |  | 451339.019 | 0 |  | Electric Utility | N | OP |  | Non Combustion (NUC, WAT, WND, GEO, or SUN)
EXCLUDE | MT | Noxon Rapids | 2199 | 4 | WAT | HY | 113.8 | 106.5 | 0 | 450942.76 |  |  | 450942.76 | 0 |  | Electric Utility | N | OP |  | Non Combustion (NUC, WAT, WND, GEO, or SUN)
EXCLUDE | MT | Noxon Rapids | 2199 | 5 | WAT | HY | 114 | 127.6 | 0 | 451735.278 |  |  | 451735.278 | 0 |  | Electric Utility | N | OP |  | Non Combustion (NUC, WAT, WND, GEO, or SUN)
EXCLUDE | MT | OREG 1 Inc | 56833 | CS10 | WH | OT | 7.5 | 5.5 | 0 | 44150.5 |  |  | 44150.5 | 0 |  | IPP Non-CHP | N | OP |  | Non Fossil fuel type
EXCLUDE | MT | OREG 1 Inc | 56833 | CS11 | WH | OT | 7.5 | 5.5 | 0 | 44150.5 |  |  | 44150.5 | 0 |  | IPP Non-CHP | N | OP |  | Non Fossil fuel type
EXCLUDE | MT | OREG 1 Inc | 56833 | CS7 | WH | OT | 7.5 | 5.5 | 0 | 44150.5 |  |  | 44150.5 | 0 |  | IPP Non-CHP | N | OP |  | Non Fossil fuel type
EXCLUDE | MT | OREG 1 Inc | 56833 | CS9 | WH | OT | 7.5 | 5.5 | 0 | 44150.5 |  |  | 44150.5 | 0 |  | IPP Non-CHP | N | OP |  | Non Fossil fuel type
EXCLUDE | MT | OREG 2 Inc | 56880 | CS12 | GEO | BT | 7.5 | 5.5 | 0 | 14288.75 |  |  | 14288.75 | 0 |  | IPP Non-CHP | N | OP |  | Non Combustion (NUC, WAT, WND, GEO, or SUN)
EXCLUDE | MT | OREG 2 Inc | 56880 | CS3 | GEO | BT | 7.5 | 5.5 | 0 | 14288.75 |  |  | 14288.75 | 0 |  | IPP Non-CHP | N | OP |  | Non Combustion (NUC, WAT, WND, GEO, or SUN)
EXCLUDE | MT | OREG 2 Inc | 56880 | CS5 | GEO | BT | 7.5 | 5.5 | 0 | 14288.75 |  |  | 14288.75 | 0 |  | IPP Non-CHP | N | OP |  | Non Combustion (NUC, WAT, WND, GEO, or SUN)
EXCLUDE | MT | OREG 2 Inc | 56880 | CS8 | GEO | BT | 7.5 | 5.5 | 0 | 14288.75 |  |  | 14288.75 | 0 |  | IPP Non-CHP | N | OP |  | Non Combustion (NUC, WAT, WND, GEO, or SUN)
EXCLUDE | MT | Rainbow | 2193 | RAI1 | WAT | HY | 4.5 | 4 | 0 | 9735.8302 |  |  | 9735.8302 | 0 |  | IPP Non-CHP | N | OP | 2012 | Non Combustion (NUC, WAT, WND, GEO, or SUN)
EXCLUDE | MT | Rainbow | 2193 | RAI2 | WAT | HY | 4.5 | 4 | 0 | 9735.8302 |  |  | 9735.8302 | 0 |  | IPP Non-CHP | N | OP | 2012 | Non Combustion (NUC, WAT, WND, GEO, or SUN)
EXCLUDE | MT | Rainbow | 2193 | RAI3 | WAT | HY | 4 | 4 | 0 | 8654.0713 |  |  | 8654.0713 | 0 |  | IPP Non-CHP | N | OP | 2012 | Non Combustion (NUC, WAT, WND, GEO, or SUN)
EXCLUDE | MT | Rainbow | 2193 | RAI4 | WAT | HY | 4 | 4 | 0 | 8654.0713 |  |  | 8654.0713 | 0 |  | IPP Non-CHP | N | OP | 2012 | Non Combustion (NUC, WAT, WND, GEO, or SUN)
EXCLUDE | MT | Rainbow | 2193 | RAI5 | WAT | HY | 4 | 4 | 0 | 8654.0713 |  |  | 8654.0713 | 0 |  | IPP Non-CHP | N | OP | 2012 | Non Combustion (NUC, WAT, WND, GEO, or SUN)
EXCLUDE | MT | Rainbow | 2193 | RAI6 | WAT | HY | 4 | 4 | 0 | 8654.0713 |  |  | 8654.0713 | 0 |  | IPP Non-CHP | N | OP | 2012 | Non Combustion (NUC, WAT, WND, GEO, or SUN)
EXCLUDE | MT | Rainbow | 2193 | RAI7 | WAT | HY | 5.8 | 6 | 0 | 12548.4034 |  |  | 12548.4034 | 0 |  | IPP Non-CHP | N | OP | 2012 | Non Combustion (NUC, WAT, WND, GEO, or SUN)
EXCLUDE | MT | Rainbow | 2193 | RAI8 | WAT | HY | 5.8 | 6 | 0 | 12548.4034 |  |  | 12548.4034 | 0 |  | IPP Non-CHP | N | OP | 2012 | Non Combustion (NUC, WAT, WND, GEO, or SUN)
EXCLUDE | MT | Rainbow | 2193 | RAI9 | WAT | HY | 70 | 61 | 0 | 151446.2477 |  |  | 151446.2477 | 0 |  | IPP Non-CHP | N | V |  | Non Combustion (NUC, WAT, WND, GEO, or SUN)
EXCLUDE | MT | Ryan | 2194 | RYA1 | WAT | HY | 8 | 10 | 0 | 73424.1667 |  |  | 73424.1667 | 0 |  | IPP Non-CHP | N | OP |  | Non Combustion (NUC, WAT, WND, GEO, or SUN)
EXCLUDE | MT | Ryan | 2194 | RYA2 | WAT | HY | 8 | 10 | 0 | 73424.1667 |  |  | 73424.1667 | 0 |  | IPP Non-CHP | N | OP |  | Non Combustion (NUC, WAT, WND, GEO, or SUN)
EXCLUDE | MT | Ryan | 2194 | RYA3 | WAT | HY | 8 | 10 | 0 | 73424.1667 |  |  | 73424.1667 | 0 |  | IPP Non-CHP | N | OP |  | Non Combustion (NUC, WAT, WND, GEO, or SUN)
EXCLUDE | MT | Ryan | 2194 | RYA4 | WAT | HY | 8 | 10 | 0 | 73424.1667 |  |  | 73424.1667 | 0 |  | IPP Non-CHP | N | OP |  | Non Combustion (NUC, WAT, WND, GEO, or SUN)
EXCLUDE | MT | Ryan | 2194 | RYA5 | WAT | HY | 8 | 10 | 0 | 73424.1667 |  |  | 73424.1667 | 0 |  | IPP Non-CHP | N | OP |  | Non Combustion (NUC, WAT, WND, GEO, or SUN)
EXCLUDE | MT | Ryan | 2194 | RYA6 | WAT | HY | 8 | 10 | 0 | 73424.1667 |  |  | 73424.1667 | 0 |  | IPP Non-CHP | N | OP |  | Non Combustion (NUC, WAT, WND, GEO, or SUN)
EXCLUDE | MT | Sidney MT Plant | 57914 | 1 | LIG | ST | 2 |  | 0 | 4290.31 | 0.14409 | 115940.2449 | 29775.4166 | 16733.7119 |  | Industrial CHP | Y | OP |  | Steam unit (PRMVR=ST) under 25MW/250 MMBtu/hr
EXCLUDE | MT | Sidney MT Plant | 57914 | 2 | LIG | ST | 2 |  | 0 | 4290.31 | 0.14409 | 115940.2449 | 29775.4166 | 16733.7119 |  | Industrial CHP | Y | OP |  | Steam unit (PRMVR=ST) under 25MW/250 MMBtu/hr
EXCLUDE | MT | South Dry Creek Hydro | 10138 | 1 | WAT | HY | 2 | 2 | 0 | 6026 |  |  | 6026 | 0 |  | IPP Non-CHP | N | OP |  | Non Combustion (NUC, WAT, WND, GEO, or SUN)
EXCLUDE | MT | Thompson Falls | 2195 | TF1 | WAT | HY | 5 | 7 | 0 | 30671.527 |  |  | 30671.527 | 0 |  | IPP Non-CHP | N | OP |  | Non Combustion (NUC, WAT, WND, GEO, or SUN)
EXCLUDE | MT | Thompson Falls | 2195 | TF2 | WAT | HY | 5 | 6 | 0 | 30671.527 |  |  | 30671.527 | 0 |  | IPP Non-CHP | N | OP |  | Non Combustion (NUC, WAT, WND, GEO, or SUN)
EXCLUDE | MT | Thompson Falls | 2195 | TF3 | WAT | HY | 5 | 7 | 0 | 30671.527 |  |  | 30671.527 | 0 |  | IPP Non-CHP | N | OP |  | Non Combustion (NUC, WAT, WND, GEO, or SUN)
EXCLUDE | MT | Thompson Falls | 2195 | TF4 | WAT | HY | 5 | 6 | 0 | 30671.527 |  |  | 30671.527 | 0 |  | IPP Non-CHP | N | OP |  | Non Combustion (NUC, WAT, WND, GEO, or SUN)
EXCLUDE | MT | Thompson Falls | 2195 | TF5 | WAT | HY | 5 | 6 | 0 | 30671.527 |  |  | 30671.527 | 0 |  | IPP Non-CHP | N | OP |  | Non Combustion (NUC, WAT, WND, GEO, or SUN)
EXCLUDE | MT | Thompson Falls | 2195 | TF6 | WAT | HY | 5 | 6 | 0 | 30671.527 |  |  | 30671.527 | 0 |  | IPP Non-CHP | N | OP |  | Non Combustion (NUC, WAT, WND, GEO, or SUN)
EXCLUDE | MT | Thompson Falls | 2195 | TF7 | WAT | HY | 57.1 | 56 | 0 | 350268.8381 |  |  | 350268.8381 | 0 |  | IPP Non-CHP | N | OP |  | Non Combustion (NUC, WAT, WND, GEO, or SUN)
EXCLUDE | MT | Thompson River Power LLC | 56612 | 1 | WDS | ST | 16 | 12 | 0 | 0 |  |  |  | 0 |  | IPP CHP | Y | TS |  | Non Fossil fuel type
EXCLUDE | MT | Tiber Dam Hydroelectric Plant | 56499 | HY1 | WAT | HY | 7.5 | 7.5 | 0 | 58260 |  |  | 58260 | 0 |  | IPP Non-CHP | N | OP |  | Non Combustion (NUC, WAT, WND, GEO, or SUN)
EXCLUDE | MT | Turnbull Hydro | 57690 | 1 | WAT | HY | 5.3 | 5.3 | 0 | 9099.2846 |  |  | 9099.2846 | 0 |  | IPP Non-CHP | N | OP |  | Non Combustion (NUC, WAT, WND, GEO, or SUN)
EXCLUDE | MT | Turnbull Hydro | 57690 | 2 | WAT | HY | 7.7 | 7.7 | 0 | 13219.7154 |  |  | 13219.7154 | 0 |  | IPP Non-CHP | N | OP |  | Non Combustion (NUC, WAT, WND, GEO, or SUN)
COALST | MT | Yellowstone Energy LP | 50931 | GEN1 | PC | ST | 65 | 52 | 0 | 444292 | 0.63848 | 1144476.6262 | 695862.1845 | 866417.4236 |  | IPP CHP | Y | OP
EXCLUDE | MT | Yellowtail | 2204 | 1 | WAT | HY | 62.5 | 71.8 | 0 | 280996.5 |  |  | 280996.5 | 0 |  | Electric Utility | N | OP |  | Non Combustion (NUC, WAT, WND, GEO, or SUN)
EXCLUDE | MT | Yellowtail | 2204 | 2 | WAT | HY | 62.5 | 71.8 | 0 | 280996.5 |  |  | 280996.5 | 0 |  | Electric Utility | N | OP |  | Non Combustion (NUC, WAT, WND, GEO, or SUN)
EXCLUDE | MT | Yellowtail | 2204 | 3 | WAT | HY | 62.5 | 71.8 | 0 | 280996.5 |  |  | 280996.5 | 0 |  | Electric Utility | N | OP |  | Non Combustion (NUC, WAT, WND, GEO, or SUN)
EXCLUDE | MT | Yellowtail | 2204 | 4 | WAT | HY | 62.5 | 71.8 | 0 | 280996.5 |  |  | 280996.5 | 0 |  | Electric Utility | N | OP |  | Non Combustion (NUC, WAT, WND, GEO, or SUN)
COALST | Navajo | Four Corners | 2442 | 1 | BIT | ST | 190 | 170 | 2046.5 | 1043227 |  |  | 1043227 | 1206092.438 |  | Electric Utility | N | OP
COALST | Navajo | Four Corners | 2442 | 2 | BIT | ST | 190 | 170 | 2118.8 | 1328465 |  |  | 1328465 | 1532283.055 |  | Electric Utility | N | OP
COALST | Navajo | Four Corners | 2442 | 3 | BIT | ST | 253.4 | 220 | 2997.9 | 1490265 |  |  | 1490265 | 1909156.388 |  | Electric Utility | N | OP
COALST | Navajo | Four Corners | 2442 | 4 | BIT | ST | 818.1 | 770 | 8455.8 | 5191814 |  |  | 5191814 | 4964918.816 |  | Electric Utility | N | OP
COALST | Navajo | Four Corners | 2442 | 5 | BIT | ST | 818.1 | 770 | 8257.9 | 5000685 |  |  | 5000685 | 4875727.151 |  | Electric Utility | N | OP
COALST | Navajo | Navajo | 4941 | NAV1 | BIT | ST | 803.1 | 750 | 16700 | 4858253 |  |  | 4858253 | 5384524.666 |  | Electric Utility | N | OP
COALST | Navajo | Navajo | 4941 | NAV2 | BIT | ST | 803.1 | 750 | 16700 | 5941446 |  |  | 5941446 | 6416610.033 |  | Electric Utility | N | OP
COALST | Navajo | Navajo | 4941 | NAV3 | BIT | ST | 803.1 | 750 | 16700 | 6152076 |  |  | 6152076 | 6717208.016 |  | Electric Utility | N | OP
EXCLUDE | NC | 510 REPP One | 57363 | 1 | SUN | PV | 1.4 | 1.4 | 0 | 0 |  |  | 0 | 0 |  | IPP Non-CHP | N | T |  | Non Combustion (NUC, WAT, WND, GEO, or SUN)
EXCLUDE | NC | Albemarle Hospital Unit | 56339 | 1 | DFO | IC | 1.8 | 1.8 | 0 | 0 |  |  | 0 | 0 |  | Electric Utility | N | OP |  | Internal Combustion (PRMVR=IC)
EXCLUDE | NC | Albemarle Prime Power Park | 56263 | Unit1 | DFO | IC | 1.8 | 1.8 | 0 | 0 |  |  | 0 | 0 |  | Electric Utility | N | OP |  | Internal Combustion (PRMVR=IC)
EXCLUDE | NC | Albemarle Prime Power Park | 56263 | Unit2 | DFO | IC | 1.8 | 1.8 | 0 | 0 |  |  | 0 | 0 |  | Electric Utility | N | OP |  | Internal Combustion (PRMVR=IC)
SSTLOGN | NC | Anson County Generation Facility | 56249 | 1 | NG | GT | 57.3 | 56.5 | 660 | 37575.0003 |  |  | 37575.0003 | 18841.162 |  | Electric Utility | N | OP
SSTLOGN | NC | Anson County Generation Facility | 56249 | 2 | NG | GT | 57.3 | 56.5 | 660 | 37575.0003 |  |  | 37575.0003 | 26836.049 |  | Electric Utility | N | OP
SSTLOGN | NC | Anson County Generation Facility | 56249 | 3 | NG | GT | 57.3 | 56.5 | 660 | 37575.0003 |  |  | 37575.0003 | 24323.271 |  | Electric Utility | N | OP
SSTLOGN | NC | Anson County Generation Facility | 56249 | 4 | NG | GT | 57.3 | 56.5 | 660 | 37575.0003 |  |  | 37575.0003 | 24473.861 |  | Electric Utility | N | OP
SSTLOGN | NC | Anson County Generation Facility | 56249 | 5 | NG | GT | 57.3 | 56.5 | 660 | 37575.0003 |  |  | 37575.0003 | 23936.289 |  | Electric Utility | N | OP
SSTLOGN | NC | Anson County Generation Facility | 56249 | 6 | NG | GT | 57.3 | 56.5 | 660 | 37575.0003 |  |  | 37575.0003 | 20222.968 |  | Electric Utility | N | OP
EXCLUDE | NC | Apple Data Center PV | 57994 | PV1 | SUN | PV | 21 | 20 | 0 | 0 |  |  | 0 | 0 |  | Commercial Non-CHP | N | U |  | Non Combustion (NUC, WAT, WND, GEO, or SUN)
EXCLUDE | NC | Archer Daniels Midland Southport | 54316 | GEN1 | NG | GT | 18 | 15 | 0 | 1781.1429 | 0.25082 | 24202.9449 | 7101.2509 | 3027.3296 |  | Industrial CHP | Y | SB |  | Simple Cycle Turbine (PRMVR=GT or OT) unit under 25MW
EXCLUDE | NC | Archer Daniels Midland Southport | 54316 | GEN2 | NG | GT | 17.5 | 15 | 0 | 1731.6667 | 0.25082 | 23530.6409 | 6903.994 | 2943.2371 |  | Industrial CHP | Y | SB |  | Simple Cycle Turbine (PRMVR=GT or OT) unit under 25MW
EXCLUDE | NC | Archer Daniels Midland Southport | 54316 | GEN3 | NG | GT | 17 | 15 | 0 | 1682.1905 | 0.25082 | 22858.3369 | 6706.737 | 2859.1446 |  | Industrial CHP | Y | SB |  | Simple Cycle Turbine (PRMVR=GT or OT) unit under 25MW
COALST | NC | Asheville | 2706 | 1 | BIT | ST | 206.6 | 191 | 2596 | 928950 |  |  | 928950 | 1004813.225 |  | Electric Utility | N | OP
COALST | NC | Asheville | 2706 | 2 | BIT | ST | 207 | 185 | 2326 | 799669 |  |  | 799669 | 866137.9 |  | Electric Utility | N | OP
SSTLOGN | NC | Asheville | 2706 | GT1 | NG | GT | 211.7 | 164 | 2026 | 18796.5606 |  |  | 18796.5606 | 16636.425 |  | Electric Utility | N | OP
SSTLOGN | NC | Asheville | 2706 | GT2 | NG | GT | 211.8 | 160 | 2000 | 18805.4394 |  |  | 18805.4394 | 15354.675 |  | Electric Utility | N | OP
EXCLUDE | NC | Avalon/Mayo Hydropower | 54801 | GEN1 | WAT | HY | 0.8 | 0.8 | 0 | 2197.3333 |  |  | 2197.3333 | 0 |  | Commercial Non-CHP | N | OP |  | Non Combustion (NUC, WAT, WND, GEO, or SUN)
EXCLUDE | NC | Avalon/Mayo Hydropower | 54801 | GEN2 | WAT | HY | 0.3 | 0.3 | 0 | 824 |  |  | 824 | 0 |  | Commercial Non-CHP | N | OP |  | Non Combustion (NUC, WAT, WND, GEO, or SUN)
EXCLUDE | NC | Avalon/Mayo Hydropower | 54801 | GEN3 | WAT | HY | 0.1 | 0.1 | 0 | 274.6667 |  |  | 274.6667 | 0 |  | Commercial Non-CHP | N | OP |  | Non Combustion (NUC, WAT, WND, GEO, or SUN)
EXCLUDE | NC | Avery Solar | 57389 | 1 | SUN | PV | 0.9 | 0.9 | 0 | 0 |  |  | 0 | 0 |  | IPP Non-CHP | N | OP |  | Non Combustion (NUC, WAT, WND, GEO, or SUN)
EXCLUDE | NC | Bear Creek | 2741 | 1 | WAT | HY | 9 | 9.5 | 0 | 25571 |  |  | 25571 | 0 |  | Electric Utility | N | OP |  | Non Combustion (NUC, WAT, WND, GEO, or SUN)
COALST | NC | Belews Creek | 8042 | 1 | BIT | ST | 1080.1 | 1110 | 12253 | 7951306 |  |  | 7951306 | 7183310.636 |  | Electric Utility | N | OP
COALST | NC | Belews Creek | 8042 | 2 | BIT | ST | 1080.1 | 1110 | 12632 | 8058559 |  |  | 8058559 | 7686115.327 |  | Electric Utility | N | OP
EXCLUDE | NC | Blackburn Landfill Co-Generation | 55488 | BB1 | LFG | IC | 1 | 1 | 0 | 0 | 0.50972 | 0 | 0 | 0 |  | IPP CHP | Y | OP |  | Internal Combustion (PRMVR=IC)
EXCLUDE | NC | Blackburn Landfill Co-Generation | 55488 | BB2 | LFG | IC | 1 | 1 | 0 | 0 | 0.50972 | 0 | 0 | 0 |  | IPP CHP | Y | OP |  | Internal Combustion (PRMVR=IC)
EXCLUDE | NC | Blackburn Landfill Co-Generation | 55488 | BB3 | LFG | IC | 0.9 | 0.9 | 0 | 0 | 0.50972 | 0 | 0 | 0 |  | IPP CHP | Y | OP |  | Internal Combustion (PRMVR=IC)
EXCLUDE | NC | Blewett | 2707 | 1 | WAT | HY | 3.2 | 3 | 0 | 12724.0325 |  |  | 12724.0325 | 0 |  | Electric Utility | N | OP |  | Non Combustion (NUC, WAT, WND, GEO, or SUN)
EXCLUDE | NC | Blewett | 2707 | 2 | WAT | HY | 3.2 | 3 | 0 | 12724.0325 |  |  | 12724.0325 | 0 |  | Electric Utility | N | OP |  | Non Combustion (NUC, WAT, WND, GEO, or SUN)
EXCLUDE | NC | Blewett | 2707 | 3 | WAT | HY | 3.2 | 4 | 0 | 12724.0325 |  |  | 12724.0325 | 0 |  | Electric Utility | N | OP |  | Non Combustion (NUC, WAT, WND, GEO, or SUN)
EXCLUDE | NC | Blewett | 2707 | 4 | WAT | HY | 5 | 4 | 0 | 19881.3008 |  |  | 19881.3008 | 0 |  | Electric Utility | N | OP |  | Non Combustion (NUC, WAT, WND, GEO, or SUN)
EXCLUDE | NC | Blewett | 2707 | 5 | WAT | HY | 5 | 4 | 0 | 19881.3008 |  |  | 19881.3008 | 0 |  | Electric Utility | N | OP |  | Non Combustion (NUC, WAT, WND, GEO, or SUN)
EXCLUDE | NC | Blewett | 2707 | 6 | WAT | HY | 5 | 4 | 0 | 19881.3008 |  |  | 19881.3008 | 0 |  | Electric Utility | N | OP |  | Non Combustion (NUC, WAT, WND, GEO, or SUN)
EXCLUDE | NC | Blewett | 2707 | GT1 | DFO | GT | 17.5 | 13 | 277 | 0 |  |  | 0 | 319.875 |  | Electric Utility | N | OP |  | Simple Cycle Turbine (PRMVR=GT or OT) unit under 25MW
EXCLUDE | NC | Blewett | 2707 | GT2 | DFO | GT | 17.5 | 13 | 277 | 0 |  |  | 0 | 319.875 |  | Electric Utility | N | OP |  | Simple Cycle Turbine (PRMVR=GT or OT) unit under 25MW
EXCLUDE | NC | Blewett | 2707 | GT3 | DFO | GT | 17.5 | 13 | 277 | 0 |  |  | 0 | 319.875 |  | Electric Utility | N | OP |  | Simple Cycle Turbine (PRMVR=GT or OT) unit under 25MW
EXCLUDE | NC | Blewett | 2707 | GT4 | DFO | GT | 17.5 | 13 | 277 | 0 |  |  | 0 | 319.875 |  | Electric Utility | N | OP |  | Simple Cycle Turbine (PRMVR=GT or OT) unit under 25MW
EXCLUDE | NC | Bostic Delivery No 2 | 56547 | 1 | DFO | IC | 1 | 1 | 0 | 0 |  |  | 0 | 0 |  | Electric Utility | N | OP |  | Internal Combustion (PRMVR=IC)
EXCLUDE | NC | Bridgewater | 2719 | 1 | WAT | HY | 13 | 15 | 0 | 15877.3646 |  |  | 15877.3646 | 0 |  | Electric Utility | N | OP |  | Non Combustion (NUC, WAT, WND, GEO, or SUN)
EXCLUDE | NC | Bridgewater | 2719 | 2 | WAT | HY | 13 | 15 | 0 | 15877.3646 |  |  | 15877.3646 | 0 |  | Electric Utility | N | OP |  | Non Combustion (NUC, WAT, WND, GEO, or SUN)
EXCLUDE | NC | Bridgewater | 2719 | 3 | WAT | HY | 1.7 | 1.5 | 0 | 2076.2708 |  |  | 2076.2708 | 0 |  | Electric Utility | N | OP |  | Non Combustion (NUC, WAT, WND, GEO, or SUN)
EXCLUDE | NC | Brunswick | 6014 | 1 | NUC | ST | 1001.6 | 938 | 0 | 7282530 |  |  | 7282530 | 0 |  | Electric Utility | N | OP |  | Non Combustion (NUC, WAT, WND, GEO, or SUN)
EXCLUDE | NC | Brunswick | 6014 | 2 | NUC | ST | 1001.6 | 932 | 0 | 7282530 |  |  | 7282530 | 0 |  | Electric Utility | N | OP |  | Non Combustion (NUC, WAT, WND, GEO, or SUN)
COALST | NC | Buck | 2720 | 3 | BIT | ST | 80 | 75 | 0 | 139311.568 |  |  | 139311.568 | 154706.6624 |  | Electric Utility | N | RE | 2011
COALST | NC | Buck | 2720 | 4 | BIT | ST | 40 | 38 | 0 | 69655.784 |  |  | 69655.784 | 77353.3312 |  | Electric Utility | N | RE | 2011
COALST | NC | Buck | 2720 | 5 | BIT | ST | 125 | 128 | 1624 | 217674.325 |  |  | 217674.325 | 342374.885 |  | Electric Utility | N | OP | 2015
COALST | NC | Buck | 2720 | 6 | BIT | ST | 125 | 128 | 1637 | 217674.325 |  |  | 217674.325 | 336496.887 |  | Electric Utility | N | OP | 2015
SSTLOGN | NC | Buck | 2720 | 7 | NG | GT | 34.8 | 25 | 0 | 43.6667 |  |  | 43.6667 | 151.2529 |  | Electric Utility | N | OP | 2012
SSTLOGN | NC | Buck | 2720 | 8 | NG | GT | 34.8 | 25 | 0 | 43.6667 |  |  | 43.6667 | 151.2529 |  | Electric Utility | N | OP | 2012
SSTLOGN | NC | Buck | 2720 | 9 | NG | GT | 34.8 | 12 | 0 | 43.6667 |  |  | 43.6667 | 151.2529 |  | Electric Utility | N | OP | 2012
NGCC | NC | Buck | 2720 | CT11 | NG | CC | 185.3 | 165 | 0 | 53872.9385 |  |  | 53872.9385 | 23284.1206 |  | Electric Utility | N | OP
NGCC | NC | Buck | 2720 | CT12 | NG | CC | 185.3 | 165 | 0 | 53872.9385 |  |  | 53872.9385 | 23284.1206 |  | Electric Utility | N | OP
NGCC | NC | Buck | 2720 | ST10 | NG | CC | 320.5 | 290 | 0 | 93180.123 |  |  | 93180.123 | 40272.8584 |  | Electric Utility | N | OP
NGCC | NC | Butler-Warner Generation Plant | 1016 | 1 | NG | CC | 28.8 | 20 | 341.1 | 5121.6664 |  |  | 5121.6664 | 3829.4509 |  | Electric Utility | N | OP
NGCC | NC | Butler-Warner Generation Plant | 1016 | 2 | NG | CC | 28.8 | 20 | 341.1 | 5121.6664 |  |  | 5121.6664 | 3829.4509 |  | Electric Utility | N | OP
NGCC | NC | Butler-Warner Generation Plant | 1016 | 3 | NG | CC | 28.8 | 20 | 341.1 | 5121.6664 |  |  | 5121.6664 | 3829.4509 |  | Electric Utility | N | OP
SSTLOGN | NC | Butler-Warner Generation Plant | 1016 | 4 | NG | GT | 28.8 | 20 | 341.1 | 396 |  |  | 396 | 490.5 |  | Electric Utility | N | OP
SSTLOGN | NC | Butler-Warner Generation Plant | 1016 | 5 | NG | GT | 28.8 | 20 | 341.1 | 396 |  |  | 396 | 686.6 |  | Electric Utility | N | OP
NGCC | NC | Butler-Warner Generation Plant | 1016 | 6 | NG | CC | 28.8 | 20 | 341.1 | 5121.6664 |  |  | 5121.6664 | 3829.4509 |  | Electric Utility | N | OP
NGCC | NC | Butler-Warner Generation Plant | 1016 | 7 | NG | CC | 28.8 | 20 | 341.1 | 5121.6664 |  |  | 5121.6664 | 3829.4509 |  | Electric Utility | N | OP
NGCC | NC | Butler-Warner Generation Plant | 1016 | 8 | NG | CC | 28.8 | 20 | 341.1 | 5121.6664 |  |  | 5121.6664 | 3829.4509 |  | Electric Utility | N | OP
NGCC | NC | Butler-Warner Generation Plant | 1016 | 9 | NG | CC | 73 | 65 | 341.1 | 12982.0016 |  |  | 12982.0016 | 9706.5944 |  | Electric Utility | N | OP
EXCLUDE | NC | Buxton | 2783 | 1A | DFO | IC | 3 | 3 | 0 | 0 |  |  | 0 | 0 |  | Electric Utility | N | OP |  | Internal Combustion (PRMVR=IC)
EXCLUDE | NC | Buxton | 2783 | 2A | DFO | IC | 3 | 3 | 0 | 0 |  |  | 0 | 0 |  | Electric Utility | N | OP |  | Internal Combustion (PRMVR=IC)
EXCLUDE | NC | Buxton | 2783 | 3A | DFO | IC | 3 | 3 | 0 | 0 |  |  | 0 | 0 |  | Electric Utility | N | OP |  | Internal Combustion (PRMVR=IC)
EXCLUDE | NC | Buxton | 2783 | 4A | DFO | IC | 3 | 3 | 0 | 0 |  |  | 0 | 0 |  | Electric Utility | N | OP |  | Internal Combustion (PRMVR=IC)
EXCLUDE | NC | Buxton | 2783 | 5A | DFO | IC | 3 | 3 | 0 | 0 |  |  | 0 | 0 |  | Electric Utility | N | OP |  | Internal Combustion (PRMVR=IC)
EXCLUDE | NC | Canton North Carolina | 50244 | GEN8 | BIT | ST | 7.5 | 7.5 | 0 | 44071 | 0.077491 | 2386821.8813 | 568724.1099 | 258532.7727 |  | Industrial CHP | Y | OP |  | Steam unit (PRMVR=ST) under 25MW/250 MMBtu/hr
EXCLUDE | NC | Canton North Carolina | 50244 | GEN9 | BIT | ST | 7.5 | 7.5 | 0 | 51515 | 0.077491 | 2789978.1991 | 664786.8785 | 302201.352 |  | Industrial CHP | Y | OP |  | Steam unit (PRMVR=ST) under 25MW/250 MMBtu/hr
EXCLUDE | NC | Canton North Carolina | 50244 | GN10 | BIT | ST | 7.5 | 7.5 | 0 | 62350 | 0.077491 | 3376786.1927 | 804609.5676 | 365762.4827 |  | Industrial CHP | Y | OP |  | Steam unit (PRMVR=ST) under 25MW/250 MMBtu/hr
EXCLUDE | NC | Canton North Carolina | 50244 | GN11 | BIT | ST | 7.5 | 7.5 | 0 | 53214 | 0.077491 | 2881993.592 | 686712.0053 | 312168.1597 |  | Industrial CHP | Y | OP |  | Steam unit (PRMVR=ST) under 25MW/250 MMBtu/hr
EXCLUDE | NC | Canton North Carolina | 50244 | GN12 | BIT | ST | 10 | 10 | 0 | 62787 | 0.077491 | 3400453.4833 | 810248.9321 | 368326.0466 |  | Industrial CHP | Y | OP |  | Steam unit (PRMVR=ST) under 25MW/250 MMBtu/hr
EXCLUDE | NC | Canton North Carolina | 50244 | GN13 | BIT | ST | 12.5 | 12.5 | 0 | 95516 | 0.077491 | 5173008.9813 | 1232607.6577 | 560323.4852 |  | Industrial CHP | Y | OP |  | Steam unit (PRMVR=ST) under 25MW/250 MMBtu/hr
EXCLUDE | NC | Cape Fear | 2708 | 1 | DFO | CC | 15 | 11 | 277 |  |  |  |  | 131.7941 |  | Electric Utility | N | OP |  | Combined Cycle (PRMVR=CC) unit under 25MW
EXCLUDE | NC | Cape Fear | 2708 | 2 | DFO | CC | 15 | 7 | 277 |  |  |  |  | 131.7941 |  | Electric Utility | N | OP |  | Combined Cycle (PRMVR=CC) unit under 25MW
COALST | NC | Cape Fear | 2708 | 5 | BIT | ST | 140.6 | 144 | 1643 | 582122 |  |  | 582122 | 468847.55 |  | Electric Utility | N | OP | 2013
COALST | NC | Cape Fear | 2708 | 6 | BIT | ST | 187.9 | 172 | 1933 | 637481 |  |  | 637481 | 665154.025 |  | Electric Utility | N | OP | 2013
EXCLUDE | NC | Cape Fear | 2708 | 1A | DFO | CC | 18 | 11 | 277 |  |  |  |  | 158.1529 |  | Electric Utility | N | OP |  | Combined Cycle (PRMVR=CC) unit under 25MW
EXCLUDE | NC | Cape Fear | 2708 | 1B | DFO | CC | 18 | 12 | 277 |  |  |  |  | 158.1529 |  | Electric Utility | N | OP |  | Combined Cycle (PRMVR=CC) unit under 25MW
EXCLUDE | NC | Cape Fear | 2708 | 2A | DFO | CC | 18 | 12 | 277 |  |  |  |  | 158.1529 |  | Electric Utility | N | OP |  | Combined Cycle (PRMVR=CC) unit under 25MW
EXCLUDE | NC | Cape Fear | 2708 | 2B | DFO | CC | 18 | 11 | 277 |  |  |  |  | 158.1529 |  | Electric Utility | N | OP |  | Combined Cycle (PRMVR=CC) unit under 25MW
EXCLUDE | NC | Catawba River Pollution Control | 56553 | 1234 | DFO | IC | 1.3 | 1.1 | 0 | 0 |  |  | 0 | 0 |  | Commercial Non-CHP | N | OP |  | Internal Combustion (PRMVR=IC)
EXCLUDE | NC | Cedar Cliff | 2743 | 1 | WAT | HY | 6.4 | 6.4 | 0 | 18747 |  |  | 18747 | 0 |  | Electric Utility | N | OP |  | Non Combustion (NUC, WAT, WND, GEO, or SUN)
EXCLUDE | NC | CenturyLink Regional HQ | 54882 | GEN1 | DFO | IC | 1 | 0.6 | 0 | 0 |  |  | 0 | 0 |  | Commercial Non-CHP | N | SB |  | Internal Combustion (PRMVR=IC)
EXCLUDE | NC | CenturyLink Regional HQ | 54882 | GEN2 | DFO | IC | 1 | 0.6 | 0 | 0 |  |  | 0 | 0 |  | Commercial Non-CHP | N | SB |  | Internal Combustion (PRMVR=IC)
EXCLUDE | NC | Chatuge | 2778 | 1 | WAT | HY | 13.2 | 13.9 | 0 | 25191 |  |  | 25191 | 0 |  | Electric Utility | N | OP |  | Non Combustion (NUC, WAT, WND, GEO, or SUN)
EXCLUDE | NC | Cheoah | 54899 | 1 | WAT | HY | 20 | 21 | 0 | 58116.5455 |  |  | 58116.5455 | 0 |  | Industrial Non-CHP | N | OS | 2012 | Non Combustion (NUC, WAT, WND, GEO, or SUN)
EXCLUDE | NC | Cheoah | 54899 | 2 | WAT | HY | 20 | 21 | 0 | 58116.5455 |  |  | 58116.5455 | 0 |  | Industrial Non-CHP | N | OS | 2012 | Non Combustion (NUC, WAT, WND, GEO, or SUN)
EXCLUDE | NC | Cheoah | 54899 | 3 | WAT | HY | 20 | 21 | 0 | 58116.5455 |  |  | 58116.5455 | 0 |  | Industrial Non-CHP | N | OS | 2013 | Non Combustion (NUC, WAT, WND, GEO, or SUN)
EXCLUDE | NC | Cheoah | 54899 | 4 | WAT | HY | 20 | 21 | 0 | 58116.5455 |  |  | 58116.5455 | 0 |  | Industrial Non-CHP | N | OS | 2012 | Non Combustion (NUC, WAT, WND, GEO, or SUN)
EXCLUDE | NC | Cheoah | 54899 | 5 | WAT | HY | 30 | 31 | 0 | 87174.8182 |  |  | 87174.8182 | 0 |  | Industrial Non-CHP | N | OP |  | Non Combustion (NUC, WAT, WND, GEO, or SUN)
EXCLUDE | NC | Cheoah | 54899 | 1A | WAT | HY | 27.5 | 27.5 | 0 | 0 |  |  | 0 | 0 |  | Industrial Non-CHP | N | U |  | Non Combustion (NUC, WAT, WND, GEO, or SUN)
EXCLUDE | NC | Cheoah | 54899 | 2A | WAT | HY | 27.5 | 27.5 | 0 | 0 |  |  | 0 | 0 |  | Industrial Non-CHP | N | U |  | Non Combustion (NUC, WAT, WND, GEO, or SUN)
EXCLUDE | NC | Cheoah | 54899 | 3A | WAT | HY | 27.5 | 27.5 | 0 | 0 |  |  | 0 | 0 |  | Industrial Non-CHP | N | T |  | Non Combustion (NUC, WAT, WND, GEO, or SUN)
EXCLUDE | NC | Cheoah | 54899 | 4A | WAT | HY | 27.5 | 27.5 | 0 | 0 |  |  | 0 | 0 |  | Industrial Non-CHP | N | T |  | Non Combustion (NUC, WAT, WND, GEO, or SUN)
EXCLUDE | NC | Cherryville City Hall | 56340 | 1 | DFO | IC | 1.8 | 1.8 | 0 | 0 |  |  | 0 | 0 |  | Electric Utility | N | OP |  | Internal Combustion (PRMVR=IC)
EXCLUDE | NC | Cleveland County Generating Facility | 57029 | 1 | NG | GT | 187 | 178 | 0 | 0 |  |  | 0 | 0 |  | Electric Utility/IPP Non-CHP | N | U |  | Status of operation (IP,L,P,T,or U)
EXCLUDE | NC | Cleveland County Generating Facility | 57029 | 2 | NG | GT | 187 | 178 | 0 | 0 |  |  | 0 | 0 |  | Electric Utility/IPP Non-CHP | N | U |  | Status of operation (IP,L,P,T,or U)
EXCLUDE | NC | Cleveland County Generating Facility | 57029 | 3 | NG | GT | 187 | 178 | 0 | 0 |  |  | 0 | 0 |  | Electric Utility/IPP Non-CHP | N | U |  | Status of operation (IP,L,P,T,or U)
EXCLUDE | NC | Cleveland County Generating Facility | 57029 | 4 | NG | GT | 187 | 178 | 0 | 0 |  |  | 0 | 0 |  | Electric Utility/IPP Non-CHP | N | U |  | Status of operation (IP,L,P,T,or U)
EXCLUDE | NC | Cleveland County Generating Facility | 57029 | 5 | NG | GT | 184 | 180.8 | 0 | 0 |  |  | 0 | 0 |  | IPP Non-CHP | N | IP |  | Status of operation (IP,L,P,T,or U)
EXCLUDE | NC | Cleveland County Generating Facility | 57029 | 6 | NG | GT | 184 | 180.8 | 0 | 0 |  |  | 0 | 0 |  | IPP Non-CHP | N | IP |  | Status of operation (IP,L,P,T,or U)
EXCLUDE | NC | Cleveland County Generating Facility | 57029 | 7 | NG | GT | 184 | 180.8 | 0 | 0 |  |  | 0 | 0 |  | IPP Non-CHP | N | IP |  | Status of operation (IP,L,P,T,or U)
EXCLUDE | NC | Cleveland County Generating Facility | 57029 | 8 | NG | GT | 184 | 180.8 | 0 | 0 |  |  | 0 | 0 |  | IPP Non-CHP | N | IP |  | Status of operation (IP,L,P,T,or U)
COALST | NC | Cliffside | 2721 | 1 | BIT | ST | 40 | 38 | 0 | 62358.6454 |  |  | 62358.6454 | 62595.8304 |  | Electric Utility | N | RE | 2011
COALST | NC | Cliffside | 2721 | 2 | BIT | ST | 40 | 38 | 0 | 62358.6454 |  |  | 62358.6454 | 62595.8304 |  | Electric Utility | N | RE | 2011
COALST | NC | Cliffside | 2721 | 3 | BIT | ST | 65 | 61 | 0 | 101332.7987 |  |  | 101332.7987 | 101718.2244 |  | Electric Utility | N | RE | 2011
COALST | NC | Cliffside | 2721 | 4 | BIT | ST | 65 | 61 | 0 | 101332.7987 |  |  | 101332.7987 | 101718.2244 |  | Electric Utility | N | RE | 2011
COALST | NC | Cliffside | 2721 | 5 | BIT | ST | 570.9 | 552 | 6080 | 890013.7658 |  |  | 890013.7658 | 984157.853 |  | Electric Utility | N | OP
COALST | NC | Cliffside | 2721 | 6 | BIT | ST | 905 | 825 | 0 | 1410864.3511 |  |  | 1410864.3511 | 1560103.095 |  | Electric Utility | N | V
EXCLUDE | NC | Cliffside | 2721 | 7 | BIT | ST | 800 | 800 | 0 | 0 |  |  | 0 | 0 |  | Electric Utility | N | IP |  | Status of operation (IP,L,P,T,or U)
EXCLUDE | NC | Coastal Carolina Clean Power | 10381 | GEN1 | WDS | ST | 44.1 | 27 | 572 | 200115 | 0.76711 | 276395.0893 | 260870.0753 | 405923.8304 |  | IPP CHP | Y | OP |  | Non Fossil fuel type
EXCLUDE | NC | Concord Energy | 57896 | UNT1 | LFG | GT | 4.8 | 3.9 | 0 | 0 |  |  | 0 | 0 |  | IPP Non-CHP | N | V |  | Non Fossil fuel type
EXCLUDE | NC | Concord Energy | 57896 | UNT2 | LFG | GT | 4.8 | 3.9 | 0 | 0 |  |  | 0 | 0 |  | IPP Non-CHP | N | V |  | Non Fossil fuel type
EXCLUDE | NC | Corn Products Winston Salem | 54618 | 900 | WDS | ST | 0.9 | 0.4 | 0 | 4722.93 | 0.10035 | 192628.3861 | 47065.043 | 30011.9699 |  | Industrial CHP | Y | OP |  | Non Fossil fuel type
EXCLUDE | NC | Corn Products Winston Salem | 54618 | 7500 | WDS | ST | 7.5 | 6.6 | 0 | 39357.75 | 0.10035 | 1605236.5506 | 392208.6917 | 250099.7495 |  | Industrial CHP | Y | OP |  | Non Fossil fuel type
EXCLUDE | NC | Cornelius Delivery No 1 | 56546 | 1 | DFO | IC | 2.2 | 2 | 0 | 0 |  |  | 0 | 0 |  | Electric Utility | N | OP |  | Internal Combustion (PRMVR=IC)
EXCLUDE | NC | Cowans Ford | 2722 | 1 | WAT | HY | 87.5 | 81.3 | 0 | 25001.5 |  |  | 25001.5 | 0 |  | Electric Utility | N | OP |  | Non Combustion (NUC, WAT, WND, GEO, or SUN)
EXCLUDE | NC | Cowans Ford | 2722 | 2 | WAT | HY | 87.5 | 81.3 | 0 | 25001.5 |  |  | 25001.5 | 0 |  | Electric Utility | N | OP |  | Non Combustion (NUC, WAT, WND, GEO, or SUN)
EXCLUDE | NC | Cowans Ford | 2722 | 3 | WAT | HY | 87.5 | 81.3 | 0 | 25001.5 |  |  | 25001.5 | 0 |  | Electric Utility | N | OP |  | Non Combustion (NUC, WAT, WND, GEO, or SUN)
EXCLUDE | NC | Cowans Ford | 2722 | 4 | WAT | HY | 87.5 | 81.3 | 0 | 25001.5 |  |  | 25001.5 | 0 |  | Electric Utility | N | OP |  | Non Combustion (NUC, WAT, WND, GEO, or SUN)
EXCLUDE | NC | CPI USA NC Roxboro | 10379 | GEN1 | WDS | ST | 67.5 | 56 | 660 | 186465 | 0.94426 | 50073.9907 | 197471.8854 | 290603.6124 |  | IPP CHP | Y | OP |  | Non Fossil fuel type
EXCLUDE | NC | CPI USA NC Southport | 10378 | GEN1 | WDS | ST | 67.5 | 53.5 | 669 | 135169 | 0.68364 | 284558.0847 | 197718.4031 | 328208.0753 |  | IPP CHP | Y | OP |  | Non Fossil fuel type
EXCLUDE | NC | CPI USA NC Southport | 10378 | GEN2 | WDS | ST | 67.5 | 53.5 | 669 | 144824 | 0.68364 | 304883.8126 | 211841.2507 | 351651.6827 |  | IPP CHP | Y | OP |  | Non Fossil fuel type
EXCLUDE | NC | Craven County Wood Energy LP | 10525 | 1UNI | WDS | ST | 50 | 48 | 785 | 299351 |  |  | 299351 | 464302.424 |  | Electric Utility/IPP Non-CHP | N | OP |  | Non Fossil fuel type
EXCLUDE | NC | CS Murphy Point, LLC | 57687 | 1 | SUN | PV | 1 | 0.9 | 0 | 487 |  |  | 487 | 0 |  | IPP Non-CHP | N | OP |  | Non Combustion (NUC, WAT, WND, GEO, or SUN)
COALST | NC | Dan River | 2723 | 1 | BIT | ST | 70 | 67 | 0 | 52414 |  |  | 52414 | 78001.9714 |  | Electric Utility | N | OP | 2012
COALST | NC | Dan River | 2723 | 2 | BIT | ST | 70 | 67 | 0 | 54733 |  |  | 54733 | 78001.9714 |  | Electric Utility | N | OP | 2012
COALST | NC | Dan River | 2723 | 3 | BIT | ST | 150 | 142 | 0 | 145134 |  |  | 145134 | 167147.0816 |  | Electric Utility | N | OP | 2012
SSTLOGN | NC | Dan River | 2723 | 4 | NG | GT | 35.2 | 24 | 0 | -10.7975 |  |  | -10.7975 | 177.8302 |  | Electric Utility | N | OP | 2012
SSTLOGN | NC | Dan River | 2723 | 5 | NG | GT | 35.2 | 24 | 0 | -10.7975 |  |  | -10.7975 | 177.8302 |  | Electric Utility | N | OP | 2012
SSTLOGN | NC | Dan River | 2723 | 6 | NG | GT | 27.4 | 24 | 0 | -8.4049 |  |  | -8.4049 | 138.4247 |  | Electric Utility | N | OP | 2012
NGCC | NC | Dan River | 2723 | CT8 | NG | CC | 185.3 | 165 | 0 | 0 |  |  | 0 | 0 |  | Electric Utility | N | V
NGCC | NC | Dan River | 2723 | CT9 | NG | CC | 185.3 | 165 | 0 | 0 |  |  | 0 | 0 |  | Electric Utility | N | V
NGCC | NC | Dan River | 2723 | ST7 | NG | CC | 320.5 | 290 | 0 | 0 |  |  | 0 | 0 |  | Electric Utility | N | V
EXCLUDE | NC | Davidson Gas Producers LLC | 57436 | 1 | LFG | IC | 1.6 | 1.6 | 0 | 0 |  |  | 0 | 0 |  | IPP Non-CHP | N | OP |  | Internal Combustion (PRMVR=IC)
EXCLUDE | NC | DE Solar 10240 Old Dowd Rd | 57334 | PV01 | SUN | PV | 1.9 | 1.9 | 0 | 1425 |  |  | 1425 | 0 |  | Electric Utility | N | OP |  | Non Combustion (NUC, WAT, WND, GEO, or SUN)
EXCLUDE | NC | DE Solar 1725 Drywall Dr | 57336 | PV01 | SUN | PV | 1 | 1 | 0 | 380 |  |  | 380 | 0 |  | Electric Utility | N | OP |  | Non Combustion (NUC, WAT, WND, GEO, or SUN)
EXCLUDE | NC | DE Solar 657 Brigham Rd | 57335 | PV01 | SUN | PV | 1.3 | 1.3 | 0 | 604 |  |  | 604 | 0 |  | Electric Utility | N | OP |  | Non Combustion (NUC, WAT, WND, GEO, or SUN)
EXCLUDE | NC | Domtar Paper Co LLC Plymouth NC | 50189 | TG10 | WDS | ST | 72 | 74 | 0 | 213751.1 | 0.17049 | 4731315.438 | 1253753.0281 | 864870.894 |  | Industrial CHP | Y | OP |  | Non Fossil fuel type
EXCLUDE | NC | Domtar Paper Co LLC Plymouth NC | 50189 | TG4 | BIT | ST | 7.5 | 7.5 | 0 | 0 | 0.17049 | 0 | 0 | 0 |  | Industrial CHP | Y | RE | 2002 | Steam unit (PRMVR=ST) under 25MW/250 MMBtu/hr
EXCLUDE | NC | Domtar Paper Co LLC Plymouth NC | 50189 | TG6 | BIT | ST | 7.5 | 7.5 | 0 | 0 | 0.17049 | 0 | 0 | 0 |  | Industrial CHP | Y | RE | 2006 | Steam unit (PRMVR=ST) under 25MW/250 MMBtu/hr
EXCLUDE | NC | Domtar Paper Co LLC Plymouth NC | 50189 | TG7 | BLQ | ST | 7.5 | 7.5 | 0 | 2483.354 | 0.17049 | 54968.2838 | 14566.0658 | 10048.0446 |  | Industrial CHP | Y | SB |  | Steam unit (PRMVR=ST) under 25MW/250 MMBtu/hr
EXCLUDE | NC | Domtar Paper Co LLC Plymouth NC | 50189 | TG8 | BLQ | ST | 25 | 23.8 | 0 | 98969.055 | 0.17049 | 2190649.8624 | 580501.1174 | 400444.5127 |  | Industrial CHP | Y | OP |  | Commercial/Industrial Unit
EXCLUDE | NC | Domtar Paper Co LLC Plymouth NC | 50189 | TG9 | BLQ | ST | 42 | 40.8 | 0 | 199726.57 | 0.17049 | 4420886.7418 | 1171492.413 | 808125.4186 |  | Industrial CHP | Y | OP |  | Commercial/Industrial Unit
EXCLUDE | NC | Drexel Operations Center | 56548 | 1 | DFO | IC | 2.2 | 2 | 0 | 0 |  |  | 0 | 0 |  | Electric Utility | N | OP |  | Internal Combustion (PRMVR=IC)
EXCLUDE | NC | DSM Pharmaceuticals | 54887 | GEN1 | DFO | GT | 4 | 3.5 | 0 | 660 | 0.32834 | 6141.9957 | 2010.087 | 990.1715 |  | Industrial CHP | Y | SB |  | Simple Cycle Turbine (PRMVR=GT or OT) unit under 25MW
EXCLUDE | NC | DSM Pharmaceuticals | 54887 | GEN2 | DFO | IC | 0.3 | 0.3 | 0 | 0 |  |  | 0 | 0 |  | Industrial CHP | N | SB |  | Internal Combustion (PRMVR=IC)
EXCLUDE | NC | DSM Pharmaceuticals | 54887 | GEN3 | DFO | IC | 1.1 | 1.1 | 0 | 0 |  |  | 0 | 0 |  | Industrial CHP | N | SB |  | Internal Combustion (PRMVR=IC)
EXCLUDE | NC | DSM Pharmaceuticals | 54887 | GEN4 | DFO | IC | 1.2 | 1.2 | 0 | 0 |  |  | 0 | 0 |  | Industrial CHP | N | SB |  | Internal Combustion (PRMVR=IC)
EXCLUDE | NC | DSM Pharmaceuticals | 54887 | GEN5 | DFO | IC | 1 | 1 | 0 | 0 |  |  | 0 | 0 |  | Industrial CHP | N | SB |  | Internal Combustion (PRMVR=IC)
EXCLUDE | NC | DSM Pharmaceuticals | 54887 | GEN6 | DFO | IC | 1.2 | 1.2 | 0 | 0 |  |  | 0 | 0 |  | Industrial CHP | N | SB |  | Internal Combustion (PRMVR=IC)
EXCLUDE | NC | Eastside WWTP | 57606 | 1 | DFO | IC | 1.8 | 1.8 | 0 | 0 |  |  | 0 | 0 |  | Electric Utility | N | OP |  | Internal Combustion (PRMVR=IC)
EXCLUDE | NC | Eastside WWTP | 57606 | 2 | DFO | IC | 1.8 | 1.8 | 0 | 0 |  |  | 0 | 0 |  | Electric Utility | N | OP |  | Internal Combustion (PRMVR=IC)
EXCLUDE | NC | Eastside WWTP | 57606 | 3 | DFO | IC | 1.8 | 1.8 | 0 | 0 |  |  | 0 | 0 |  | Electric Utility | N | OP |  | Internal Combustion (PRMVR=IC)
EXCLUDE | NC | Edenton Generators | 7429 | 1 | DFO | IC | 1.2 | 1.2 | 0 | 0 |  |  | 0 | 0 |  | Electric Utility | N | OP |  | Internal Combustion (PRMVR=IC)
EXCLUDE | NC | Edenton Generators | 7429 | 2 | DFO | IC | 1.2 | 1.2 | 0 | 0 |  |  | 0 | 0 |  | Electric Utility | N | OP |  | Internal Combustion (PRMVR=IC)
COALST | NC | Edgecombe Genco LLC | 10384 | GEN1 | BIT | ST | 57.4 | 57.8 | 1500 | 215009 | 0.46272 | 1135778.8813 | 464667.3121 | 377469.444 |  | IPP CHP | Y | OP
COALST | NC | Edgecombe Genco LLC | 10384 | GEN2 | BIT | ST | 57.4 | 57.8 | 1500 | 212592 | 0.46272 | 1123011.1481 | 459443.8057 | 386144.107 |  | IPP CHP | Y | OP
COALST | NC | Elizabethtown Power LLC | 10380 | GEN1 | BIT | ST | 34.7 | 32 | 0 | 0 | 0 |  |  | 0 |  | IPP CHP | Y | OS
EXCLUDE | NC | Enka | 10320 | GE10 | BIT | ST | 4 | 3.7 | 0 | 0 | 0 |  |  | 0 |  | Industrial CHP | Y | RE | 2001 | Steam unit (PRMVR=ST) under 25MW/250 MMBtu/hr
EXCLUDE | NC | Enka | 10320 | GE11 | BIT | ST | 4 | 3.7 | 0 | 0 | 0 |  |  | 0 |  | Industrial CHP | Y | RE | 2001 | Steam unit (PRMVR=ST) under 25MW/250 MMBtu/hr
EXCLUDE | NC | Enka | 10320 | GE12 | BIT | ST | 5 | 4.7 | 0 | 0 | 0 |  |  | 0 |  | Industrial CHP | Y | RE | 2001 | Steam unit (PRMVR=ST) under 25MW/250 MMBtu/hr
EXCLUDE | NC | Enka | 10320 | GEN8 | BIT | ST | 0.3 | 0.3 | 0 | 0 | 0 |  |  | 0 |  | Industrial CHP | Y | RE | 2001 | Steam unit (PRMVR=ST) under 25MW/250 MMBtu/hr
EXCLUDE | NC | Enka | 10320 | GEN9 | BIT | ST | 3 | 2.8 | 0 | 0 | 0 |  |  | 0 |  | Industrial CHP | Y | RE | 2001 | Steam unit (PRMVR=ST) under 25MW/250 MMBtu/hr
EXCLUDE | NC | Falls | 54895 | YF1 | WAT | HY | 9 | 9 | 0 | 26931.7834 |  |  | 26931.7834 | 0 |  | Electric Utility | N | OP |  | Non Combustion (NUC, WAT, WND, GEO, or SUN)
EXCLUDE | NC | Falls | 54895 | YF2 | WAT | HY | 11.2 | 10 | 0 | 33515.1083 |  |  | 33515.1083 | 0 |  | Electric Utility | N | OP |  | Non Combustion (NUC, WAT, WND, GEO, or SUN)
EXCLUDE | NC | Falls | 54895 | YF3 | WAT | HY | 11.2 | 11 | 0 | 33515.1083 |  |  | 33515.1083 | 0 |  | Electric Utility | N | OP |  | Non Combustion (NUC, WAT, WND, GEO, or SUN)
EXCLUDE | NC | FibroCoast | 56816 | FC1 | OBS | ST | 60 | 55 | 0 | 0 |  |  | 0 | 0 |  | IPP Non-CHP | N | P |  | Non Fossil fuel type
EXCLUDE | NC | FibroHills | 56817 | 1 | OBS | ST | 60 | 55 | 0 | 0 |  |  | 0 | 0 |  | IPP Non-CHP | N | IP |  | Non Fossil fuel type
EXCLUDE | NC | FibroMont | 57596 | G1 | AB | ST | 62 | 55 | 0 | 0 |  |  | 0 | 0 |  | IPP Non-CHP | N | P |  | Non Fossil fuel type
EXCLUDE | NC | Fontana Dam | 2779 | 1 | WAT | HY | 81 | 101.4 | 0 | 258903.9223 |  |  | 258903.9223 | 0 |  | Electric Utility | N | OP |  | Non Combustion (NUC, WAT, WND, GEO, or SUN)
EXCLUDE | NC | Fontana Dam | 2779 | 2 | WAT | HY | 92.7 | 101.4 | 0 | 296301.1555 |  |  | 296301.1555 | 0 |  | Electric Utility | N | OP |  | Non Combustion (NUC, WAT, WND, GEO, or SUN)
EXCLUDE | NC | Fontana Dam | 2779 | 3 | WAT | HY | 81 | 101.4 | 0 | 258903.9223 |  |  | 258903.9223 | 0 |  | Electric Utility | N | OP |  | Non Combustion (NUC, WAT, WND, GEO, or SUN)
EXCLUDE | NC | Franklin | 2745 | 1 | WAT | HY | 0.5 | 0.5 | 0 | 109 |  |  | 109 | 0 |  | Electric Utility | N | OP |  | Non Combustion (NUC, WAT, WND, GEO, or SUN)
EXCLUDE | NC | Franklin | 2745 | 2 | WAT | HY | 0.5 | 0.6 | 0 | 109 |  |  | 109 | 0 |  | Electric Utility | N | OP |  | Non Combustion (NUC, WAT, WND, GEO, or SUN)
EXCLUDE | NC | Future Gen Plant | 7727 | 1 | NG | CC | 211.8 | 162 | 0 | 0 |  |  | 0 | 0 |  | Electric Utility | N | IP |  | Status of operation (IP,L,P,T,or U)
EXCLUDE | NC | Future Gen Plant | 7728 | 1 | NG | CC | 612 | 480 | 0 | 0 |  |  | 0 | 0 |  | Electric Utility | N | IP |  | Status of operation (IP,L,P,T,or U)
COALST | NC | G G Allen | 2718 | 1 | BIT | ST | 165 | 162 | 2141 | 427419 |  |  | 427419 | 492910.41 |  | Electric Utility | N | OP
COALST | NC | G G Allen | 2718 | 2 | BIT | ST | 165 | 162 | 2408 | 351896 |  |  | 351896 | 410540.855 |  | Electric Utility | N | OP
COALST | NC | G G Allen | 2718 | 3 | BIT | ST | 275 | 261 | 3316 | 1077089 |  |  | 1077089 | 1070980.824 |  | Electric Utility | N | OP
COALST | NC | G G Allen | 2718 | 4 | BIT | ST | 275 | 276 | 4151 | 1269210 |  |  | 1269210 | 1257193.992 |  | Electric Utility | N | OP
COALST | NC | G G Allen | 2718 | 5 | BIT | ST | 275 | 266 | 3997 | 983592 |  |  | 983592 | 1105107.464 |  | Electric Utility | N | OP
EXCLUDE | NC | Gaston | 2756 | 1 | WAT | HY | 44.4 | 55 | 0 | 49971 |  |  | 49971 | 0 |  | Electric Utility | N | OP |  | Non Combustion (NUC, WAT, WND, GEO, or SUN)
EXCLUDE | NC | Gaston | 2756 | 2 | WAT | HY | 44.4 | 55 | 0 | 49971 |  |  | 49971 | 0 |  | Electric Utility | N | OP |  | Non Combustion (NUC, WAT, WND, GEO, or SUN)
EXCLUDE | NC | Gaston | 2756 | 3 | WAT | HY | 44.4 | 55 | 0 | 49971 |  |  | 49971 | 0 |  | Electric Utility | N | OP |  | Non Combustion (NUC, WAT, WND, GEO, or SUN)
EXCLUDE | NC | Gaston | 2756 | 4 | WAT | HY | 44.4 | 55 | 0 | 49971 |  |  | 49971 | 0 |  | Electric Utility | N | OP |  | Non Combustion (NUC, WAT, WND, GEO, or SUN)
EXCLUDE | NC | Gaston Memorial Hospital | 57629 | GMH1 | DFO | IC | 1.8 | 1.8 | 0 | 0 |  |  | 0 | 0 |  | Commercial Non-CHP | N | OP |  | Internal Combustion (PRMVR=IC)
EXCLUDE | NC | Gastonia Duke Street | 56061 | 1 | DFO | IC | 1.8 | 1.8 | 0 | 0 |  |  | 0 | 0 |  | Electric Utility | N | OP |  | Internal Combustion (PRMVR=IC)
EXCLUDE | NC | Gastonia Prime Power Park | 56954 | 1 | DFO | IC | 2.3 | 2 | 0 | 0 |  |  | 0 | 0 |  | Electric Utility | N | OP |  | Internal Combustion (PRMVR=IC)
EXCLUDE | NC | Gastonia Prime Power Park | 56954 | 2 | DFO | IC | 2.3 | 2 | 0 | 0 |  |  | 0 | 0 |  | Electric Utility | N | OP |  | Internal Combustion (PRMVR=IC)
EXCLUDE | NC | Gastonia Rankin Lake | 56060 | 1 | DFO | IC | 1.8 | 1.8 | 0 | 0 |  |  | 0 | 0 |  | Electric Utility | N | OP |  | Internal Combustion (PRMVR=IC)
EXCLUDE | NC | Gastonia, Tulip Drive | 56262 | DG3 | DFO | IC | 1.8 | 1.8 | 0 | 0 |  |  | 0 | 0 |  | Electric Utility | N | OP |  | Internal Combustion (PRMVR=IC)
EXCLUDE | NC | Gastonia, Tulip Drive | 56262 | Unit1 | DFO | IC | 1.8 | 1.8 | 0 | 0 |  |  | 0 | 0 |  | Electric Utility | N | OP |  | Internal Combustion (PRMVR=IC)
EXCLUDE | NC | Gastonia, Tulip Drive | 56262 | Unit2 | DFO | IC | 1.8 | 1.8 | 0 | 0 |  |  | 0 | 0 |  | Electric Utility | N | OP |  | Internal Combustion (PRMVR=IC)
EXCLUDE | NC | Granite Falls Walmart | 56549 | 1 | DFO | IC | 2.2 | 2 | 0 | 0 |  |  | 0 | 0 |  | Electric Utility | N | OP |  | Internal Combustion (PRMVR=IC)
EXCLUDE | NC | GRS CMS | 55599 | 1 | LFG | GT | 5.3 | 4.3 | 0 | 26858 |  |  | 26858 | 24757.1967 |  | IPP Non-CHP | N | OP |  | Non Fossil fuel type
SSTLOGN | NC | Hamlet Generating Facility | 56292 | ES1 | NG | GT | 57.3 | 56.5 | 660 | 27563.6 |  |  | 27563.6 | 17094.7686 |  | Electric Utility | N | OP
SSTLOGN | NC | Hamlet Generating Facility | 56292 | ES2 | NG | GT | 57.3 | 56.5 | 660 | 27563.6 |  |  | 27563.6 | 17094.7686 |  | Electric Utility | N | OP
SSTLOGN | NC | Hamlet Generating Facility | 56292 | ES3 | NG | GT | 57.3 | 56.5 | 660 | 27563.6 |  |  | 27563.6 | 17094.7686 |  | Electric Utility | N | OP
SSTLOGN | NC | Hamlet Generating Facility | 56292 | ES4 | NG | GT | 57.3 | 56.5 | 660 | 27563.6 |  |  | 27563.6 | 17094.7686 |  | Electric Utility | N | OP
SSTLOGN | NC | Hamlet Generating Facility | 56292 | ES5 | NG | GT | 57.3 | 56.5 | 660 | 27563.6 |  |  | 27563.6 | 17094.7686 |  | Electric Utility | N | OP
EXCLUDE | NC | Hamlet Generating Facility | 56292 | ES6 | NG | GT | 57.3 | 56.5 | 0 | 0 |  |  | 0 | 0 |  | Electric Utility | N | P |  | Status of operation (IP,L,P,T,or U)
EXCLUDE | NC | Harris | 6015 | 1 | NUC | ST | 950.9 | 900 | 0 | 8112127 |  |  | 8112127 | 0 |  | Electric Utility | N | OP |  | Non Combustion (NUC, WAT, WND, GEO, or SUN)
EXCLUDE | NC | Haw River Hydro | 10258 | 1 | WAT | HY | 1 | 1 | 0 | 3569.3333 |  |  | 3569.3333 | 0 |  | IPP Non-CHP | N | OP |  | Non Combustion (NUC, WAT, WND, GEO, or SUN)
EXCLUDE | NC | Haw River Hydro | 10258 | 2 | WAT | HY | 0.5 | 0.5 | 0 | 1784.6667 |  |  | 1784.6667 | 0 |  | IPP Non-CHP | N | OP |  | Non Combustion (NUC, WAT, WND, GEO, or SUN)
COALST | NC | HF Lee Plant | 2709 | 1 | BIT | ST | 75 | 74 | 919 | 208757 |  |  | 208757 | 221520.325 |  | Electric Utility | N | OP | 2013
COALST | NC | HF Lee Plant | 2709 | 2 | BIT | ST | 75 | 68 | 1191 | 115256 |  |  | 115256 | 147172.85 |  | Electric Utility | N | OP | 2013
COALST | NC | HF Lee Plant | 2709 | 3 | BIT | ST | 252.4 | 240 | 3226 | 1035445 |  |  | 1035445 | 1014610.2 |  | Electric Utility | N | OP | 2013
EXCLUDE | NC | HF Lee Plant | 2709 | GT1 | DFO | GT | 16.3 | 12 | 1568.4906 | 25404.8047 |  |  | 25404.8047 | 18275.979 |  | Electric Utility | N | OP |  | Simple Cycle Turbine (PRMVR=GT or OT) unit under 25MW
SSTLOGN | NC | HF Lee Plant | 2709 | GT2 | DFO | GT | 29.9 | 21 | 2877.1698 | 46601.4515 |  |  | 46601.4515 | 33524.6487 |  | Electric Utility | N | OP
SSTLOGN | NC | HF Lee Plant | 2709 | GT3 | DFO | GT | 29.9 | 21 | 2877.1698 | 46601.4515 |  |  | 46601.4515 | 33524.6487 |  | Electric Utility | N | OP
SSTLOGN | NC | HF Lee Plant | 2709 | GT4 | DFO | GT | 29.9 | 21 | 2877.1698 | 46601.4515 |  |  | 46601.4515 | 33524.6487 |  | Electric Utility | N | OP
EXCLUDE | NC | High Point, Fairfield | 56059 | 1 | DFO | IC | 1.8 | 1.8 | 0 | 0 |  |  | 0 | 0 |  | Electric Utility | N | OP |  | Internal Combustion (PRMVR=IC)
EXCLUDE | NC | High Point, Jackson Lake | 56058 | 1 | DFO | IC | 1.8 | 1.8 | 0 | 0 |  |  | 0 | 0 |  | Electric Utility | N | RE | 2007 | Internal Combustion (PRMVR=IC)
EXCLUDE | NC | High Point, POLO | 57196 | 1 | DFO | IC | 1.8 | 1.8 | 0 | 0 |  |  | 0 | 0 |  | Electric Utility | N | OP |  | Internal Combustion (PRMVR=IC)
EXCLUDE | NC | High Point, Pump Station Rd | 56260 | Unit1 | DFO | IC | 1.8 | 1.8 | 0 | 0 |  |  | 0 | 0 |  | Electric Utility | N | OP |  | Internal Combustion (PRMVR=IC)
EXCLUDE | NC | High Point, Pump Station Rd | 56260 | Unit2 | DFO | IC | 1.8 | 1.8 | 0 | 0 |  |  | 0 | 0 |  | Electric Utility | N | OP |  | Internal Combustion (PRMVR=IC)
EXCLUDE | NC | High Rock | 54896 | HR1 | WAT | HY | 11 | 11 | 0 | 33969.3333 |  |  | 33969.3333 | 0 |  | Electric Utility | N | OP |  | Non Combustion (NUC, WAT, WND, GEO, or SUN)
EXCLUDE | NC | High Rock | 54896 | HR2 | WAT | HY | 11 | 11 | 0 | 33969.3333 |  |  | 33969.3333 | 0 |  | Electric Utility | N | OP |  | Non Combustion (NUC, WAT, WND, GEO, or SUN)
EXCLUDE | NC | High Rock | 54896 | HR3 | WAT | HY | 11 | 11 | 0 | 33969.3333 |  |  | 33969.3333 | 0 |  | Electric Utility | N | OP |  | Non Combustion (NUC, WAT, WND, GEO, or SUN)
EXCLUDE | NC | High Shoals Hydro | 10550 | GEN1 | WAT | HY | 1.8 | 1.8 | 0 | 3462 |  |  | 3462 | 0 |  | IPP Non-CHP | N | OP |  | Non Combustion (NUC, WAT, WND, GEO, or SUN)
EXCLUDE | NC | Hiwassee Dam | 2780 | 1 | WAT | HY | 70.6 | 87.7 | 0 | 223321 |  |  | 223321 | 0 |  | Electric Utility | N | OP |  | Non Combustion (NUC, WAT, WND, GEO, or SUN)
EXCLUDE | NC | Hiwassee Dam | 2780 | 2 | WAT | PS | 95 | 86 | 0 | 0 |  |  | 0 | 0 |  | Electric Utility | N | OP |  | Non Combustion (NUC, WAT, WND, GEO, or SUN)
EXCLUDE | NC | Huntersville Delivery No 2 | 56550 | 1 | DFO | IC | 2.2 | 2 | 0 | 0 |  |  | 0 | 0 |  | Electric Utility | N | OP |  | Internal Combustion (PRMVR=IC)
EXCLUDE | NC | International Paper Riegelwood Mill | 54656 | NO1 | BLQ | ST | 7.5 | 7.8 | 0 | 41825.808 | 0.097574 | 1759825.4294 | 428657.3062 | 304009.3837 |  | Industrial CHP | Y | OP |  | Steam unit (PRMVR=ST) under 25MW/250 MMBtu/hr
EXCLUDE | NC | International Paper Riegelwood Mill | 54656 | NO2 | BLQ | ST | 10 | 8.3 | 0 | 62835.589 | 0.097574 | 2643814.2544 | 643978.8161 | 405345.8449 |  | Industrial CHP | Y | OP |  | Steam unit (PRMVR=ST) under 25MW/250 MMBtu/hr
EXCLUDE | NC | International Paper Riegelwood Mill | 54656 | NO3 | BLQ | ST | 44 | 44.5 | 0 | 318961.15 | 0.097574 | 13420325.1435 | 3268915.3873 | 1876979.6441 |  | Industrial CHP | Y | OP |  | Commercial/Industrial Unit
EXCLUDE | NC | Iredell County LFG Facility | 56962 | 1 | LFG | IC | 1.6 | 1.6 | 0 | 0 |  |  | 0 | 0 |  | IPP Non-CHP | N | OP |  | Internal Combustion (PRMVR=IC)
EXCLUDE | NC | Iredell County LFG Facility | 56962 | 2 | LFG | IC | 1.6 | 1.6 | 0 | 0 |  |  | 0 | 0 |  | IPP Non-CHP | N | OP |  | Internal Combustion (PRMVR=IC)
EXCLUDE | NC | Ivy River Hydro | 50890 | GEN1 | WAT | HY | 0.2 | 0.2 | 0 | 0 |  |  | 0 | 0 |  | IPP Non-CHP | N | OS |  | Non Combustion (NUC, WAT, WND, GEO, or SUN)
EXCLUDE | NC | Ivy River Hydro | 50890 | GEN2 | WAT | HY | 0.2 | 0.2 | 0 | 0 |  |  | 0 | 0 |  | IPP Non-CHP | N | OS |  | Non Combustion (NUC, WAT, WND, GEO, or SUN)
EXCLUDE | NC | Ivy River Hydro | 50890 | GEN3 | WAT | HY | 0.2 | 0.2 | 0 | 0 |  |  | 0 | 0 |  | IPP Non-CHP | N | OS |  | Non Combustion (NUC, WAT, WND, GEO, or SUN)
EXCLUDE | NC | Ivy River Hydro | 50890 | GEN4 | WAT | HY | 0.2 | 0.2 | 0 | 0 |  |  | 0 | 0 |  | IPP Non-CHP | N | OS |  | Non Combustion (NUC, WAT, WND, GEO, or SUN)
EXCLUDE | NC | Ivy River Hydro | 50890 | GEN5 | WAT | HY | 0.2 | 0.2 | 0 | 0 |  |  | 0 | 0 |  | IPP Non-CHP | N | OS |  | Non Combustion (NUC, WAT, WND, GEO, or SUN)
EXCLUDE | NC | Ivy River Hydro | 50890 | GEN6 | WAT | HY | 0.2 | 0.2 | 0 | 0 |  |  | 0 | 0 |  | IPP Non-CHP | N | OS |  | Non Combustion (NUC, WAT, WND, GEO, or SUN)
EXCLUDE | NC | KapStone Kraft Paper Corp | 50254 | GEN1 | BIT | ST | 22.5 | 25 | 600 | 173652.28 | 0.24284 | 2463230.9643 | 715101.0559 | 471578.2022 |  | Industrial CHP/Pulp & Paper Mill | Y | OP |  | Steam unit (PRMVR=ST) under 25MW/250 MMBtu/hr
EXCLUDE | NC | Kitty Hawk | 2757 | GT1 | DFO | GT | 23.8 | 16 | 0 | 0 |  |  | 0 | 0 |  | Electric Utility | N | RE | 2011 | Simple Cycle Turbine (PRMVR=GT or OT) unit under 25MW
EXCLUDE | NC | Kitty Hawk | 2757 | GT2 | DFO | GT | 23.8 | 15 | 0 | 0 |  |  | 0 | 0 |  | Electric Utility | N | RE | 2011 | Simple Cycle Turbine (PRMVR=GT or OT) unit under 25MW
COALST | NC | L V Sutton | 2713 | 1 | BIT | ST | 112.5 | 97 | 1400 | 234986 |  |  | 234986 | 296522.479 |  | Electric Utility | N | OP | 2013
COALST | NC | L V Sutton | 2713 | 2 | BIT | ST | 112.5 | 104 | 1400 | 238856 |  |  | 238856 | 296883.671 |  | Electric Utility | N | OP | 2013
COALST | NC | L V Sutton | 2713 | 3 | BIT | ST | 446.6 | 374 | 4962 | 1200026 |  |  | 1200026 | 1254022.325 |  | Electric Utility | N | OP | 2013
EXCLUDE | NC | L V Sutton | 2713 | CA1 | NG | CC | 263 | 263 | 0 | 0 |  |  | 0 | 0 |  | Electric Utility | N | U |  | Status of operation (IP,L,P,T,or U)
EXCLUDE | NC | L V Sutton | 2713 | CT1 | NG | CC | 181 | 181 | 0 | 0 |  |  | 0 | 0 |  | Electric Utility | N | U |  | Status of operation (IP,L,P,T,or U)
EXCLUDE | NC | L V Sutton | 2713 | CT2 | NG | CC | 181 | 181 | 0 | 0 |  |  | 0 | 0 |  | Electric Utility | N | U |  | Status of operation (IP,L,P,T,or U)
EXCLUDE | NC | L V Sutton | 2713 | GT1 | DFO | GT | 16.3 | 11 | 170.3198 | 0 |  |  | 0 | 157.894 |  | Electric Utility | N | OP |  | Simple Cycle Turbine (PRMVR=GT or OT) unit under 25MW
SSTLOGN | NC | L V Sutton | 2713 | GTA | DFO | GT | 37.5 | 24 | 391.8401 | 0 |  |  | 0 | 363.253 |  | Electric Utility | N | OP
SSTLOGN | NC | L V Sutton | 2713 | GTB | DFO | GT | 37.5 | 26 | 391.8401 | 0 |  |  | 0 | 363.253 |  | Electric Utility | N | OP
EXCLUDE | NC | Lake Lure | 2773 | 1 | WAT | HY | 1.2 | 1.2 | 0 | 1369.3333 |  |  | 1369.3333 | 0 |  | IPP Non-CHP | N | OP |  | Non Combustion (NUC, WAT, WND, GEO, or SUN)
EXCLUDE | NC | Lake Lure | 2773 | 2 | WAT | HY | 2.4 | 2.4 | 0 | 2738.6667 |  |  | 2738.6667 | 0 |  | IPP Non-CHP | N | OP |  | Non Combustion (NUC, WAT, WND, GEO, or SUN)
EXCLUDE | NC | Landis Delivery No 2 | 56551 | 1 | DFO | IC | 2.2 | 2 | 0 | 0 |  |  | 0 | 0 |  | Electric Utility | N | OP |  | Internal Combustion (PRMVR=IC)
EXCLUDE | NC | Lexington | 56261 | Unit1 | DFO | IC | 1.8 | 1.8 | 0 | 0 |  |  | 0 | 0 |  | Electric Utility | N | OP |  | Internal Combustion (PRMVR=IC)
EXCLUDE | NC | Lexington | 56261 | Unit2 | DFO | IC | 1.8 | 1.8 | 0 | 0 |  |  | 0 | 0 |  | Electric Utility | N | OP |  | Internal Combustion (PRMVR=IC)
EXCLUDE | NC | Lexington Health Center | 56067 | 1 | DFO | IC | 1.8 | 1.8 | 0 | 0 |  |  | 0 | 0 |  | Electric Utility | N | OP |  | Internal Combustion (PRMVR=IC)
EXCLUDE | NC | Lexington Hickory Street | 56066 | 1 | DFO | IC | 1.8 | 1.8 | 0 | 0 |  |  | 0 | 0 |  | Electric Utility | N | OP |  | Internal Combustion (PRMVR=IC)
SSTLOGN | NC | Lincoln Combustion | 7277 | 1 | NG | GT | 109.6 | 79.2 | 1446 | 8771.4376 |  |  | 8771.4376 | 7264.23 |  | Electric Utility | N | OP
SSTLOGN | NC | Lincoln Combustion | 7277 | 2 | NG | GT | 109.6 | 79.2 | 1446 | 8771.4376 |  |  | 8771.4376 | 7760.089 |  | Electric Utility | N | OP
SSTLOGN | NC | Lincoln Combustion | 7277 | 3 | NG | GT | 109.6 | 79.2 | 1446 | 8771.4376 |  |  | 8771.4376 | 7717.23 |  | Electric Utility | N | OP
SSTLOGN | NC | Lincoln Combustion | 7277 | 4 | NG | GT | 109.6 | 79.2 | 1446 | 8771.4376 |  |  | 8771.4376 | 7329.836 |  | Electric Utility | N | OP
SSTLOGN | NC | Lincoln Combustion | 7277 | 5 | NG | GT | 109.6 | 79.2 | 1446 | 8771.4376 |  |  | 8771.4376 | 7891.243 |  | Electric Utility | N | OP
SSTLOGN | NC | Lincoln Combustion | 7277 | 6 | NG | GT | 109.6 | 79.2 | 1446 | 8771.4376 |  |  | 8771.4376 | 8890.348 |  | Electric Utility | N | OP
SSTLOGN | NC | Lincoln Combustion | 7277 | 7 | NG | GT | 109.6 | 79.2 | 1446 | 8771.4376 |  |  | 8771.4376 | 7020.632 |  | Electric Utility | N | OP
SSTLOGN | NC | Lincoln Combustion | 7277 | 8 | NG | GT | 109.6 | 79.2 | 1446 | 8771.4376 |  |  | 8771.4376 | 6592.515 |  | Electric Utility | N | OP
SSTLOGN | NC | Lincoln Combustion | 7277 | 9 | NG | GT | 109.6 | 79.2 | 1446 | 8771.4376 |  |  | 8771.4376 | 6415.967 |  | Electric Utility | N | OP
SSTLOGN | NC | Lincoln Combustion | 7277 | 10 | NG | GT | 109.6 | 79.2 | 1446 | 8771.4376 |  |  | 8771.4376 | 7949.721 |  | Electric Utility | N | OP
SSTLOGN | NC | Lincoln Combustion | 7277 | 11 | NG | GT | 109.6 | 79.2 | 1446 | 8771.4376 |  |  | 8771.4376 | 8694.331 |  | Electric Utility | N | OP
SSTLOGN | NC | Lincoln Combustion | 7277 | 12 | NG | GT | 109.6 | 79.2 | 1446 | 8771.4376 |  |  | 8771.4376 | 7612.341 |  | Electric Utility | N | OP
SSTLOGN | NC | Lincoln Combustion | 7277 | 13 | NG | GT | 109.6 | 79.2 | 1446 | 8771.4376 |  |  | 8771.4376 | 5796.014 |  | Electric Utility | N | OP
SSTLOGN | NC | Lincoln Combustion | 7277 | 14 | NG | GT | 109.6 | 79.2 | 1446 | 8771.4376 |  |  | 8771.4376 | 6114.664 |  | Electric Utility | N | OP
SSTLOGN | NC | Lincoln Combustion | 7277 | 15 | NG | GT | 109.6 | 79.2 | 1446 | 8771.4376 |  |  | 8771.4376 | 5880.714 |  | Electric Utility | N | OP
SSTLOGN | NC | Lincoln Combustion | 7277 | 16 | NG | GT | 109.6 | 79.2 | 1446 | 8771.4376 |  |  | 8771.4376 | 5783.018 |  | Electric Utility | N | OP
EXCLUDE | NC | Lincolnton High School | 56341 | 1 | DFO | IC | 1.8 | 1.8 | 0 | 0 |  |  | 0 | 0 |  | Electric Utility | N | OP |  | Internal Combustion (PRMVR=IC)
EXCLUDE | NC | Lockville Hydropower | 10051 | GEN1 | WAT | HY | 0.6 | 0.6 | 0 | 0 |  |  | 0 | 0 |  | IPP Non-CHP | N | OS |  | Non Combustion (NUC, WAT, WND, GEO, or SUN)
EXCLUDE | NC | Lockville Hydropower | 10051 | GEN2 | WAT | HY | 0.6 | 0.6 | 0 | 0 |  |  | 0 | 0 |  | IPP Non-CHP | N | OP |  | Non Combustion (NUC, WAT, WND, GEO, or SUN)
EXCLUDE | NC | Long Creek Waste Water Plant | 57630 | ES1 | DFO | IC | 1.7 | 1.7 | 0 | 0 |  |  | 0 | 0 |  | Electric Utility | N | OP |  | Internal Combustion (PRMVR=IC)
EXCLUDE | NC | Long Creek Waste Water Plant | 57630 | ES2 | DFO | IC | 1.7 | 1.7 | 0 | 0 |  |  | 0 | 0 |  | Electric Utility | N | OP |  | Internal Combustion (PRMVR=IC)
EXCLUDE | NC | Long Creek Waste Water Plant | 57630 | ES3 | DFO | IC | 1.7 | 1.7 | 0 | 0 |  |  | 0 | 0 |  | Electric Utility | N | OP |  | Internal Combustion (PRMVR=IC)
EXCLUDE | NC | Lookout Shoals | 2726 | 1 | WAT | HY | 8.6 | 9.3 | 0 | 22877.6667 |  |  | 22877.6667 | 0 |  | Electric Utility | N | OP |  | Non Combustion (NUC, WAT, WND, GEO, or SUN)
EXCLUDE | NC | Lookout Shoals | 2726 | 2 | WAT | HY | 8.6 | 9.3 | 0 | 22877.6667 |  |  | 22877.6667 | 0 |  | Electric Utility | N | OP |  | Non Combustion (NUC, WAT, WND, GEO, or SUN)
EXCLUDE | NC | Lookout Shoals | 2726 | 3 | WAT | HY | 8.6 | 9.3 | 0 | 22877.6667 |  |  | 22877.6667 | 0 |  | Electric Utility | N | OP |  | Non Combustion (NUC, WAT, WND, GEO, or SUN)
COALST | NC | Lumberton | 10382 | GEN1 | BIT | ST | 34.7 | 32 | 0 | 0 | 0 |  |  | 0 |  | IPP CHP | Y | OS
EXCLUDE | NC | Maiden Community Center | 56342 | 1 | DFO | IC | 1.8 | 1.8 | 0 | 0 |  |  | 0 | 0 |  | Electric Utility | N | OP |  | Internal Combustion (PRMVR=IC)
EXCLUDE | NC | Maiden Finger Street | 56065 | 1 | DFO | IC | 1.8 | 1.8 | 0 | 0 |  |  | 0 | 0 |  | Electric Utility | N | OP |  | Internal Combustion (PRMVR=IC)
COALST | NC | Marshall | 2727 | 1 | BIT | ST | 350 | 380 | 4756 | 1432651 |  |  | 1432651 | 1474759.031 |  | Electric Utility | N | OP
COALST | NC | Marshall | 2727 | 2 | BIT | ST | 350 | 380 | 4542 | 1874083 |  |  | 1874083 | 1928281.671 |  | Electric Utility | N | OP
COALST | NC | Marshall | 2727 | 3 | BIT | ST | 648 | 658 | 7506 | 3973287 |  |  | 3973287 | 4056836.995 |  | Electric Utility | N | OP
COALST | NC | Marshall | 2727 | 4 | BIT | ST | 648 | 660 | 7486 | 4081568 |  |  | 4081568 | 4071774.755 |  | Electric Utility | N | OP
EXCLUDE | NC | Marshall | 2710 | HC1 | WAT | HY | 2.5 | 2 | 0 | 7536.5 |  |  | 7536.5 | 0 |  | Electric Utility | N | OP |  | Non Combustion (NUC, WAT, WND, GEO, or SUN)
EXCLUDE | NC | Marshall | 2710 | HC2 | WAT | HY | 2.5 | 2 | 0 | 7536.5 |  |  | 7536.5 | 0 |  | Electric Utility | N | OP |  | Non Combustion (NUC, WAT, WND, GEO, or SUN)
EXCLUDE | NC | Martins Creek Solar NC, LLC | 57461 | 1 | SUN | PV | 1 | 0.9 | 0 | 1217 |  |  | 1217 | 0 |  | IPP Non-CHP | N | OP |  | Non Combustion (NUC, WAT, WND, GEO, or SUN)
EXCLUDE | NC | Mayberry Solar LLC | 57321 | 1PV | SUN | PV | 1.2 | 1.2 | 0 | 171 |  |  | 171 | 0 |  | IPP Non-CHP | N | OP |  | Non Combustion (NUC, WAT, WND, GEO, or SUN)
COALST | NC | Mayo | 6250 | 1 | BIT | ST | 735.8 | 727 | 9100 | 3541572.8 |  |  | 3541572.8 | 3925798.825 |  | Electric Utility | N | OP
EXCLUDE | NC | McGuire | 6038 | 1 | NUC | ST | 1220.3 | 1100 | 0 | 8924823.5 |  |  | 8924823.5 | 0 |  | Electric Utility | N | OP |  | Non Combustion (NUC, WAT, WND, GEO, or SUN)
EXCLUDE | NC | McGuire | 6038 | 2 | NUC | ST | 1220.3 | 1100 | 0 | 8924823.5 |  |  | 8924823.5 | 0 |  | Electric Utility | N | OP |  | Non Combustion (NUC, WAT, WND, GEO, or SUN)
EXCLUDE | NC | Metropolitan Sewerage District | 10181 | GEN1 | WAT | HY | 0.8 | 0.8 | 0 | 2178 |  |  | 2178 | 0 |  | Commercial Non-CHP | N | SB |  | Non Combustion (NUC, WAT, WND, GEO, or SUN)
EXCLUDE | NC | Metropolitan Sewerage District | 10181 | GEN2 | WAT | HY | 0.8 | 0.8 | 0 | 2178 |  |  | 2178 | 0 |  | Commercial Non-CHP | N | OP |  | Non Combustion (NUC, WAT, WND, GEO, or SUN)
EXCLUDE | NC | Metropolitan Sewerage District | 10181 | GEN3 | WAT | HY | 0.8 | 0.8 | 0 | 2178 |  |  | 2178 | 0 |  | Commercial Non-CHP | N | OP |  | Non Combustion (NUC, WAT, WND, GEO, or SUN)
EXCLUDE | NC | Mission | 2746 | 1 | WAT | HY | 0.6 | 0.6 | 0 | 1012.3333 |  |  | 1012.3333 | 0 |  | Electric Utility | N | OP |  | Non Combustion (NUC, WAT, WND, GEO, or SUN)
EXCLUDE | NC | Mission | 2746 | 2 | WAT | HY | 0.6 | 0.6 | 0 | 1012.3333 |  |  | 1012.3333 | 0 |  | Electric Utility | N | OP |  | Non Combustion (NUC, WAT, WND, GEO, or SUN)
EXCLUDE | NC | Mission | 2746 | 3 | WAT | HY | 0.6 | 0.6 | 0 | 1012.3333 |  |  | 1012.3333 | 0 |  | Electric Utility | N | OP |  | Non Combustion (NUC, WAT, WND, GEO, or SUN)
EXCLUDE | NC | Monroe Generating Station | 57505 | 1 | NG | GT | 15 | 12 | 0 | 2402 |  |  | 2402 | 2125.4602 |  | Electric Utility | N | OP |  | Simple Cycle Turbine (PRMVR=GT or OT) unit under 25MW
EXCLUDE | NC | Monroe Generating Station | 57505 | 2 | NG | GT | 15 | 12 | 0 | 2402 |  |  | 2402 | 2125.4602 |  | Electric Utility | N | OP |  | Simple Cycle Turbine (PRMVR=GT or OT) unit under 25MW
EXCLUDE | NC | Monroe Middle School | 56343 | 1 | DFO | IC | 1.8 | 1.8 | 0 | 0 |  |  | 0 | 0 |  | Electric Utility | N | OP |  | Internal Combustion (PRMVR=IC)
EXCLUDE | NC | Morehead | 2711 | GT1 | DFO | GT | 16.3 | 12 | 0 | -144 |  |  | -144 | 62.0386 |  | Electric Utility | N | OP |  | Simple Cycle Turbine (PRMVR=GT or OT) unit under 25MW
EXCLUDE | NC | Morganton Station 5 | 56344 | 1 | DFO | IC | 1.8 | 1.8 | 0 | 0 |  |  | 0 | 0 |  | Electric Utility | N | OP |  | Internal Combustion (PRMVR=IC)
EXCLUDE | NC | Morganton, Parker Road | 56064 | 1 | DFO | IC | 1.8 | 1.8 | 0 | 0 |  |  | 0 | 0 |  | Electric Utility | N | OP |  | Internal Combustion (PRMVR=IC)
EXCLUDE | NC | Mountain Island | 2728 | 1 | WAT | HY | 15 | 14 | 0 | 18115.25 |  |  | 18115.25 | 0 |  | Electric Utility | N | OP |  | Non Combustion (NUC, WAT, WND, GEO, or SUN)
EXCLUDE | NC | Mountain Island | 2728 | 2 | WAT | HY | 15 | 14 | 0 | 18115.25 |  |  | 18115.25 | 0 |  | Electric Utility | N | OP |  | Non Combustion (NUC, WAT, WND, GEO, or SUN)
EXCLUDE | NC | Mountain Island | 2728 | 3 | WAT | HY | 15 | 17 | 0 | 18115.25 |  |  | 18115.25 | 0 |  | Electric Utility | N | OP |  | Non Combustion (NUC, WAT, WND, GEO, or SUN)
EXCLUDE | NC | Mountain Island | 2728 | 4 | WAT | HY | 15 | 17 | 0 | 18115.25 |  |  | 18115.25 | 0 |  | Electric Utility | N | OP |  | Non Combustion (NUC, WAT, WND, GEO, or SUN)
EXCLUDE | NC | MP Durham LLC | 57365 | 1A | LFG | IC | 1.1 | 1.1 | 0 | 0 |  |  | 0 | 0 |  | IPP Non-CHP | N | OP |  | Internal Combustion (PRMVR=IC)
EXCLUDE | NC | MP Durham LLC | 57365 | 1B | LFG | IC | 1.1 | 1.1 | 0 | 0 |  |  | 0 | 0 |  | IPP Non-CHP | N | OP |  | Internal Combustion (PRMVR=IC)
EXCLUDE | NC | MP Durham LLC | 57365 | 1C | LFG | IC | 1.1 | 1.1 | 0 | 0 |  |  | 0 | 0 |  | IPP Non-CHP | N | OP |  | Internal Combustion (PRMVR=IC)
EXCLUDE | NC | MP Wayne LLC | 57366 | 1A | LFG | IC | 1.1 | 1.1 | 0 | 0 |  |  | 0 | 0 |  | IPP Non-CHP | N | OP |  | Internal Combustion (PRMVR=IC)
EXCLUDE | NC | MP Wayne LLC | 57366 | 1B | LFG | IC | 1.1 | 1.1 | 0 | 0 |  |  | 0 | 0 |  | IPP Non-CHP | N | OP |  | Internal Combustion (PRMVR=IC)
EXCLUDE | NC | MP Wayne LLC | 57366 | 1C | LFG | IC | 1.1 | 1.1 | 0 | 0 |  |  | 0 | 0 |  | IPP Non-CHP | N | OP |  | Internal Combustion (PRMVR=IC)
EXCLUDE | NC | MP Wilson LLC | 57370 | 1 | LFG | IC | 1.1 | 1.1 | 0 | 0 |  |  | 0 | 0 |  | IPP Non-CHP | N | P |  | Internal Combustion (PRMVR=IC)
EXCLUDE | NC | MP Wilson LLC | 57370 | 2 | LFG | IC | 1.1 | 1.1 | 0 | 0 |  |  | 0 | 0 |  | IPP Non-CHP | N | P |  | Internal Combustion (PRMVR=IC)
EXCLUDE | NC | Murphy Farm Power, LLC | 57677 | 1 | SUN | PV | 1 | 0.9 | 0 | 819 |  |  | 819 | 0 |  | IPP Non-CHP | N | OP |  | Non Combustion (NUC, WAT, WND, GEO, or SUN)
EXCLUDE | NC | Murphy-Brown LLC | 55002 | 1 | DFO | IC | 1.2 | 1.2 | 0 | 0 |  |  | 0 | 0 |  | Industrial Non-CHP | N | SB |  | Internal Combustion (PRMVR=IC)
EXCLUDE | NC | Murphy-Brown LLC | 55002 | 2 | DFO | IC | 1.2 | 1.2 | 0 | 0 |  |  | 0 | 0 |  | Industrial Non-CHP | N | SB |  | Internal Combustion (PRMVR=IC)
EXCLUDE | NC | NA 1 | 7539 | 4 | NG | CC | 195 | 167 | 0 | 0 |  |  | 0 | 0 |  | Electric Utility | N | IP |  | Status of operation (IP,L,P,T,or U)
EXCLUDE | NC | NA 1 | 7539 | 5 | NG | CC | 160 | 162 | 0 | 0 |  |  | 0 | 0 |  | Electric Utility | N | IP |  | Status of operation (IP,L,P,T,or U)
EXCLUDE | NC | NA 1 | 7539 | 6 | NG | CC | 195 | 167 | 0 | 0 |  |  | 0 | 0 |  | Electric Utility | N | IP |  | Status of operation (IP,L,P,T,or U)
EXCLUDE | NC | NA 1 | 7539 | 7 | NG | CC | 612 | 483 | 0 | 0 |  |  | 0 | 0 |  | Electric Utility | N | IP |  | Status of operation (IP,L,P,T,or U)
EXCLUDE | NC | NA 1 | 7539 | 9 | NG | CC | 195.3 | 155 | 0 | 0 |  |  | 0 | 0 |  | Electric Utility | N | IP |  | Status of operation (IP,L,P,T,or U)
EXCLUDE | NC | NA 1 | 7539 | 10 | NG | CC | 160 | 160 | 0 | 0 |  |  | 0 | 0 |  | Electric Utility | N | IP |  | Status of operation (IP,L,P,T,or U)
EXCLUDE | NC | NA 1 | 7539 | 11 | NG | CC | 195 | 167 | 0 | 0 |  |  | 0 | 0 |  | Electric Utility | N | IP |  | Status of operation (IP,L,P,T,or U)
EXCLUDE | NC | NA 1 | 7539 | 12 | NG | CC | 195 | 183 | 0 | 0 |  |  | 0 | 0 |  | Electric Utility | N | IP |  | Status of operation (IP,L,P,T,or U)
EXCLUDE | NC | NA 1 | 7539 | CCE1 | NG | CC | 557 | 474 | 0 | 0 |  |  | 0 | 0 |  | Electric Utility | N | IP |  | Status of operation (IP,L,P,T,or U)
EXCLUDE | NC | NA 1 | 7539 | CCW1 | NG | CC | 278 | 237 | 0 | 0 |  |  | 0 | 0 |  | Electric Utility | N | IP |  | Status of operation (IP,L,P,T,or U)
EXCLUDE | NC | NA 1 | 7539 | CT1 | NG | GT | 195 | 153 | 0 | 0 |  |  | 0 | 0 |  | Electric Utility | N | IP |  | Status of operation (IP,L,P,T,or U)
EXCLUDE | NC | NA 1 | 7539 | CT2 | NG | GT | 195 | 153 | 0 | 0 |  |  | 0 | 0 |  | Electric Utility | N | IP |  | Status of operation (IP,L,P,T,or U)
EXCLUDE | NC | Nantahala | 2747 | 1 | WAT | HY | 43.2 | 50 | 0 | 179779 |  |  | 179779 | 0 |  | Electric Utility | N | OP |  | Non Combustion (NUC, WAT, WND, GEO, or SUN)
EXCLUDE | NC | Narrows | 54894 | YN1 | WAT | HY | 24.7 | 30 | 0 | 73345.3787 |  |  | 73345.3787 | 0 |  | Electric Utility | N | OP |  | Non Combustion (NUC, WAT, WND, GEO, or SUN)
EXCLUDE | NC | Narrows | 54894 | YN2 | WAT | HY | 24.7 | 30 | 0 | 73345.3787 |  |  | 73345.3787 | 0 |  | Electric Utility | N | OP |  | Non Combustion (NUC, WAT, WND, GEO, or SUN)
EXCLUDE | NC | Narrows | 54894 | YN3 | WAT | HY | 29 | 30 | 0 | 86114.0074 |  |  | 86114.0074 | 0 |  | Electric Utility | N | OP |  | Non Combustion (NUC, WAT, WND, GEO, or SUN)
EXCLUDE | NC | Narrows | 54894 | YN4 | WAT | HY | 30.4 | 29 | 0 | 90271.2353 |  |  | 90271.2353 | 0 |  | Electric Utility | N | OP |  | Non Combustion (NUC, WAT, WND, GEO, or SUN)
EXCLUDE | NC | New Bern | 56688 | 1 | LFG | IC | 0.3 | 0.3 | 0 | 0 |  |  | 0 | 0 |  | IPP Non-CHP | N | OP |  | Internal Combustion (PRMVR=IC)
EXCLUDE | NC | New Bern | 56688 | 2 | LFG | IC | 0.3 | 0.3 | 0 | 0 |  |  | 0 | 0 |  | IPP Non-CHP | N | OP |  | Internal Combustion (PRMVR=IC)
EXCLUDE | NC | New Bern | 56688 | 3 | LFG | IC | 0.3 | 0.3 | 0 | 0 |  |  | 0 | 0 |  | IPP Non-CHP | N | OP |  | Internal Combustion (PRMVR=IC)
EXCLUDE | NC | New Bern | 56688 | 4 | LFG | IC | 0.3 | 0.3 | 0 | 0 |  |  | 0 | 0 |  | IPP Non-CHP | N | OP |  | Internal Combustion (PRMVR=IC)
EXCLUDE | NC | New Bern | 56688 | 5 | LFG | IC | 0.3 | 0.3 | 0 | 0 |  |  | 0 | 0 |  | IPP Non-CHP | N | OP |  | Internal Combustion (PRMVR=IC)
EXCLUDE | NC | New Bern | 56688 | 6 | LFG | IC | 0.3 | 0.3 | 0 | 0 |  |  | 0 | 0 |  | IPP Non-CHP | N | OP |  | Internal Combustion (PRMVR=IC)
EXCLUDE | NC | New Bern | 56688 | 7 | LFG | IC | 0.3 | 0.3 | 0 | 0 |  |  | 0 | 0 |  | IPP Non-CHP | N | OP |  | Internal Combustion (PRMVR=IC)
EXCLUDE | NC | New Bern | 56688 | 8 | LFG | IC | 0.3 | 0.3 | 0 | 0 |  |  | 0 | 0 |  | IPP Non-CHP | N | OP |  | Internal Combustion (PRMVR=IC)
EXCLUDE | NC | New Bern | 56688 | 9 | LFG | IC | 0.3 | 0.3 | 0 | 0 |  |  | 0 | 0 |  | IPP Non-CHP | N | OP |  | Internal Combustion (PRMVR=IC)
EXCLUDE | NC | New Bern | 56688 | 10 | LFG | IC | 0.3 | 0.3 | 0 | 0 |  |  | 0 | 0 |  | IPP Non-CHP | N | OP |  | Internal Combustion (PRMVR=IC)
EXCLUDE | NC | New Bern | 56688 | 11 | LFG | IC | 0.3 | 0.3 | 0 | 0 |  |  | 0 | 0 |  | IPP Non-CHP | N | OP |  | Internal Combustion (PRMVR=IC)
EXCLUDE | NC | New Bern | 56688 | 12 | LFG | IC | 0.3 | 0.3 | 0 | 0 |  |  | 0 | 0 |  | IPP Non-CHP | N | OP |  | Internal Combustion (PRMVR=IC)
EXCLUDE | NC | New Bern | 56688 | 13 | LFG | IC | 0.3 | 0.3 | 0 | 0 |  |  | 0 | 0 |  | IPP Non-CHP | N | OP |  | Internal Combustion (PRMVR=IC)
EXCLUDE | NC | New Bern | 56688 | 14 | LFG | IC | 0.3 | 0.3 | 0 | 0 |  |  | 0 | 0 |  | IPP Non-CHP | N | OP |  | Internal Combustion (PRMVR=IC)
EXCLUDE | NC | New Bern | 56688 | 15 | LFG | IC | 0.3 | 0.3 | 0 | 0 |  |  | 0 | 0 |  | IPP Non-CHP | N | OP |  | Internal Combustion (PRMVR=IC)
EXCLUDE | NC | New Bern | 56688 | 16 | LFG | IC | 0.3 | 0.3 | 0 | 0 |  |  | 0 | 0 |  | IPP Non-CHP | N | OP |  | Internal Combustion (PRMVR=IC)
EXCLUDE | NC | New Bern | 56688 | 17 | LFG | IC | 0.3 | 0.3 | 0 | 0 |  |  | 0 | 0 |  | IPP Non-CHP | N | OP |  | Internal Combustion (PRMVR=IC)
EXCLUDE | NC | New Bern | 56688 | 18 | LFG | IC | 0.3 | 0.3 | 0 | 0 |  |  | 0 | 0 |  | IPP Non-CHP | N | OP |  | Internal Combustion (PRMVR=IC)
EXCLUDE | NC | New Hanover County WASTEC | 50271 | 1TG | MSW | ST | 3.9 | 2.2 | 0 | 0 |  |  | 0 | 0 |  | IPP Non-CHP | N | RE | 2001 | Steam unit (PRMVR=ST) under 25MW/250 MMBtu/hr
EXCLUDE | NC | New Hanover County WASTEC | 50271 | 1TGA | MSW | ST | 4.2 | 1.9 | 0 | 0 |  |  | 0 | 0 |  | IPP Non-CHP | N | RE | 2010 | Steam unit (PRMVR=ST) under 25MW/250 MMBtu/hr
EXCLUDE | NC | New Hanover County WASTEC | 50271 | 1TGB | MSB | ST | 4 | 2 | 0 | 1889.063 |  |  | 1889.063 | 4297.3435 |  | IPP Non-CHP | N | OA |  | Non Fossil fuel type
EXCLUDE | NC | New Hanover County WASTEC | 50271 | 2BP | MSW | ST | 0.1 | 0.1 | 0 | 0 |  |  | 0 | 0 |  | IPP Non-CHP | N | RE | 2002 | Steam unit (PRMVR=ST) under 25MW/250 MMBtu/hr
EXCLUDE | NC | New Hanover County WASTEC | 50271 | 3TG | MSB | ST | 6.3 | 1.7 | 0 | 5054.27 |  |  | 5054.27 | 6768.316 |  | IPP Non-CHP | N | OA |  | Non Fossil fuel type
EXCLUDE | NC | Ocracoke | 6377 | 1 | DFO | IC | 3 | 3 | 0 | 0 |  |  | 0 | 0 |  | Electric Utility | N | OP |  | Internal Combustion (PRMVR=IC)
EXCLUDE | NC | Oxford | 2729 | 1 | WAT | HY | 18 | 20 | 0 | 39203 |  |  | 39203 | 0 |  | Electric Utility | N | OP |  | Non Combustion (NUC, WAT, WND, GEO, or SUN)
EXCLUDE | NC | Oxford | 2729 | 2 | WAT | HY | 18 | 20 | 0 | 39203 |  |  | 39203 | 0 |  | Electric Utility | N | OP |  | Non Combustion (NUC, WAT, WND, GEO, or SUN)
EXCLUDE | NC | PCS Phosphate | 50509 | GEN1 | OTH | ST | 50.4 | 50 | 0 | 386835 |  |  |  | 0 |  | Industrial CHP | Y | OP |  | Non Fossil fuel type
EXCLUDE | NC | Pineville Delivery 1 | 56345 | 1 | DFO | IC | 1.8 | 1.8 | 0 | 0 |  |  | 0 | 0 |  | Electric Utility | N | OP |  | Internal Combustion (PRMVR=IC)
EXCLUDE | NC | PPG Industries Shelby NC Works | 54363 | GEN2 | DFO | IC | 0.9 | 0.6 | 0 | 0 |  |  | 0 | 0 |  | Industrial Non-CHP | N | SB |  | Internal Combustion (PRMVR=IC)
EXCLUDE | NC | PPG Industries Shelby NC Works | 54363 | GEN3 | DFO | IC | 0.9 | 0.6 | 0 | 0 |  |  | 0 | 0 |  | Industrial Non-CHP | N | SB |  | Internal Combustion (PRMVR=IC)
EXCLUDE | NC | PPG Industries Shelby NC Works | 54363 | GEN4 | DFO | IC | 1.2 | 0.8 | 0 | 0 |  |  | 0 | 0 |  | Industrial Non-CHP | N | SB |  | Internal Combustion (PRMVR=IC)
EXCLUDE | NC | PPG Industries Shelby NC Works | 54363 | GEN5 | DFO | IC | 1.2 | 0.8 | 0 | 0 |  |  | 0 | 0 |  | Industrial Non-CHP | N | SB |  | Internal Combustion (PRMVR=IC)
EXCLUDE | NC | Queens Creek | 6438 | 1 | WAT | HY | 1.4 | 1.4 | 0 | 3116 |  |  | 3116 | 0 |  | Electric Utility | N | OP |  | Non Combustion (NUC, WAT, WND, GEO, or SUN)
EXCLUDE | NC | QVC Inc | 56966 | 1 | SUN | PV | 1 | 1.1 | 0 | 1672 |  |  | 1672 | 0 |  | IPP Non-CHP | N | OP |  | Non Combustion (NUC, WAT, WND, GEO, or SUN)
EXCLUDE | NC | Rhodhiss | 2730 | 1 | WAT | HY | 8.5 | 9.5 | 0 | 15815.6667 |  |  | 15815.6667 | 0 |  | Electric Utility | N | OP |  | Non Combustion (NUC, WAT, WND, GEO, or SUN)
EXCLUDE | NC | Rhodhiss | 2730 | 2 | WAT | HY | 8.5 | 11.5 | 0 | 15815.6667 |  |  | 15815.6667 | 0 |  | Electric Utility | N | OP |  | Non Combustion (NUC, WAT, WND, GEO, or SUN)
EXCLUDE | NC | Rhodhiss | 2730 | 3 | WAT | HY | 8.5 | 9 | 0 | 15815.6667 |  |  | 15815.6667 | 0 |  | Electric Utility | N | OP |  | Non Combustion (NUC, WAT, WND, GEO, or SUN)
COALST | NC | Riverbend | 2732 | 4 | BIT | ST | 100 | 94 | 1547 | 130333 |  |  | 130333 | 152385.277 |  | Electric Utility | N | OP | 2015
COALST | NC | Riverbend | 2732 | 5 | BIT | ST | 100 | 94 | 1256 | 130021 |  |  | 130021 | 161028.691 |  | Electric Utility | N | OP | 2015
COALST | NC | Riverbend | 2732 | 6 | BIT | ST | 133 | 133 | 1628 | 294930 |  |  | 294930 | 319626.362 |  | Electric Utility | N | OP | 2015
COALST | NC | Riverbend | 2732 | 7 | BIT | ST | 133 | 133 | 1728 | 307579 |  |  | 307579 | 328768.518 |  | Electric Utility | N | OP | 2015
SSTLOGN | NC | Riverbend | 2732 | 8 | NG | GT | 33.8 | 20 | 0 | -176 |  |  | -176 | 108.8372 |  | Electric Utility | N | OP | 2012
SSTLOGN | NC | Riverbend | 2732 | 9 | NG | GT | 33.8 | 22 | 0 | -176 |  |  | -176 | 108.8372 |  | Electric Utility | N | OP | 2012
SSTLOGN | NC | Riverbend | 2732 | 10 | NG | GT | 33.8 | 22 | 0 | -176 |  |  | -176 | 108.8372 |  | Electric Utility | N | OP | 2012
SSTLOGN | NC | Riverbend | 2732 | 11 | NG | GT | 33.8 | 20 | 0 | -176 |  |  | -176 | 108.8372 |  | Electric Utility | N | OP | 2012
EXCLUDE | NC | Roanoke Rapids | 2758 | 1 | WAT | HY | 25 | 24 | 0 | 46949.5 |  |  | 46949.5 | 0 |  | Electric Utility | N | OP |  | Non Combustion (NUC, WAT, WND, GEO, or SUN)
EXCLUDE | NC | Roanoke Rapids | 2758 | 2 | WAT | HY | 25 | 24 | 0 | 46949.5 |  |  | 46949.5 | 0 |  | Electric Utility | N | OP |  | Non Combustion (NUC, WAT, WND, GEO, or SUN)
EXCLUDE | NC | Roanoke Rapids | 2758 | 3 | WAT | HY | 25 | 24 | 0 | 46949.5 |  |  | 46949.5 | 0 |  | Electric Utility | N | OP |  | Non Combustion (NUC, WAT, WND, GEO, or SUN)
EXCLUDE | NC | Roanoke Rapids | 2758 | 4 | WAT | HY | 25 | 23 | 0 | 46949.5 |  |  | 46949.5 | 0 |  | Electric Utility | N | OP |  | Non Combustion (NUC, WAT, WND, GEO, or SUN)
COALST | NC | Roanoke Valley Energy Facililty I | 54035 | GEN1 | BIT | ST | 182.3 | 165 | 1700 | 1288153 | 0.8733 | 850229.5857 | 1475044.0285 | 1132438.202 |  | Electric Utility/IPP CHP | Y | OP
COALST | NC | Roanoke Valley Energy Facility II | 54755 | GEN2 | BIT | ST | 57.8 | 44 | 560 | 319185 | 0.86255 | 231391.3044 | 370047.6841 | 351625.162 |  | Electric Utility/IPP CHP | Y | OP
SSTLOGN | NC | Rockingham County CT Station | 55116 | CT1 | NG | GT | 195.5 | 165 | 1900 | 83338.7994 |  |  | 83338.7994 | 55787.744 |  | Electric Utility | N | SB
SSTLOGN | NC | Rockingham County CT Station | 55116 | CT2 | NG | GT | 195.5 | 165 | 1900 | 83338.7994 |  |  | 83338.7994 | 37609.71 |  | Electric Utility | N | SB
SSTLOGN | NC | Rockingham County CT Station | 55116 | CT3 | NG | GT | 195.5 | 165 | 1900 | 83338.7994 |  |  | 83338.7994 | 60836.843 |  | Electric Utility | N | SB
SSTLOGN | NC | Rockingham County CT Station | 55116 | CT4 | NG | GT | 195.5 | 165 | 1920 | 83338.7994 |  |  | 83338.7994 | 57006.39 |  | Electric Utility | N | SB
SSTLOGN | NC | Rockingham County CT Station | 55116 | CT5 | NG | GT | 195.5 | 165 | 1900 | 83338.7994 |  |  | 83338.7994 | 54494.066 |  | Electric Utility | N | SB
EXCLUDE | NC | Rocky Mount Mill | 50468 | 1 | WAT | HY | 0.6 | 0.5 | 0 | 533.625 |  |  | 533.625 | 0 |  | Industrial Non-CHP | N | OP |  | Non Combustion (NUC, WAT, WND, GEO, or SUN)
EXCLUDE | NC | Rocky Mount Mill | 50468 | 2 | WAT | HY | 0.5 | 0.4 | 0 | 444.6875 |  |  | 444.6875 | 0 |  | Industrial Non-CHP | N | OP |  | Non Combustion (NUC, WAT, WND, GEO, or SUN)
EXCLUDE | NC | Rocky Mount Mill | 50468 | 3 | WAT | HY | 0.5 | 0.1 | 0 | 444.6875 |  |  | 444.6875 | 0 |  | Industrial Non-CHP | N | OP |  | Non Combustion (NUC, WAT, WND, GEO, or SUN)
NGCC | NC | Rosemary Power Station | 50555 | GEN1 | NG | CC | 86 | 75 | 1136 | 72869.2319 |  |  | 72869.2319 | 39046.4534 |  | Electric Utility | N | OP
NGCC | NC | Rosemary Power Station | 50555 | GEN2 | NG | CC | 40 | 36 | 541 | 33892.666 |  |  | 33892.666 | 18161.1411 |  | Electric Utility | N | OP
NGCC | NC | Rosemary Power Station | 50555 | GEN3 | NG | CC | 54 | 54 | 1136 | 45755.0991 |  |  | 45755.0991 | 24517.5405 |  | Electric Utility | N | OP
SSTLOGN | NC | Rowan | 7826 | 1 | NG | GT | 199.4 | 154 | 0 | 29894.3333 |  |  | 29894.3333 | 19303.1782 |  | IPP Non-CHP | N | OP
SSTLOGN | NC | Rowan | 7826 | 2 | NG | GT | 199.4 | 154 | 0 | 29894.3333 |  |  | 29894.3333 | 19303.1782 |  | IPP Non-CHP | N | OP
SSTLOGN | NC | Rowan | 7826 | 3 | NG | GT | 199.4 | 154 | 0 | 29894.3333 |  |  | 29894.3333 | 19303.1782 |  | IPP Non-CHP | N | OP
NGCC | NC | Rowan | 7826 | 4 | NG | CC | 199.4 | 462.6 | 1875 | 828117.1364 |  |  | 828117.1364 | 359302.1693 |  | Electric Utility/IPP Non-CHP | N | OP
NGCC | NC | Rowan | 7826 | 5 | NG | CC | 199.4 |  | 1875 | 828117.1364 |  |  | 828117.1364 | 359302.1693 |  | Electric Utility/IPP Non-CHP | N | OP
NGCC | NC | Rowan | 7826 | STG | NG | CC | 195 |  | 1875 | 809843.7392 |  |  | 809843.7392 | 351373.7363 |  | Electric Utility/IPP Non-CHP | N | OP
COALST | NC | Roxboro | 2712 | 1 | BIT | ST | 410.8 | 364 | 4722 | 1764324 |  |  | 1764324 | 1785308.95 |  | Electric Utility | N | OP
COALST | NC | Roxboro | 2712 | 2 | BIT | ST | 657 | 659 | 7212 | 2596290 |  |  | 2596290 | 2463877.9 |  | Electric Utility | N | OP
COALST | NC | Roxboro | 2712 | 3 | BIT | ST | 745.2 | 696 | 8522 | 3589886 |  |  | 3589886 | 3844023.653 |  | Electric Utility | N | OP
COALST | NC | Roxboro | 2712 | 4 | BIT | ST | 745.2 | 698 | 8600 | 3841600 |  |  | 3841600 | 4157664.35 |  | Electric Utility | N | OP
EXCLUDE | NC | Roxboro | 2712 | GT1 | DFO | GT | 16.3 | 12 | 0 | 0 |  |  | 0 | 0 |  | Electric Utility | N | RE | 2007 | Simple Cycle Turbine (PRMVR=GT or OT) unit under 25MW
EXCLUDE | NC | Salem Energy Systems LLC | 54984 | UNT1 | LFG | GT | 4.5 | 3.3 | 0 | 28147 |  |  | 28147 | 28198.8305 |  | IPP Non-CHP | N | OP |  | Non Fossil fuel type
EXCLUDE | NC | Sampson County Landfill | 57492 | GEN1 | LFG | IC | 1.6 | 1.6 | 0 | 0 |  |  | 0 | 0 |  | IPP Non-CHP | N | OP |  | Internal Combustion (PRMVR=IC)
EXCLUDE | NC | Sampson County Landfill | 57492 | GEN2 | LFG | IC | 1.6 | 1.6 | 0 | 0 |  |  | 0 | 0 |  | IPP Non-CHP | N | OP |  | Internal Combustion (PRMVR=IC)
EXCLUDE | NC | Sampson County Landfill | 57492 | GEN3 | LFG | IC | 1.6 | 1.6 | 0 | 0 |  |  | 0 | 0 |  | IPP Non-CHP | N | OP |  | Internal Combustion (PRMVR=IC)
EXCLUDE | NC | Sampson County Landfill | 57492 | GEN4 | LFG | IC | 1.6 | 1.6 | 0 | 0 |  |  | 0 | 0 |  | IPP Non-CHP | N | OP |  | Internal Combustion (PRMVR=IC)
EXCLUDE | NC | Sampson County Landfill | 57492 | GEN5 | LFG | IC | 1.6 | 1.6 | 0 | 0 |  |  | 0 | 0 |  | IPP Non-CHP | N | OP |  | Internal Combustion (PRMVR=IC)
EXCLUDE | NC | Sampson County Landfill | 57492 | GEN6 | LFG | IC | 1.6 | 1.6 | 0 | 0 |  |  | 0 | 0 |  | IPP Non-CHP | N | V |  | Internal Combustion (PRMVR=IC)
EXCLUDE | NC | Sampson County Landfill | 57492 | GEN7 | LFG | IC | 1.6 | 1.6 | 0 | 0 |  |  | 0 | 0 |  | IPP Non-CHP | N | V |  | Internal Combustion (PRMVR=IC)
EXCLUDE | NC | Sampson County Landfill | 57492 | GEN8 | LFG | IC | 1.6 | 1.6 | 0 | 0 |  |  | 0 | 0 |  | IPP Non-CHP | N | V |  | Internal Combustion (PRMVR=IC)
EXCLUDE | NC | Santeetlah | 54898 | 1 | WAT | HY | 22.5 | 19 | 0 | 80398.5 |  |  | 80398.5 | 0 |  | Industrial Non-CHP | N | OP |  | Non Combustion (NUC, WAT, WND, GEO, or SUN)
EXCLUDE | NC | Santeetlah | 54898 | 2 | WAT | HY | 22.5 | 19 | 0 | 80398.5 |  |  | 80398.5 | 0 |  | Industrial Non-CHP | N | OP |  | Non Combustion (NUC, WAT, WND, GEO, or SUN)
EXCLUDE | NC | SAS Solar Farm | 56915 | 1 | SUN | PV | 0.5 | 0.5 | 0 | 894.75 |  |  | 894.75 | 0 |  | IPP Non-CHP | N | OP |  | Non Combustion (NUC, WAT, WND, GEO, or SUN)
EXCLUDE | NC | SAS Solar Farm | 56915 | 2 | SUN | PV | 0.5 | 0.5 | 0 | 894.75 |  |  | 894.75 | 0 |  | IPP Non-CHP | N | OP |  | Non Combustion (NUC, WAT, WND, GEO, or SUN)
EXCLUDE | NC | SAS Solar Farm | 56915 | 3 | SUN | PV | 0.5 | 0.6 | 0 | 894.75 |  |  | 894.75 | 0 |  | IPP Non-CHP | N | OP |  | Non Combustion (NUC, WAT, WND, GEO, or SUN)
EXCLUDE | NC | SAS Solar Farm | 56915 | 4 | SUN | PV | 0.5 | 0.6 | 0 | 894.75 |  |  | 894.75 | 0 |  | IPP Non-CHP | N | OP |  | Non Combustion (NUC, WAT, WND, GEO, or SUN)
EXCLUDE | NC | Shelby Solar Energy Generation Facility | 57200 | 1 | SUN | PV | 1 | 1 | 0 | 1823 |  |  | 1823 | 0 |  | IPP Non-CHP | N | OP |  | Non Combustion (NUC, WAT, WND, GEO, or SUN)
EXCLUDE | NC | Shelby, Toms Street | 56063 | 1 | DFO | IC | 1.8 | 1.8 | 0 | 0 |  |  | 0 | 0 |  | Electric Utility | N | OP |  | Internal Combustion (PRMVR=IC)
SSTLOGN | NC | Sherwood H Smith Jr Energy Complex | 7805 | 1 | NG | GT | 211.8 | 162 | 0 | 290131.2492 |  |  | 290131.2492 | 197341.1106 |  | Electric Utility | N | OP
SSTLOGN | NC | Sherwood H Smith Jr Energy Complex | 7805 | 2 | NG | GT | 211.8 | 167 | 0 | 290131.2492 |  |  | 290131.2492 | 197341.1106 |  | Electric Utility | N | OP
SSTLOGN | NC | Sherwood H Smith Jr Energy Complex | 7805 | 3 | NG | GT | 211.8 | 169 | 0 | 290131.2492 |  |  | 290131.2492 | 197341.1106 |  | Electric Utility | N | OP
SSTLOGN | NC | Sherwood H Smith Jr Energy Complex | 7805 | 4 | NG | GT | 211.8 | 163 | 0 | 290131.2492 |  |  | 290131.2492 | 197341.1106 |  | Electric Utility | N | OP
SSTLOGN | NC | Sherwood H Smith Jr Energy Complex | 7805 | 6 | NG | GT | 195.3 | 159 | 1953 | 267528.9564 |  |  | 267528.9564 | 223286.6 |  | Electric Utility | N | OP
NGCC | NC | Sherwood H Smith Jr Energy Complex | 7805 | 7 | NG | CC | 195.3 | 151 | 1980 | 890851.4931 |  |  | 890851.4931 | 371925.0998 |  | Electric Utility | N | OP
NGCC | NC | Sherwood H Smith Jr Energy Complex | 7805 | 8 | NG | CC | 195.3 | 151 | 1980 | 890851.4931 |  |  | 890851.4931 | 371925.0998 |  | Electric Utility | N | OP
NGCC | NC | Sherwood H Smith Jr Energy Complex | 7805 | 9 | NG | CC | 191.2 | 182 | 2455 | 872149.5416 |  |  | 872149.5416 | 364117.1484 |  | Electric Utility | N | OP
NGCC | NC | Sherwood H Smith Jr Energy Complex | 7805 | 10 | NG | CC | 191.2 | 182 | 2455 | 872149.5416 |  |  | 872149.5416 | 364117.1484 |  | Electric Utility | N | OP
NGCC | NC | Sherwood H Smith Jr Energy Complex | 7805 | ST4 | NG | CC | 195.3 | 168 | 1980 | 890851.4931 |  |  | 890851.4931 | 371925.0998 |  | Electric Utility | N | OP
NGCC | NC | Sherwood H Smith Jr Energy Complex | 7805 | ST5 | NG | CC | 271 | 250 | 1980 | 1236153.3775 |  |  | 1236153.3775 | 516086.544 |  | Electric Utility | N | OP
EXCLUDE | NC | Silver Creek Lift Station | 56892 | 1255 | DFO | IC | 0.2 | 0.2 | 0 | 0 |  |  | 0 | 0 |  | IPP Non-CHP | N | OP |  | Internal Combustion (PRMVR=IC)
EXCLUDE | NC | Smithfield Packing Bladen | 54823 | GEN1 | DFO | IC | 1.5 | 1.5 | 0 | 0 |  |  | 0 | 0 |  | Industrial Non-CHP | N | SB |  | Internal Combustion (PRMVR=IC)
EXCLUDE | NC | Smithfield Packing Bladen | 54823 | GEN2 | DFO | IC | 1.5 | 1.5 | 0 | 0 |  |  | 0 | 0 |  | Industrial Non-CHP | N | SB |  | Internal Combustion (PRMVR=IC)
EXCLUDE | NC | Smithfield Packing Bladen | 54823 | GEN3 | DFO | IC | 1.5 | 1.5 | 0 | 0 |  |  | 0 | 0 |  | Industrial Non-CHP | N | SB |  | Internal Combustion (PRMVR=IC)
EXCLUDE | NC | Smithfield Packing Bladen | 54823 | GEN4 | DFO | IC | 1.5 | 1.5 | 0 | 0 |  |  | 0 | 0 |  | Industrial Non-CHP | N | SB |  | Internal Combustion (PRMVR=IC)
EXCLUDE | NC | Smithfield Packing Bladen | 54823 | GEN5 | DFO | IC | 1.5 | 1.5 | 0 | 0 |  |  | 0 | 0 |  | Industrial Non-CHP | N | SB |  | Internal Combustion (PRMVR=IC)
EXCLUDE | NC | Smithfield Packing Bladen | 54823 | GEN6 | DFO | IC | 1.5 | 1.5 | 0 | 0 |  |  | 0 | 0 |  | Industrial Non-CHP | N | SB |  | Internal Combustion (PRMVR=IC)
EXCLUDE | NC | Smithfield Packing Bladen | 54823 | GEN7 | DFO | IC | 1.5 | 1.5 | 0 | 0 |  |  | 0 | 0 |  | Industrial Non-CHP | N | SB |  | Internal Combustion (PRMVR=IC)
EXCLUDE | NC | Smithfield Packing Bladen | 54823 | GEN8 | DFO | IC | 1.5 | 1.5 | 0 | 0 |  |  | 0 | 0 |  | Industrial Non-CHP | N | SB |  | Internal Combustion (PRMVR=IC)
EXCLUDE | NC | Smithfield Packing Bladen | 54823 | GEN9 | DFO | IC | 1.5 | 1.5 | 0 | 0 |  |  | 0 | 0 |  | Industrial Non-CHP | N | SB |  | Internal Combustion (PRMVR=IC)
EXCLUDE | NC | Smithfield Packing Bladen | 54823 | GN10 | DFO | IC | 1.5 | 1.5 | 0 | 0 |  |  | 0 | 0 |  | Industrial Non-CHP | N | SB |  | Internal Combustion (PRMVR=IC)
EXCLUDE | NC | Smithfield Packing Bladen | 54823 | GN11 | DFO | IC | 1.5 | 1.5 | 0 | 0 |  |  | 0 | 0 |  | Industrial Non-CHP | N | SB |  | Internal Combustion (PRMVR=IC)
EXCLUDE | NC | Smithfield Packing Bladen | 54823 | GN12 | DFO | IC | 1.5 | 1.5 | 0 | 0 |  |  | 0 | 0 |  | Industrial Non-CHP | N | SB |  | Internal Combustion (PRMVR=IC)
EXCLUDE | NC | Smithfield Packing Bladen | 54823 | GN13 | DFO | IC | 1.5 | 1.5 | 0 | 0 |  |  | 0 | 0 |  | Industrial Non-CHP | N | SB |  | Internal Combustion (PRMVR=IC)
EXCLUDE | NC | Smithfield Packing Bladen | 54823 | GN14 | DFO | IC | 1.5 | 1.5 | 0 | 0 |  |  | 0 | 0 |  | Industrial Non-CHP | N | SB |  | Internal Combustion (PRMVR=IC)
EXCLUDE | NC | Smithfield Packing Bladen | 54823 | GN15 | DFO | IC | 1.5 | 1.5 | 0 | 0 |  |  | 0 | 0 |  | Industrial Non-CHP | N | SB |  | Internal Combustion (PRMVR=IC)
EXCLUDE | NC | Smithfield Packing Bladen | 54823 | GN16 | DFO | IC | 1.5 | 1.5 | 0 | 0 |  |  | 0 | 0 |  | Industrial Non-CHP | N | SB |  | Internal Combustion (PRMVR=IC)
EXCLUDE | NC | Smithfield Packing Bladen | 54823 | GN17 | DFO | IC | 1.5 | 1.5 | 0 | 0 |  |  | 0 | 0 |  | Industrial Non-CHP | N | SB |  | Internal Combustion (PRMVR=IC)
EXCLUDE | NC | Smithfield Packing Bladen | 54823 | GN18 | DFO | IC | 1.5 | 1.5 | 0 | 0 |  |  | 0 | 0 |  | Industrial Non-CHP | N | SB |  | Internal Combustion (PRMVR=IC)
EXCLUDE | NC | Smithfield Packing Bladen | 54823 | GN19 | DFO | IC | 1.5 | 1.5 | 0 | 0 |  |  | 0 | 0 |  | Industrial Non-CHP | N | SB |  | Internal Combustion (PRMVR=IC)
EXCLUDE | NC | Smithfield Packing Wilson | 56035 | 1 | DFO | IC | 1.4 | 1.3 | 0 | 0 | 0.95715 | 0 | 0 | 0 |  | Industrial CHP | Y | SB |  | Internal Combustion (PRMVR=IC)
EXCLUDE | NC | Smithfield Packing Wilson | 56035 | 2 | DFO | IC | 1.4 | 1.3 | 0 | 0 | 0.95715 | 0 | 0 | 0 |  | Industrial CHP | Y | SB |  | Internal Combustion (PRMVR=IC)
EXCLUDE | NC | Solar Star North Carolina II LLC | 57435 | 1 | SUN | PV | 1.3 | 1 | 0 | 17.8 |  |  | 17.8 | 0 |  | IPP Non-CHP | N | OP |  | Non Combustion (NUC, WAT, WND, GEO, or SUN)
EXCLUDE | NC | Solar Star North Carolina II LLC | 57435 | 2 | SUN | PV | 1.3 | 1 | 0 | 17.8 |  |  | 17.8 | 0 |  | IPP Non-CHP | N | OP |  | Non Combustion (NUC, WAT, WND, GEO, or SUN)
EXCLUDE | NC | Solar Star North Carolina II LLC | 57435 | 3 | SUN | PV | 1.3 | 1 | 0 | 17.8 |  |  | 17.8 | 0 |  | IPP Non-CHP | N | OP |  | Non Combustion (NUC, WAT, WND, GEO, or SUN)
EXCLUDE | NC | Solar Star North Carolina II LLC | 57435 | 4 | SUN | PV | 1.3 | 1 | 0 | 17.8 |  |  | 17.8 | 0 |  | IPP Non-CHP | N | OP |  | Non Combustion (NUC, WAT, WND, GEO, or SUN)
EXCLUDE | NC | Solar Star North Carolina II LLC | 57435 | 5 | SUN | PV | 1.3 | 1 | 0 | 17.8 |  |  | 17.8 | 0 |  | IPP Non-CHP | N | OP |  | Non Combustion (NUC, WAT, WND, GEO, or SUN)
EXCLUDE | NC | Statesville Delivery No 3 | 56552 | 1 | DFO | IC | 2.2 | 2 | 0 | 0 |  |  | 0 | 0 |  | Electric Utility | N | OP |  | Internal Combustion (PRMVR=IC)
EXCLUDE | NC | Statesville, Highway 64 | 56062 | 1 | DFO | IC | 1.8 | 1.8 | 0 | 0 |  |  | 0 | 0 |  | Electric Utility | N | OP |  | Internal Combustion (PRMVR=IC)
EXCLUDE | NC | Sun Farmer I | 57445 | 1 | SUN | PV | 37.2 | 24.2 | 0 | 24 |  |  | 24 | 0 |  | IPP Non-CHP | N | OP |  | Non Combustion (NUC, WAT, WND, GEO, or SUN)
EXCLUDE | NC | SunEdison LV Sutton Plant Site | 56938 | NCP1 | SUN | PV | 1.2 | 1.2 | 0 | 1955 |  |  | 1955 | 0 |  | IPP Non-CHP | N | OP |  | Non Combustion (NUC, WAT, WND, GEO, or SUN)
EXCLUDE | NC | Taylorsville Solar LLC | 57402 | TAY1 | SUN | PV | 1.2 | 1 | 0 | 1853 |  |  | 1853 | 0 |  | IPP Non-CHP | N | OP |  | Non Combustion (NUC, WAT, WND, GEO, or SUN)
EXCLUDE | NC | Tennessee Creek | 2749 | 1 | WAT | HY | 10.8 | 9.8 | 0 | 34326 |  |  | 34326 | 0 |  | Electric Utility | N | OP |  | Non Combustion (NUC, WAT, WND, GEO, or SUN)
EXCLUDE | NC | Thorpe | 2750 | 1 | WAT | HY | 21.6 | 19.7 | 0 | 70427 |  |  | 70427 | 0 |  | Electric Utility | N | OP |  | Non Combustion (NUC, WAT, WND, GEO, or SUN)
EXCLUDE | NC | Tillery | 2714 | 1 | WAT | HY | 22 | 21 | 0 | 38018.619 |  |  | 38018.619 | 0 |  | Electric Utility | N | OP |  | Non Combustion (NUC, WAT, WND, GEO, or SUN)
EXCLUDE | NC | Tillery | 2714 | 2 | WAT | HY | 18 | 18 | 0 | 31106.1429 |  |  | 31106.1429 | 0 |  | Electric Utility | N | OP |  | Non Combustion (NUC, WAT, WND, GEO, or SUN)
EXCLUDE | NC | Tillery | 2714 | 3 | WAT | HY | 22 | 21 | 0 | 38018.619 |  |  | 38018.619 | 0 |  | Electric Utility | N | OP |  | Non Combustion (NUC, WAT, WND, GEO, or SUN)
EXCLUDE | NC | Tillery | 2714 | 4 | WAT | HY | 22 | 27 | 0 | 38018.619 |  |  | 38018.619 | 0 |  | Electric Utility | N | OP |  | Non Combustion (NUC, WAT, WND, GEO, or SUN)
EXCLUDE | NC | Tuckasegee | 2751 | 1 | WAT | HY | 3 | 2.5 | 0 | 6315 |  |  | 6315 | 0 |  | Electric Utility | N | OP |  | Non Combustion (NUC, WAT, WND, GEO, or SUN)
EXCLUDE | NC | Tuckertown | 54897 | TT1 | WAT | HY | 14 | 13 | 0 | 15882.3333 |  |  | 15882.3333 | 0 |  | Electric Utility | N | OP |  | Non Combustion (NUC, WAT, WND, GEO, or SUN)
EXCLUDE | NC | Tuckertown | 54897 | TT2 | WAT | HY | 14 | 13 | 0 | 15882.3333 |  |  | 15882.3333 | 0 |  | Electric Utility | N | OP |  | Non Combustion (NUC, WAT, WND, GEO, or SUN)
EXCLUDE | NC | Tuckertown | 54897 | TT3 | WAT | HY | 14 | 13 | 0 | 15882.3333 |  |  | 15882.3333 | 0 |  | Electric Utility | N | OP |  | Non Combustion (NUC, WAT, WND, GEO, or SUN)
EXCLUDE | NC | Turner Shoals | 2735 | 1 | WAT | HY | 2.7 | 2.7 | 0 | 5332 |  |  | 5332 | 0 |  | IPP Non-CHP | N | OP |  | Non Combustion (NUC, WAT, WND, GEO, or SUN)
EXCLUDE | NC | Turner Shoals | 2735 | 2 | WAT | HY | 2.7 | 2.7 | 0 | 5332 |  |  | 5332 | 0 |  | IPP Non-CHP | N | OP |  | Non Combustion (NUC, WAT, WND, GEO, or SUN)
EXCLUDE | NC | Tuxedo | 2736 | 1 | WAT | HY | 2.5 | 3.2 | 0 | 8406.5 |  |  | 8406.5 | 0 |  | Electric Utility | N | OP |  | Non Combustion (NUC, WAT, WND, GEO, or SUN)
EXCLUDE | NC | Tuxedo | 2736 | 2 | WAT | HY | 2.5 | 3.2 | 0 | 8406.5 |  |  | 8406.5 | 0 |  | Electric Utility | N | OP |  | Non Combustion (NUC, WAT, WND, GEO, or SUN)
EXCLUDE | NC | Unifi Kinston LLC | 10792 | GEN1 | BIT | ST | 7.5 | 8 | 0 | 0 | 0 |  |  | 0 |  | Industrial CHP | Y | RE | 2008 | Steam unit (PRMVR=ST) under 25MW/250 MMBtu/hr
EXCLUDE | NC | Unifi Kinston LLC | 10792 | GEN2 | BIT | ST | 7.5 | 8 | 0 | 0 | 0 |  |  | 0 |  | Industrial CHP | Y | RE | 2008 | Steam unit (PRMVR=ST) under 25MW/250 MMBtu/hr
EXCLUDE | NC | Univ of NC Chapel Hill Cogen Facility | 54276 | TG3 | BIT | ST | 28 | 28.7 | 0 | 51631 | 0.12074 | 1710553.7024 | 427631.9604 | 243934.0752 |  | Commercial CHP | Y | OP |  | Commercial/Industrial Unit
EXCLUDE | NC | Univ of NC Chapel Hill Cogen Facility | 54276 | TG4 | BIT | ST | 24 | 20 | 0 | 0 | 0.12074 | 0 | 0 | 0 |  | Commercial CHP | Y | IP |  | Steam unit (PRMVR=ST) under 25MW/250 MMBtu/hr
COALST | NC | W H Weatherspoon | 2716 | 1 | BIT | ST | 46 | 48 | 0 | 21575 |  |  | 21575 | 71195.1177 |  | Electric Utility | N | RE | 2011
COALST | NC | W H Weatherspoon | 2716 | 2 | BIT | ST | 46 | 48 | 0 | 54535 |  |  | 54535 | 71195.1177 |  | Electric Utility | N | RE | 2011
COALST | NC | W H Weatherspoon | 2716 | 3 | BIT | ST | 73.5 | 74 | 0 | 126430 |  |  | 126430 | 113757.4163 |  | Electric Utility | N | RE | 2011
SSTLOGN | NC | W H Weatherspoon | 2716 | GT1 | DFO | GT | 39.7 | 33 | 573 | 40.4643 |  |  | 40.4643 | 825.9 |  | Electric Utility | N | OP
SSTLOGN | NC | W H Weatherspoon | 2716 | GT2 | DFO | GT | 39.7 | 32 | 573 | 40.4643 |  |  | 40.4643 | 886.1 |  | Electric Utility | N | OP
SSTLOGN | NC | W H Weatherspoon | 2716 | GT3 | DFO | GT | 48.6 | 34 | 573 | 49.5357 |  |  | 49.5357 | 941.7 |  | Electric Utility | N | OP
SSTLOGN | NC | W H Weatherspoon | 2716 | GT4 | DFO | GT | 48.6 | 32 | 573 | 49.5357 |  |  | 49.5357 | 937.2 |  | Electric Utility | N | OP
EXCLUDE | NC | Walters | 2715 | 1 | WAT | HY | 36 | 36 | 0 | 114679 |  |  | 114679 | 0 |  | Electric Utility | N | OP |  | Non Combustion (NUC, WAT, WND, GEO, or SUN)
EXCLUDE | NC | Walters | 2715 | 2 | WAT | HY | 36 | 40 | 0 | 114679 |  |  | 114679 | 0 |  | Electric Utility | N | OP |  | Non Combustion (NUC, WAT, WND, GEO, or SUN)
EXCLUDE | NC | Walters | 2715 | 3 | WAT | HY | 36 | 36 | 0 | 114679 |  |  | 114679 | 0 |  | Electric Utility | N | OP |  | Non Combustion (NUC, WAT, WND, GEO, or SUN)
EXCLUDE | NC | Ward WTP | 57607 | 1 | DFO | IC | 1 | 1 | 0 | 0 |  |  | 0 | 0 |  | Electric Utility | N | OP |  | Internal Combustion (PRMVR=IC)
EXCLUDE | NC | Ward WTP | 57607 | 2 | DFO | IC | 1 | 1 | 0 | 0 |  |  | 0 | 0 |  | Electric Utility | N | OP |  | Internal Combustion (PRMVR=IC)
EXCLUDE | NC | Waste Management Piedmont LFGTE Project | 57169 | GEN1 | LFG | IC | 0.8 | 0.8 | 0 | 0 |  |  | 0 | 0 |  | IPP Non-CHP | N | OP |  | Internal Combustion (PRMVR=IC)
EXCLUDE | NC | Waste Management Piedmont LFGTE Project | 57169 | GEN2 | LFG | IC | 0.8 | 0.8 | 0 | 0 |  |  | 0 | 0 |  | IPP Non-CHP | N | OP |  | Internal Combustion (PRMVR=IC)
EXCLUDE | NC | Waste Management Piedmont LFGTE Project | 57169 | GEN3 | LFG | IC | 0.8 | 0.8 | 0 | 0 |  |  | 0 | 0 |  | IPP Non-CHP | N | OP |  | Internal Combustion (PRMVR=IC)
EXCLUDE | NC | Water Filter Plant #2 | 55534 | 3516 | DFO | IC | 1.6 | 1.3 | 0 | 0 |  |  | 0 | 0 |  | IPP Non-CHP | N | OP |  | Internal Combustion (PRMVR=IC)
SSTLOGN | NC | Wayne County | 7538 | 1 | NG | GT | 211.8 | 177 | 0 | 31092.8 |  |  | 31092.8 | 21989.5581 |  | Electric Utility | N | OP
SSTLOGN | NC | Wayne County | 7538 | 2 | NG | GT | 211.8 | 174 | 0 | 31092.8 |  |  | 31092.8 | 21989.5581 |  | Electric Utility | N | OP
SSTLOGN | NC | Wayne County | 7538 | 3 | NG | GT | 211.8 | 173 | 0 | 31092.8 |  |  | 31092.8 | 21989.5581 |  | Electric Utility | N | OP
SSTLOGN | NC | Wayne County | 7538 | 4 | NG | GT | 211.8 | 170 | 0 | 31092.8 |  |  | 31092.8 | 21989.5581 |  | Electric Utility | N | OP
SSTLOGN | NC | Wayne County | 7538 | 5 | NG | GT | 211.8 | 169 | 0 | 31092.8 |  |  | 31092.8 | 21989.5581 |  | Electric Utility | N | OP
EXCLUDE | NC | Wayne County | 7538 | 1A | NG | CC | 180 | 180 | 0 | 0 |  |  |  | 0 |  | Electric Utility | Y | U |  | Status of operation (IP,L,P,T,or U)
EXCLUDE | NC | Wayne County | 7538 | 1B | NG | CC | 180 | 180 | 0 | 0 |  |  |  | 0 |  | Electric Utility | Y | U |  | Status of operation (IP,L,P,T,or U)
EXCLUDE | NC | Wayne County | 7538 | 1C | NG | CC | 180 | 180 | 0 | 0 |  |  |  | 0 |  | Electric Utility | Y | U |  | Status of operation (IP,L,P,T,or U)
EXCLUDE | NC | Wayne County | 7538 | ST1 | NG | CC | 395 | 395 | 0 | 0 |  |  |  | 0 |  | Electric Utility | Y | U |  | Status of operation (IP,L,P,T,or U)
EXCLUDE | NC | Westside WWTP | 57608 | 1 | DFO | IC | 1.8 | 1.8 | 0 | 0 |  |  | 0 | 0 |  | Electric Utility | N | OP |  | Internal Combustion (PRMVR=IC)
EXCLUDE | NC | Weyerhaeuser New Bern NC | 50188 | TG1 | BLQ | ST | 29.7 | 29.7 | 0 | 205223.3 | 0.12819 | 6349651.6027 | 1600955.6277 | 904607.0136 |  | Industrial CHP | Y | OP |  | Commercial/Industrial Unit
EXCLUDE | NC | Woodfin | 56849 | 1 | NG | GT | 45.5 | 40 | 0 | 0 |  |  | 0 | 0 |  | Electric Utility | N | IP |  | Status of operation (IP,L,P,T,or U)
EXCLUDE | ND | American Crystal Sugar Drayton | 54213 | G1 | SUB | ST | 6 | 6 | 0 | 32383.45 | 0.077947 | 1742718.9525 | 415454.7321 | 188893.5819 |  | Industrial CHP | Y | OP |  | Steam unit (PRMVR=ST) under 25MW/250 MMBtu/hr
EXCLUDE | ND | American Crystal Sugar Hillsboro | 54210 | G1 | SUB | ST | 13.3 | 13.3 | 0 | 63481.65 | 0.37337 | 484700.3098 | 170024.8013 | 227038.4965 |  | Industrial CHP | Y | OP |  | Steam unit (PRMVR=ST) under 25MW/250 MMBtu/hr
COALST | ND | Antelope Valley | 6469 | 1 | LIG | ST | 434.9 | 450 | 4930 | 2186129 |  |  | 2186129 | 2634366.831 |  | Electric Utility | N | OP
COALST | ND | Antelope Valley | 6469 | 2 | LIG | ST | 434.9 | 450 | 4930 | 3141123 |  |  | 3141123 | 3922343.454 |  | Electric Utility | N | OP
EXCLUDE | ND | Ashtabula Wind Energy Center | 57032 | 1 | WND | WT | 48 | 4 | 0 | 164048 |  |  | 164048 | 0 |  | Electric Utility | N | OP |  | Non Combustion (NUC, WAT, WND, GEO, or SUN)
EXCLUDE | ND | Ashtabula Wind II LLC | 57121 | 1 | WND | WT | 120 | 120 | 0 | 414140 |  |  | 414140 | 0 |  | IPP Non-CHP | N | OP |  | Non Combustion (NUC, WAT, WND, GEO, or SUN)
EXCLUDE | ND | Ashtabula Wind III LLC | 57387 | GE16 | WND | WT | 62.4 | 62.4 | 0 | 157826 |  |  | 157826 | 0 |  | IPP Non-CHP | N | OP |  | Non Combustion (NUC, WAT, WND, GEO, or SUN)
EXCLUDE | ND | Baldwin Wind LLC | 57347 | GE1 | WND | WT | 102.4 | 102.4 | 0 | 380405 |  |  | 380405 | 0 |  | IPP Non-CHP | N | OP |  | Non Combustion (NUC, WAT, WND, GEO, or SUN)
EXCLUDE | ND | Bison 2 Wind Energy Center | 57800 | BISO2 | WND | WT | 105 | 105 | 0 | 0 |  |  | 0 | 0 |  | Electric Utility | N | P |  | Non Combustion (NUC, WAT, WND, GEO, or SUN)
EXCLUDE | ND | Bison 3 Wind Energy Center | 57801 | BISO3 | WND | WT | 105 | 105 | 0 | 0 |  |  | 0 | 0 |  | Electric Utility | N | P |  | Non Combustion (NUC, WAT, WND, GEO, or SUN)
EXCLUDE | ND | Bison I Wind Energy Center | 57038 | PHS1 | WND | WT | 36.8 | 36.8 | 0 | 57657.6822 |  |  | 57657.6822 | 0 |  | Electric Utility | N | OP |  | Non Combustion (NUC, WAT, WND, GEO, or SUN)
EXCLUDE | ND | Bison I Wind Energy Center | 57038 | PHS2 | WND | WT | 45 | 45 | 0 | 70505.3178 |  |  | 70505.3178 | 0 |  | Electric Utility | N | TS |  | Non Combustion (NUC, WAT, WND, GEO, or SUN)
EXCLUDE | ND | Cedar Hills | 57171 | 1 | WND | WT | 19.5 | 19.5 | 0 | 59468 |  |  | 59468 | 0 |  | Electric Utility | N | OP |  | Non Combustion (NUC, WAT, WND, GEO, or SUN)
COALST | ND | Coal Creek | 6030 | 1 | LIG | ST | 604.8 | 566.8 | 6550.8 | 4061228 |  |  | 4061228 | 4683023.561 |  | Electric Utility | N | OP
COALST | ND | Coal Creek | 6030 | 2 | LIG | ST | 604.8 | 573.5 | 6382 | 4474876 |  |  | 4474876 | 5110647.88 |  | Electric Utility | N | OP
EXCLUDE | ND | Coal Creek | 6030 | 3 | DFO | IC | 2 | 2 | 0 | 0 |  |  | 0 | 0 |  | Electric Utility | N | SB |  | Internal Combustion (PRMVR=IC)
COALST | ND | Coyote | 8222 | 1 | LIG | ST | 450 | 427 | 5280 | 3050969 |  |  | 3050969 | 3873508.851 |  | Electric Utility | N | OP
EXCLUDE | ND | Dakota Magic | 7884 | 1 | DFO | IC | 1.5 | 1.5 | 0 | 0 |  |  | 0 | 0 |  | Commercial Non-CHP | N | SB |  | Internal Combustion (PRMVR=IC)
EXCLUDE | ND | Enderlin | 54908 | GEN1 | AB | ST | 5.1 | 5.1 | 0 | 5132.2653 | 0.03837 | 585157.8857 | 133757.2402 | 63820.9429 |  | Industrial CHP | Y | SB |  | Non Fossil fuel type
EXCLUDE | ND | Enderlin | 54908 | GEN2 | AB | ST | 4.7 | 4.7 | 0 | 4729.7347 | 0.03837 | 539263.1496 | 123266.4763 | 58815.3787 |  | Industrial CHP | Y | SB |  | Non Fossil fuel type
EXCLUDE | ND | FPL Energy Ashtabula Wind LLC | 56919 | GE15 | WND | WT | 148.5 | 148.5 | 0 | 518281 |  |  | 518281 | 0 |  | IPP Non-CHP | N | OP |  | Non Combustion (NUC, WAT, WND, GEO, or SUN)
EXCLUDE | ND | FPL Energy Burleigh County Wind | 56357 | GE | WND | WT | 18 | 18 | 0 | 65261.0909 |  |  | 65261.0909 | 0 |  | IPP Non-CHP | N | OP |  | Non Combustion (NUC, WAT, WND, GEO, or SUN)
EXCLUDE | ND | FPL Energy Burleigh County Wind | 56357 | GE15 | WND | WT | 31.5 | 31.5 | 0 | 114206.9091 |  |  | 114206.9091 | 0 |  | IPP Non-CHP | N | OP |  | Non Combustion (NUC, WAT, WND, GEO, or SUN)
EXCLUDE | ND | FPL Energy North Dakota Wind I/II | 56099 | GE15 | WND | WT | 21 | 21 | 0 | 66747.561 |  |  | 66747.561 | 0 |  | IPP Non-CHP | N | OP |  | Non Combustion (NUC, WAT, WND, GEO, or SUN)
EXCLUDE | ND | FPL Energy North Dakota Wind I/II | 56099 | GE16 | WND | WT | 40.5 | 40.5 | 0 | 128727.439 |  |  | 128727.439 | 0 |  | IPP Non-CHP | N | OP |  | Non Combustion (NUC, WAT, WND, GEO, or SUN)
EXCLUDE | ND | FPL Energy Oliver Wind I LLC | 56392 | 1 | WND | WT | 50.6 | 50.6 | 0 | 187189 |  |  | 187189 | 0 |  | IPP Non-CHP | N | OP |  | Non Combustion (NUC, WAT, WND, GEO, or SUN)
EXCLUDE | ND | FPL Energy Oliver Wind II LLC | 56573 | 2 | WND | WT | 48 | 48 | 0 | 184570 |  |  | 184570 | 0 |  | IPP Non-CHP | N | OP |  | Non Combustion (NUC, WAT, WND, GEO, or SUN)
EXCLUDE | ND | Garrison | 2815 | 1 | WAT | HY | 128 | 102 | 0 | 537858.9186 |  |  | 537858.9186 | 0 |  | Electric Utility | N | OP |  | Non Combustion (NUC, WAT, WND, GEO, or SUN)
EXCLUDE | ND | Garrison | 2815 | 2 | WAT | HY | 128 | 102 | 0 | 537858.9186 |  |  | 537858.9186 | 0 |  | Electric Utility | N | OP |  | Non Combustion (NUC, WAT, WND, GEO, or SUN)
EXCLUDE | ND | Garrison | 2815 | 3 | WAT | HY | 128 | 102 | 0 | 537858.9186 |  |  | 537858.9186 | 0 |  | Electric Utility | N | OP |  | Non Combustion (NUC, WAT, WND, GEO, or SUN)
EXCLUDE | ND | Garrison | 2815 | 4 | WAT | HY | 115 | 102 | 0 | 483232.6221 |  |  | 483232.6221 | 0 |  | Electric Utility | N | OP |  | Non Combustion (NUC, WAT, WND, GEO, or SUN)
EXCLUDE | ND | Garrison | 2815 | 5 | WAT | HY | 115 | 100 | 0 | 483232.6221 |  |  | 483232.6221 | 0 |  | Electric Utility | N | OP |  | Non Combustion (NUC, WAT, WND, GEO, or SUN)
EXCLUDE | ND | Glen Ullin Station 6 | 57172 | 1 | WH | ST | 5.3 | 5.3 | 0 | 43133 |  |  | 43133 | 0 |  | Electric Utility | N | OP |  | Non Fossil fuel type
EXCLUDE | ND | Grafton | 2811 | 1 | DFO | IC | 0.6 | 0.6 | 0 | 0 |  |  | 0 | 0 |  | Electric Utility | N | SB |  | Internal Combustion (PRMVR=IC)
EXCLUDE | ND | Grafton | 2811 | 2 | DFO | IC | 0.8 | 0.8 | 0 | 0 |  |  | 0 | 0 |  | Electric Utility | N | SB |  | Internal Combustion (PRMVR=IC)
EXCLUDE | ND | Grafton | 2811 | 3 | DFO | IC | 1.3 | 1.3 | 0 | 0 |  |  | 0 | 0 |  | Electric Utility | N | SB |  | Internal Combustion (PRMVR=IC)
EXCLUDE | ND | Grafton | 2811 | 4 | DFO | IC | 1.3 | 1.3 | 0 | 0 |  |  | 0 | 0 |  | Electric Utility | N | SB |  | Internal Combustion (PRMVR=IC)
EXCLUDE | ND | Grand Forks | 2821 | 1 | DFO | IC | 0.7 | 0.7 | 0 | 0 |  |  | 0 | 0 |  | Electric Utility | N | OP |  | Internal Combustion (PRMVR=IC)
EXCLUDE | ND | Grand Forks | 2821 | 2 | DFO | IC | 0.7 | 0.7 | 0 | 0 |  |  | 0 | 0 |  | Electric Utility | N | OP |  | Internal Combustion (PRMVR=IC)
EXCLUDE | ND | Grand Forks | 2821 | 3 | DFO | IC | 0.7 | 0.7 | 0 | 0 |  |  | 0 | 0 |  | Electric Utility | N | OP |  | Internal Combustion (PRMVR=IC)
EXCLUDE | ND | Grand Forks | 2821 | 4 | DFO | IC | 1 | 1 | 0 | 0 |  |  | 0 | 0 |  | Electric Utility | N | OP |  | Internal Combustion (PRMVR=IC)
EXCLUDE | ND | Grand Forks | 2821 | 5 | DFO | IC | 1 | 1 | 0 | 0 |  |  | 0 | 0 |  | Electric Utility | N | OP |  | Internal Combustion (PRMVR=IC)
EXCLUDE | ND | Grand Forks | 2821 | 6 | DFO | IC | 1 | 1 | 0 | 0 |  |  | 0 | 0 |  | Electric Utility | N | OP |  | Internal Combustion (PRMVR=IC)
EXCLUDE | ND | Grand Forks | 2821 | 7 | DFO | IC | 1.1 | 1.1 | 0 | 0 |  |  | 0 | 0 |  | Electric Utility | N | OP |  | Internal Combustion (PRMVR=IC)
EXCLUDE | ND | Grand Forks | 2821 | 8 | DFO | IC | 1.1 | 1.1 | 0 | 0 |  |  | 0 | 0 |  | Electric Utility | N | OP |  | Internal Combustion (PRMVR=IC)
EXCLUDE | ND | Grand Forks | 2821 | 9 | DFO | IC | 1.1 | 1.1 | 0 | 0 |  |  | 0 | 0 |  | Electric Utility | N | OP |  | Internal Combustion (PRMVR=IC)
EXCLUDE | ND | Grand Forks | 2821 | 10 | DFO | IC | 1.1 | 1.1 | 0 | 0 |  |  | 0 | 0 |  | Electric Utility | N | OP |  | Internal Combustion (PRMVR=IC)
EXCLUDE | ND | Grand Forks | 2821 | 11 | DFO | IC | 1.1 | 1.1 | 0 | 0 |  |  | 0 | 0 |  | Electric Utility | N | OP |  | Internal Combustion (PRMVR=IC)
EXCLUDE | ND | Harwood | 2822 | 1 | DFO | IC | 1.6 | 1.6 | 0 | 0 |  |  | 0 | 0 |  | Electric Utility | N | RE | 2007 | Internal Combustion (PRMVR=IC)
EXCLUDE | ND | Harwood | 2822 | 2 | DFO | IC | 1.6 | 1.6 | 0 | 0 |  |  | 0 | 0 |  | Electric Utility | N | OP |  | Internal Combustion (PRMVR=IC)
EXCLUDE | ND | Harwood | 2822 | 3 | DFO | IC | 1.6 | 1.6 | 0 | 0 |  |  | 0 | 0 |  | Electric Utility | N | OP |  | Internal Combustion (PRMVR=IC)
EXCLUDE | ND | Hillsboro | 56098 | 1 | DFO | IC | 2 | 2 | 0 | 0 |  |  | 0 | 0 |  | Electric Utility | N | OP |  | Internal Combustion (PRMVR=IC)
EXCLUDE | ND | Hillsboro | 56098 | 2 | DFO | IC | 2 | 2 | 0 | 0 |  |  | 0 | 0 |  | Electric Utility | N | OP |  | Internal Combustion (PRMVR=IC)
EXCLUDE | ND | Jamestown | 2801 | 1 | DFO | GT | 24.1 | 22 | 0 | 801 |  |  | 801 | 1448.5721 |  | Electric Utility | N | SB |  | Simple Cycle Turbine (PRMVR=GT or OT) unit under 25MW
EXCLUDE | ND | Jamestown | 2801 | 2 | DFO | GT | 24.1 | 22.1 | 0 | 801 |  |  | 801 | 1448.5721 |  | Electric Utility | N | SB |  | Simple Cycle Turbine (PRMVR=GT or OT) unit under 25MW
EXCLUDE | ND | Kindred School | 56242 | 1 | DFO | IC | 2 | 2 | 0 | 0 |  |  | 0 | 0 |  | Commercial Non-CHP | N | SB |  | Internal Combustion (PRMVR=IC)
EXCLUDE | ND | Langdon Wind LLC | 56605 | GE15 | WND | WT | 159 | 159 | 0 | 459517 |  |  | 459517 | 0 |  | IPP Non-CHP | N | OP |  | Non Combustion (NUC, WAT, WND, GEO, or SUN)
EXCLUDE | ND | Langdon Wind Energy Center | 57033 | 1 | WND | WT | 40.5 | 3.2 | 0 | 160883 |  |  | 160883 | 0 |  | Electric Utility | N | OP |  | Non Combustion (NUC, WAT, WND, GEO, or SUN)
EXCLUDE | ND | Langdon Wind II LLC | 56912 | GE15 | WND | WT | 40.5 | 40.5 | 0 | 154321 |  |  | 154321 | 0 |  | IPP Non-CHP | N | OP |  | Non Combustion (NUC, WAT, WND, GEO, or SUN)
COALST | ND | Leland Olds | 2817 | 1 | LIG | ST | 216 | 222 | 3084 | 1042398 |  |  | 1042398 | 1268737.013 |  | Electric Utility | N | OP
COALST | ND | Leland Olds | 2817 | 2 | LIG | ST | 440 | 448 | 5531 | 2218741 |  |  | 2218741 | 2575970.852 |  | Electric Utility | N | OP
EXCLUDE | ND | Lonesome Creek Station | 57943 | 1 | NG | GT | 42.4 | 42.4 | 0 | 0 |  |  | 0 | 0 |  | Electric Utility | N | L |  | Status of operation (IP,L,P,T,or U)
EXCLUDE | ND | Luverne Wind Farm | 57031 | 1 | WND | WT | 49.5 | 4 | 0 | 178031 |  |  | 178031 | 0 |  | Electric Utility | N | OP |  | Non Combustion (NUC, WAT, WND, GEO, or SUN)
EXCLUDE | ND | Mandan Refinery | 52133 | GEN1 | OG | ST | 2.5 | 2.8 | 0 | 20297.3333 | 0.072314 | 1184582.6317 | 280683.3163 | 71695.0393 |  | Industrial CHP | Y | OP |  | Steam unit (PRMVR=ST) under 25MW/250 MMBtu/hr
EXCLUDE | ND | Mandan Refinery | 52133 | GEN2 | OG | ST | 2.5 | 2.8 | 0 | 20297.3333 | 0.072314 | 1184582.6317 | 280683.3163 | 71695.0393 |  | Industrial CHP | Y | OP |  | Steam unit (PRMVR=ST) under 25MW/250 MMBtu/hr
EXCLUDE | ND | Mandan Refinery | 52133 | GEN3 | OG | ST | 2.5 | 2.8 | 0 | 20297.3333 | 0.072314 | 1184582.6317 | 280683.3163 | 71695.0393 |  | Industrial CHP | Y | OP |  | Steam unit (PRMVR=ST) under 25MW/250 MMBtu/hr
EXCLUDE | ND | Merricourt Wind Project | 57048 | 1 | WND | WT | 150 | 150 | 0 | 0 |  |  | 0 | 0 |  | Electric Utility | N | IP |  | Non Combustion (NUC, WAT, WND, GEO, or SUN)
COALST | ND | Milton R Young | 2823 | 1 | LIG | ST | 257 | 250 | 3339 | 1672379 |  |  | 1672379 | 2017791.458 |  | Electric Utility | N | OP
COALST | ND | Milton R Young | 2823 | 2 | LIG | ST | 477 | 447 | 6584 | 3438037 |  |  | 3438037 | 4535979.867 |  | Electric Utility | N | OP
EXCLUDE | ND | Minot Wind Project | 55995 | MWP | WND | WT | 2.6 | 2.6 | 0 | 6769.8873 |  |  | 6769.8873 | 0 |  | Electric Utility | N | OP |  | Non Combustion (NUC, WAT, WND, GEO, or SUN)
EXCLUDE | ND | Minot Wind Project | 55995 | MWP2 | WND | WT | 4.5 | 4.5 | 0 | 11717.1127 |  |  | 11717.1127 | 0 |  | Electric Utility | N | OP |  | Non Combustion (NUC, WAT, WND, GEO, or SUN)
EXCLUDE | ND | Pioneer Generating Station | 57881 | 1 | NG | GT | 45 | 45 | 0 | 0 |  |  | 0 | 0 |  | Electric Utility | N | P |  | Status of operation (IP,L,P,T,or U)
EXCLUDE | ND | Prairie Winds ND1 | 56607 | ND1 | WND | WT | 115.5 | 115.5 | 0 | 410497 |  |  | 410497 | 0 |  | Electric Utility | N | OP |  | Non Combustion (NUC, WAT, WND, GEO, or SUN)
COALST | ND | R M Heskett | 2790 | 1 | LIG | ST | 40 | 29.5 | 280.4346 | 111567 |  |  | 111567 | 115725.1631 |  | Electric Utility | N | OP
COALST | ND | R M Heskett | 2790 | 2 | LIG | ST | 75 | 74.8 | 976.5654 | 388513 |  |  | 388513 | 402993.0919 |  | Electric Utility | N | OP
EXCLUDE | ND | Rock Haven CT | 57954 | 3 | NG | GT | 88 | 88 | 0 | 0 |  |  | 0 | 0 |  | Electric Utility | N | L |  | Status of operation (IP,L,P,T,or U)
EXCLUDE | ND | Rugby Wind Power Project | 57097 | 1 | WND | WT | 149 | 149 | 0 | 395699 |  |  | 395699 | 0 |  | IPP Non-CHP | N | OP |  | Non Combustion (NUC, WAT, WND, GEO, or SUN)
COALST | ND | Spiritwood Station | 56786 | 1 | LIG | ST | 106.2 | 62 | 0 | 0 | 0 |  |  | 0 |  | Electric Utility | Y | V
COALST | ND | Stanton | 2824 | 1 | SUB | ST | 190.2 | 187.4 | 2655 | 1264442 |  |  | 1264442 | 1434826.505 |  | Electric Utility | N | OP
EXCLUDE | ND | Stanton | 2824 | 2 | DFO | IC | 1 | 1 | 0 | 0 |  |  | 0 | 0 |  | Electric Utility | N | SB |  | Internal Combustion (PRMVR=IC)
EXCLUDE | ND | Tatanka Wind Power LLC | 56669 | TW1 | WND | WT | 180 | 180 | 0 | 650193 |  |  | 650193 | 0 |  | IPP Non-CHP | N | OP |  | Non Combustion (NUC, WAT, WND, GEO, or SUN)
EXCLUDE | ND | Velva Windfarm LLC | 56670 | VW1 | WND | WT | 11.9 | 11.9 | 0 | 32603 |  |  | 32603 | 0 |  | IPP Non-CHP | N | OP |  | Non Combustion (NUC, WAT, WND, GEO, or SUN)
EXCLUDE | ND | Walhalla | 55638 | GEN1 | SUB | ST | 2 | 2 | 0 | 2494 | 0.01126 | 996294.9337 | 221492.0071 | 67080.9993 |  | Industrial CHP | Y | SB |  | Steam unit (PRMVR=ST) under 25MW/250 MMBtu/hr
EXCLUDE | ND | Williston | 2791 | 2 | NG | GT | 5 | 4.7 | 0 | -34 |  |  | -34 | 0 |  | Electric Utility | N | OP | 2012 | Simple Cycle Turbine (PRMVR=GT or OT) unit under 25MW
EXCLUDE | ND | Williston | 2791 | 3 | NG | GT | 5 | 4.9 | 0 | -34 |  |  | -34 | 0 |  | Electric Utility | N | OP |  | Simple Cycle Turbine (PRMVR=GT or OT) unit under 25MW
EXCLUDE | ND | Wilton Wind II LLC | 57120 | 1 | WND | WT | 49.5 | 49.5 | 0 | 206326 |  |  | 206326 | 0 |  | IPP Non-CHP | N | OP |  | Non Combustion (NUC, WAT, WND, GEO, or SUN)
EXCLUDE | NE | Ainsworth Wind | 56162 | 1 | WND | WT | 59.4 | 59.4 | 0 | 198682 |  |  | 198682 | 0 |  | Electric Utility | N | OP |  | Non Combustion (NUC, WAT, WND, GEO, or SUN)
EXCLUDE | NE | Ansley | 2214 | 2 | NG | IC | 0.9 | 0.8 | 0 | 0 |  |  | 0 | 0 |  | Electric Utility | N | OP |  | Internal Combustion (PRMVR=IC)
EXCLUDE | NE | Ansley | 2214 | 3 | DFO | IC | 0.6 | 0.5 | 0 | 0 |  |  | 0 | 0 |  | Electric Utility | N | OP |  | Internal Combustion (PRMVR=IC)
EXCLUDE | NE | Archer Daniels Midland Columbus | 57046 | GEN1 | SUB | ST | 71.4 | 61 | 0 | 237119 | 0.40994 | 1552708.72 | 578423.6718 | 1127755.9489 |  | Industrial CHP | Y | OP |  | Commercial/Industrial Unit
EXCLUDE | NE | Archer Daniels Midland Lincoln | 10862 | GEN1 | SUB | ST | 7.9 | 7.9 | 0 | 41239 | 0.15581 | 1016507.6839 | 264680.0208 | 149688.4169 |  | Industrial CHP | Y | OP |  | Steam unit (PRMVR=ST) under 25MW/250 MMBtu/hr
EXCLUDE | NE | Arnold | 2216 | 1 | DFO | IC | 0.5 | 0.5 | 0 | 0 |  |  | 0 | 0 |  | Electric Utility | N | OP |  | Internal Combustion (PRMVR=IC)
EXCLUDE | NE | Arnold | 2216 | 3 | DFO | IC | 0.2 | 0.2 | 0 | 0 |  |  | 0 | 0 |  | Electric Utility | N | OP |  | Internal Combustion (PRMVR=IC)
EXCLUDE | NE | Arnold | 2216 | 4 | DFO | IC | 0.3 | 0.2 | 0 | 0 |  |  | 0 | 0 |  | Electric Utility | N | OP |  | Internal Combustion (PRMVR=IC)
EXCLUDE | NE | Arnold | 2216 | 2A | DFO | IC | 0.1 | 0.1 | 0 | 0 |  |  | 0 | 0 |  | Electric Utility | N | OS |  | Internal Combustion (PRMVR=IC)
EXCLUDE | NE | Auburn | 2215 | 1 | NG | IC | 2.4 | 2.2 | 0 | 0 |  |  | 0 | 0 |  | Electric Utility | N | OP |  | Internal Combustion (PRMVR=IC)
EXCLUDE | NE | Auburn | 2215 | 2 | NG | IC | 1 | 0.9 | 0 | 0 |  |  | 0 | 0 |  | Electric Utility | N | OP |  | Internal Combustion (PRMVR=IC)
EXCLUDE | NE | Auburn | 2215 | 5 | NG | IC | 3.3 | 3 | 0 | 0 |  |  | 0 | 0 |  | Electric Utility | N | OP |  | Internal Combustion (PRMVR=IC)
EXCLUDE | NE | Auburn | 2215 | 6 | NG | IC | 2.7 | 2.5 | 0 | 0 |  |  | 0 | 0 |  | Electric Utility | N | OP |  | Internal Combustion (PRMVR=IC)
EXCLUDE | NE | Auburn | 2215 | 7 | NG | IC | 5.6 | 5.2 | 0 | 0 |  |  | 0 | 0 |  | Electric Utility | N | OP |  | Internal Combustion (PRMVR=IC)
EXCLUDE | NE | Auburn | 2215 | 4A | NG | IC | 3.7 | 3.7 | 0 | 0 |  |  | 0 | 0 |  | Electric Utility | N | OP |  | Internal Combustion (PRMVR=IC)
NGCC | NE | Beatrice | 8000 | CT1 | NG | CC | 104.7 | 69 | 1314 | 42553.1454 |  |  | 42553.1454 | 23641.918 |  | Electric Utility | N | OP
NGCC | NE | Beatrice | 8000 | CT2 | NG | CC | 104.7 | 68 | 1323 | 42553.1454 |  |  | 42553.1454 | 23641.918 |  | Electric Utility | N | OP
NGCC | NE | Beatrice | 8000 | ST1 | NG | CC | 93.9 | 80 | 1314 | 38163.7092 |  |  | 38163.7092 | 21203.2101 |  | Electric Utility | N | OP
EXCLUDE | NE | Beaver City | 2217 | 1 | DFO | IC | 0.5 | 0.4 | 0 | 0 |  |  | 0 | 0 |  | Electric Utility | N | OP |  | Internal Combustion (PRMVR=IC)
EXCLUDE | NE | Beaver City | 2217 | 2 | NG | IC | 0.3 | 0.3 | 0 | 0 |  |  | 0 | 0 |  | Electric Utility | N | OP |  | Internal Combustion (PRMVR=IC)
EXCLUDE | NE | Beaver City | 2217 | 3 | DFO | IC | 0.3 | 0.2 | 0 | 0 |  |  | 0 | 0 |  | Electric Utility | N | OP |  | Internal Combustion (PRMVR=IC)
EXCLUDE | NE | Beaver City | 2217 | 4 | NG | IC | 0.9 | 0.8 | 0 | 0 |  |  | 0 | 0 |  | Electric Utility | N | OP |  | Internal Combustion (PRMVR=IC)
EXCLUDE | NE | Broken Bow | 2221 | 1 | DFO | IC | 0.5 | 0.5 | 0 | 0 |  |  | 0 | 0 |  | Electric Utility | N | OP |  | Internal Combustion (PRMVR=IC)
EXCLUDE | NE | Broken Bow | 2221 | 2 | NG | IC | 3.5 | 3.5 | 0 | 0 |  |  | 0 | 0 |  | Electric Utility | N | OP |  | Internal Combustion (PRMVR=IC)
EXCLUDE | NE | Broken Bow | 2221 | 3 | DFO | IC | 0.8 | 0.7 | 0 | 0 |  |  | 0 | 0 |  | Electric Utility | N | OP |  | Internal Combustion (PRMVR=IC)
EXCLUDE | NE | Broken Bow | 2221 | 4 | NG | IC | 0.8 | 0.7 | 0 | 0 |  |  | 0 | 0 |  | Electric Utility | N | OP |  | Internal Combustion (PRMVR=IC)
EXCLUDE | NE | Broken Bow | 2221 | 5 | NG | IC | 1 | 1 | 0 | 0 |  |  | 0 | 0 |  | Electric Utility | N | OP |  | Internal Combustion (PRMVR=IC)
EXCLUDE | NE | Broken Bow | 2221 | 6 | NG | IC | 2.1 | 2 | 0 | 0 |  |  | 0 | 0 |  | Electric Utility | N | OP |  | Internal Combustion (PRMVR=IC)
EXCLUDE | NE | Broken Bow Wind LLC | 57593 | 1 | WND | WT | 79.9 | 79.9 | 0 | 0 |  |  | 0 | 0 |  | IPP Non-CHP | N | T |  | Non Combustion (NUC, WAT, WND, GEO, or SUN)
EXCLUDE | NE | Burwell | 2222 | 1 | DFO | IC | 1.3 | 1.4 | 0 | 0 |  |  | 0 | 0 |  | Electric Utility | N | SB |  | Internal Combustion (PRMVR=IC)
EXCLUDE | NE | Burwell | 2222 | 2 | DFO | IC | 1.1 | 1.1 | 0 | 0 |  |  | 0 | 0 |  | Electric Utility | N | SB |  | Internal Combustion (PRMVR=IC)
EXCLUDE | NE | Burwell | 2222 | 3 | DFO | IC | 0.9 | 0.9 | 0 | 0 |  |  | 0 | 0 |  | Electric Utility | N | SB |  | Internal Combustion (PRMVR=IC)
EXCLUDE | NE | Burwell | 2222 | 4 | DFO | IC | 0.6 | 0.7 | 0 | 0 |  |  | 0 | 0 |  | Electric Utility | N | SB |  | Internal Combustion (PRMVR=IC)
EXCLUDE | NE | C W Burdick | 2241 | 1 | NG | ST | 18.7 | 16.5 | 0 | 29.7479 |  |  | 29.7479 | 54.6228 |  | Electric Utility | N | SB |  | Steam unit (PRMVR=ST) under 25MW/250 MMBtu/hr
EXCLUDE | NE | C W Burdick | 2241 | 2 | NG | ST | 24.9 | 22 | 0 | 39.6108 |  |  | 39.6108 | 260.7468 |  | Electric Utility | N | SB |  | Steam unit (PRMVR=ST) under 25MW/250 MMBtu/hr
OGST | NE | C W Burdick | 2241 | 3 | NG | ST | 54.4 | 54 | 640 | 86.5392 |  |  | 86.5392 | 133.391 |  | Electric Utility | N | SB
EXCLUDE | NE | C W Burdick | 2241 | GT1 | NG | GT | 16 | 13.6 | 118.7675 | 130.9779 |  |  | 130.9779 | 124.6724 |  | Electric Utility | N | OP |  | Simple Cycle Turbine (PRMVR=GT or OT) unit under 25MW
SSTLOGN | NE | C W Burdick | 2241 | GT2 | NG | GT | 63.4 | 34 | 470.6162 | 518.9999 |  |  | 518.9999 | 494.0143 |  | Electric Utility | N | OP
SSTLOGN | NE | C W Burdick | 2241 | GT3 | NG | GT | 63.4 | 34 | 470.6162 | 518.9999 |  |  | 518.9999 | 494.0143 |  | Electric Utility | N | OP
EXCLUDE | NE | Cambridge | 2223 | 1 | DFO | IC | 0.7 | 0.7 | 0 | 0 |  |  | 0 | 0 |  | Electric Utility | N | RE | 2005 | Internal Combustion (PRMVR=IC)
EXCLUDE | NE | Cambridge | 2223 | 2 | DFO | IC | 0.9 | 0.8 | 0 | 0 |  |  | 0 | 0 |  | Electric Utility | N | RE | 2005 | Internal Combustion (PRMVR=IC)
EXCLUDE | NE | Cambridge | 2223 | 3 | DFO | IC | 1.3 | 1.2 | 0 | 0 |  |  | 0 | 0 |  | Electric Utility | N | RE | 2005 | Internal Combustion (PRMVR=IC)
EXCLUDE | NE | Cambridge | 2223 | CAT1 | DFO | IC | 2 | 2 | 0 | 0 |  |  | 0 | 0 |  | Electric Utility | N | SB |  | Internal Combustion (PRMVR=IC)
EXCLUDE | NE | Cambridge | 2223 | CAT2 | DFO | IC | 2 | 2 | 0 | 0 |  |  | 0 | 0 |  | Electric Utility | N | OP |  | Internal Combustion (PRMVR=IC)
EXCLUDE | NE | Campbell Village | 2225 | 1 | DFO | IC | 0.1 | 0.1 | 0 | 0 |  |  | 0 | 0 |  | Electric Utility | N | SB |  | Internal Combustion (PRMVR=IC)
EXCLUDE | NE | Campbell Village | 2225 | 2 | DFO | IC | 0.1 | 0.1 | 0 | 0 |  |  | 0 | 0 |  | Electric Utility | N | SB |  | Internal Combustion (PRMVR=IC)
EXCLUDE | NE | Campbell Village | 2225 | 3 | DFO | IC | 0.1 | 0.1 | 0 | 0 |  |  | 0 | 0 |  | Electric Utility | N | SB |  | Internal Combustion (PRMVR=IC)
EXCLUDE | NE | Campbell Village | 2225 | IC4 | DFO | IC | 1 | 1 | 0 | 0 |  |  | 0 | 0 |  | Electric Utility | N | SB |  | Internal Combustion (PRMVR=IC)
OGST | NE | Canaday | 2226 | 1 | NG | ST | 108.8 | 92 | 2948 | 3313 |  |  | 3313 | 3236.525 |  | Electric Utility | N | OP
SSTLOGN | NE | Cass County | 55972 | CT-1 | NG | GT | 172.5 | 161.5 | 2065 | 30338 |  |  | 30338 | 22277.003 |  | Electric Utility | N | OP
SSTLOGN | NE | Cass County | 55972 | CT-2 | NG | GT | 172.5 | 161.6 | 2065 | 30338 |  |  | 30338 | 20630.19 |  | Electric Utility | N | OP
EXCLUDE | NE | Chappell | 2230 | 1 | DFO | IC | 0.2 | 0.1 | 0 | 0 |  |  | 0 | 0 |  | Electric Utility | N | OP |  | Internal Combustion (PRMVR=IC)
EXCLUDE | NE | Chappell | 2230 | 5 | DFO | IC | 1.1 | 1 | 0 | 0 |  |  | 0 | 0 |  | Electric Utility | N | OP |  | Internal Combustion (PRMVR=IC)
EXCLUDE | NE | City Light & Water | 7481 | 1 | DFO | IC | 0.9 | 0.8 | 0 | 0 |  |  | 0 | 0 |  | Electric Utility | N | OP |  | Internal Combustion (PRMVR=IC)
EXCLUDE | NE | City Light & Water | 7481 | 2 | DFO | IC | 0.4 | 0.4 | 0 | 0 |  |  | 0 | 0 |  | Electric Utility | N | OP |  | Internal Combustion (PRMVR=IC)
EXCLUDE | NE | Columbus | 2260 | 1 | WAT | HY | 15.2 | 15 | 0 | 49215 |  |  | 49215 | 0 |  | Electric Utility | N | OP |  | Non Combustion (NUC, WAT, WND, GEO, or SUN)
EXCLUDE | NE | Columbus | 2260 | 2 | WAT | HY | 15.2 | 15 | 0 | 49215 |  |  | 49215 | 0 |  | Electric Utility | N | OP |  | Non Combustion (NUC, WAT, WND, GEO, or SUN)
EXCLUDE | NE | Columbus | 2260 | 3 | WAT | HY | 15.2 | 14.9 | 0 | 49215 |  |  | 49215 | 0 |  | Electric Utility | N | OP |  | Non Combustion (NUC, WAT, WND, GEO, or SUN)
EXCLUDE | NE | Cooper | 8036 | 1 | NUC | ST | 801 | 765.9 | 0 | 5768104 |  |  | 5768104 | 0 |  | Electric Utility | N | OP |  | Non Combustion (NUC, WAT, WND, GEO, or SUN)
EXCLUDE | NE | Crete | 2231 | 1 | DFO | IC | 0.4 | 0.4 | 0 | 0 |  |  | 0 | 0 |  | Electric Utility | N | OP |  | Internal Combustion (PRMVR=IC)
EXCLUDE | NE | Crete | 2231 | 2 | NG | IC | 1.3 | 1.3 | 0 | 0 |  |  | 0 | 0 |  | Electric Utility | N | OP |  | Internal Combustion (PRMVR=IC)
EXCLUDE | NE | Crete | 2231 | 3 | NG | IC | 0.9 | 0.8 | 0 | 0 |  |  | 0 | 0 |  | Electric Utility | N | OP |  | Internal Combustion (PRMVR=IC)
EXCLUDE | NE | Crete | 2231 | 4 | NG | IC | 1.1 | 1 | 0 | 0 |  |  | 0 | 0 |  | Electric Utility | N | OP |  | Internal Combustion (PRMVR=IC)
EXCLUDE | NE | Crete | 2231 | 5 | NG | IC | 2.5 | 2.4 | 0 | 0 |  |  | 0 | 0 |  | Electric Utility | N | OP |  | Internal Combustion (PRMVR=IC)
EXCLUDE | NE | Crete | 2231 | 6 | NG | IC | 3.3 | 3.3 | 0 | 0 |  |  | 0 | 0 |  | Electric Utility | N | OP |  | Internal Combustion (PRMVR=IC)
EXCLUDE | NE | Crete | 2231 | 7 | NG | IC | 6 | 6 | 0 | 0 |  |  | 0 | 0 |  | Electric Utility | N | OP |  | Internal Combustion (PRMVR=IC)
EXCLUDE | NE | Crofton Bluffs Wind LLC | 57278 | CWET1 | WND | WT | 40 | 40 | 0 | 0 |  |  | 0 | 0 |  | IPP Non-CHP | N | T |  | Non Combustion (NUC, WAT, WND, GEO, or SUN)
EXCLUDE | NE | Curtis | 2232 | 2 | NG | IC | 0.9 | 0.8 | 0 | 0 |  |  | 0 | 0 |  | Electric Utility | N | OP |  | Internal Combustion (PRMVR=IC)
EXCLUDE | NE | Curtis | 2232 | 3 | NG | IC | 1.1 | 1 | 0 | 0 |  |  | 0 | 0 |  | Electric Utility | N | OP |  | Internal Combustion (PRMVR=IC)
EXCLUDE | NE | Curtis | 2232 | 4 | NG | IC | 1.4 | 1.2 | 0 | 0 |  |  | 0 | 0 |  | Electric Utility | N | OP |  | Internal Combustion (PRMVR=IC)
EXCLUDE | NE | David City | 2233 | 1 | NG | IC | 1.5 | 1.3 | 0 | 0 |  |  | 0 | 0 |  | Electric Utility | N | OP |  | Internal Combustion (PRMVR=IC)
EXCLUDE | NE | David City | 2233 | 2 | DFO | IC | 1 | 0.8 | 0 | 0 |  |  | 0 | 0 |  | Electric Utility | N | OP |  | Internal Combustion (PRMVR=IC)
EXCLUDE | NE | David City | 2233 | 3 | NG | IC | 1 | 0.9 | 0 | 0 |  |  | 0 | 0 |  | Electric Utility | N | OP |  | Internal Combustion (PRMVR=IC)
EXCLUDE | NE | David City | 2233 | 4 | NG | IC | 2.3 | 1.8 | 0 | 0 |  |  | 0 | 0 |  | Electric Utility | N | OP |  | Internal Combustion (PRMVR=IC)
EXCLUDE | NE | David City | 2233 | 5 | DFO | IC | 1.6 | 1.3 | 0 | 0 |  |  | 0 | 0 |  | Electric Utility | N | OP |  | Internal Combustion (PRMVR=IC)
EXCLUDE | NE | David City | 2233 | 6 | DFO | IC | 1.6 | 1.3 | 0 | 0 |  |  | 0 | 0 |  | Electric Utility | N | OP |  | Internal Combustion (PRMVR=IC)
EXCLUDE | NE | David City | 2233 | 7 | DFO | IC | 1.6 | 1.3 | 0 | 0 |  |  | 0 | 0 |  | Electric Utility | N | OP |  | Internal Combustion (PRMVR=IC)
EXCLUDE | NE | Deshler | 2234 | 2 | DFO | IC | 0.3 | 0.2 | 0 | 0 |  |  | 0 | 0 |  | Electric Utility | N | OP |  | Internal Combustion (PRMVR=IC)
EXCLUDE | NE | Deshler | 2234 | 4 | DFO | IC | 0.6 | 0.6 | 0 | 0 |  |  | 0 | 0 |  | Electric Utility | N | OP |  | Internal Combustion (PRMVR=IC)
EXCLUDE | NE | Deshler | 2234 | 5 | DFO | IC | 1.1 | 1.1 | 0 | 0 |  |  | 0 | 0 |  | Electric Utility | N | OP |  | Internal Combustion (PRMVR=IC)
EXCLUDE | NE | Deshler | 2234 | 1A | DFO | IC | 0.3 | 0.3 | 0 | 0 |  |  | 0 | 0 |  | Electric Utility | N | OP |  | Internal Combustion (PRMVR=IC)
EXCLUDE | NE | Don Henry | 2243 | 1 | NG | GT | 22 | 18 | 0 | -12 |  |  | -12 | 77.4967 |  | Electric Utility | N | SB |  | Simple Cycle Turbine (PRMVR=GT or OT) unit under 25MW
EXCLUDE | NE | Elk City Station | 7955 | 1 | LFG | IC | 0.8 | 0.8 | 0 | 0 |  |  | 0 | 0 |  | Electric Utility | N | OP |  | Internal Combustion (PRMVR=IC)
EXCLUDE | NE | Elk City Station | 7955 | 2 | LFG | IC | 0.8 | 0.8 | 0 | 0 |  |  | 0 | 0 |  | Electric Utility | N | OP |  | Internal Combustion (PRMVR=IC)
EXCLUDE | NE | Elk City Station | 7955 | 3 | LFG | IC | 0.8 | 0.8 | 0 | 0 |  |  | 0 | 0 |  | Electric Utility | N | OP |  | Internal Combustion (PRMVR=IC)
EXCLUDE | NE | Elk City Station | 7955 | 4 | LFG | IC | 0.8 | 0.8 | 0 | 0 |  |  | 0 | 0 |  | Electric Utility | N | OP |  | Internal Combustion (PRMVR=IC)
EXCLUDE | NE | Elk City Station | 7955 | 5 | LFG | IC | 0.8 | 0.8 | 0 | 0 |  |  | 0 | 0 |  | Electric Utility | N | OP |  | Internal Combustion (PRMVR=IC)
EXCLUDE | NE | Elk City Station | 7955 | 6 | LFG | IC | 0.8 | 0.8 | 0 | 0 |  |  | 0 | 0 |  | Electric Utility | N | OP |  | Internal Combustion (PRMVR=IC)
EXCLUDE | NE | Elk City Station | 7955 | 7 | LFG | IC | 0.8 | 0.8 | 0 | 0 |  |  | 0 | 0 |  | Electric Utility | N | OP |  | Internal Combustion (PRMVR=IC)
EXCLUDE | NE | Elk City Station | 7955 | 8 | LFG | IC | 0.8 | 0.8 | 0 | 0 |  |  | 0 | 0 |  | Electric Utility | N | OP |  | Internal Combustion (PRMVR=IC)
EXCLUDE | NE | Elkhorn Ridge Wind LLC | 56947 | 1 | WND | WT | 81 | 81 | 0 | 256115 |  |  | 256115 | 0 |  | IPP Non-CHP | N | OP |  | Non Combustion (NUC, WAT, WND, GEO, or SUN)
EXCLUDE | NE | Emerson | 2235 | 2 | NG | IC | 1.1 | 1.1 | 0 | 0 |  |  | 0 | 0 |  | Electric Utility | N | OP |  | Internal Combustion (PRMVR=IC)
EXCLUDE | NE | Emerson | 2235 | 3 | DFO | IC | 0.1 | 0.1 | 0 | 0 |  |  | 0 | 0 |  | Electric Utility | N | OP |  | Internal Combustion (PRMVR=IC)
EXCLUDE | NE | Emerson | 2235 | 4 | NG | IC | 0.4 | 0.4 | 0 | 0 |  |  | 0 | 0 |  | Electric Utility | N | OP |  | Internal Combustion (PRMVR=IC)
EXCLUDE | NE | Fairbury | 2236 | 1 | NG | ST | 4 | 3.8 | 0 | 80 |  |  | 80 | 80.3262 |  | Electric Utility | N | OP |  | Steam unit (PRMVR=ST) under 25MW/250 MMBtu/hr
EXCLUDE | NE | Fairbury | 2236 | 2 | NG | ST | 2.5 | 2.5 | 0 | 31 |  |  | 31 | 31.1264 |  | Electric Utility | N | OP |  | Steam unit (PRMVR=ST) under 25MW/250 MMBtu/hr
EXCLUDE | NE | Fairbury | 2236 | 4 | NG | ST | 12.5 | 12.5 | 0 | 73.0263 |  |  | 73.0263 | 73.3241 |  | Electric Utility | N | SB |  | Steam unit (PRMVR=ST) under 25MW/250 MMBtu/hr
EXCLUDE | NE | Falls City | 2237 | 1 | DFO | IC | 0.6 | 0.6 | 0 | 0 |  |  | 0 | 0 |  | Electric Utility | N | OP |  | Internal Combustion (PRMVR=IC)
EXCLUDE | NE | Falls City | 2237 | 2 | DFO | IC | 0.9 | 0.9 | 0 | 0 |  |  | 0 | 0 |  | Electric Utility | N | OP |  | Internal Combustion (PRMVR=IC)
EXCLUDE | NE | Falls City | 2237 | 3 | NG | IC | 2.7 | 2.3 | 0 | 0 |  |  | 0 | 0 |  | Electric Utility | N | OP |  | Internal Combustion (PRMVR=IC)
EXCLUDE | NE | Falls City | 2237 | 4 | NG | IC | 1.1 | 0.8 | 0 | 0 |  |  | 0 | 0 |  | Electric Utility | N | OP |  | Internal Combustion (PRMVR=IC)
EXCLUDE | NE | Falls City | 2237 | 5 | NG | IC | 2 | 1.4 | 0 | 0 |  |  | 0 | 0 |  | Electric Utility | N | OP |  | Internal Combustion (PRMVR=IC)
EXCLUDE | NE | Falls City | 2237 | 6 | NG | IC | 2.5 | 2 | 0 | 0 |  |  | 0 | 0 |  | Electric Utility | N | OP |  | Internal Combustion (PRMVR=IC)
EXCLUDE | NE | Falls City | 2237 | 7 | NG | IC | 6.2 | 5.9 | 0 | 0 |  |  | 0 | 0 |  | Electric Utility | N | OP |  | Internal Combustion (PRMVR=IC)
EXCLUDE | NE | Falls City | 2237 | 8 | NG | IC | 6 | 6 | 0 | 0 |  |  | 0 | 0 |  | Electric Utility | N | OP |  | Internal Combustion (PRMVR=IC)
EXCLUDE | NE | Flat Water Wind Farm | 57283 | WTG1 | WND | WT | 60 | 60 | 0 | 222492 |  |  | 222492 | 0 |  | IPP Non-CHP | N | OP |  | Non Combustion (NUC, WAT, WND, GEO, or SUN)
EXCLUDE | NE | Flat Water Wind Farm | 57283 | WTG2 | WND | WT | 10.5 | 10.5 | 0 | 0 |  |  | 0 | 0 |  | IPP Non-CHP | N | P |  | Non Combustion (NUC, WAT, WND, GEO, or SUN)
EXCLUDE | NE | Fort Calhoun | 2289 | 1 | NUC | ST | 502 | 478.6 | 0 | 1165070 |  |  | 1165070 | 0 |  | Electric Utility | N | OA |  | Non Combustion (NUC, WAT, WND, GEO, or SUN)
EXCLUDE | NE | Franklin | 2238 | 1 | NG | IC | 0.6 | 0.6 | 0 | 0 |  |  | 0 | 0 |  | Electric Utility | N | OP |  | Internal Combustion (PRMVR=IC)
EXCLUDE | NE | Franklin | 2238 | 2 | NG | IC | 1.3 | 1.3 | 0 | 0 |  |  | 0 | 0 |  | Electric Utility | N | OP |  | Internal Combustion (PRMVR=IC)
EXCLUDE | NE | Franklin | 2238 | 3 | NG | IC | 1.1 | 1.1 | 0 | 0 |  |  | 0 | 0 |  | Electric Utility | N | OP |  | Internal Combustion (PRMVR=IC)
EXCLUDE | NE | Franklin | 2238 | 4 | NG | IC | 0.9 | 0.9 | 0 | 0 |  |  | 0 | 0 |  | Electric Utility | N | OP |  | Internal Combustion (PRMVR=IC)
EXCLUDE | NE | Gavins Point | 6624 | 1 | WAT | HY | 44.1 | 34 | 0 | 209128.3333 |  |  | 209128.3333 | 0 |  | Electric Utility | N | OP |  | Non Combustion (NUC, WAT, WND, GEO, or SUN)
EXCLUDE | NE | Gavins Point | 6624 | 2 | WAT | HY | 44.1 | 34 | 0 | 209128.3333 |  |  | 209128.3333 | 0 |  | Electric Utility | N | OP |  | Non Combustion (NUC, WAT, WND, GEO, or SUN)
EXCLUDE | NE | Gavins Point | 6624 | 3 | WAT | HY | 44.1 | 34 | 0 | 209128.3333 |  |  | 209128.3333 | 0 |  | Electric Utility | N | OP |  | Non Combustion (NUC, WAT, WND, GEO, or SUN)
COALST | NE | Gerald Gentleman | 6077 | 1 | SUB | ST | 681.3 | 665 | 7964 | 4315558 |  |  | 4315558 | 4563231.45 |  | Electric Utility | N | OP
COALST | NE | Gerald Gentleman | 6077 | 2 | SUB | ST | 681.3 | 700 | 8251 | 5040430 |  |  | 5040430 | 5556145.05 |  | Electric Utility | N | OP
SSTLOGN | NE | Hallam | 2265 | 1 | DFO | GT | 56.7 | 45 | 0 | 817 |  |  | 817 | 1013.5684 |  | Electric Utility | N | OP
SSTLOGN | NE | Hebron | 2266 | 1 | DFO | GT | 56.7 | 41 | 0 | 699 |  |  | 699 | 774.137 |  | Electric Utility | N | OP
SSTLOGN | NE | J Street | 2250 | 1 | NG | GT | 27 | 25.4 | 0 | 437 |  |  | 437 | 396.4253 |  | Electric Utility | N | OP
EXCLUDE | NE | Jeffrey | 2227 | 1 | WAT | HY | 10.8 | 10.5 | 0 | 70129.5 |  |  | 70129.5 | 0 |  | Electric Utility | N | OP |  | Non Combustion (NUC, WAT, WND, GEO, or SUN)
EXCLUDE | NE | Jeffrey | 2227 | 2 | WAT | HY | 10.8 | 10.5 | 0 | 70129.5 |  |  | 70129.5 | 0 |  | Electric Utility | N | OP |  | Non Combustion (NUC, WAT, WND, GEO, or SUN)
EXCLUDE | NE | Johnson 1 | 2228 | 1 | WAT | HY | 10.8 | 10 | 0 | 59152.5 |  |  | 59152.5 | 0 |  | Electric Utility | N | OP |  | Non Combustion (NUC, WAT, WND, GEO, or SUN)
EXCLUDE | NE | Johnson 1 | 2228 | 2 | WAT | HY | 10.8 | 10 | 0 | 59152.5 |  |  | 59152.5 | 0 |  | Electric Utility | N | OP |  | Non Combustion (NUC, WAT, WND, GEO, or SUN)
EXCLUDE | NE | Johnson 2 | 2229 | 1 | WAT | HY | 22.5 | 22.5 | 0 | 147548 |  |  | 147548 | 0 |  | Electric Utility | N | OP |  | Non Combustion (NUC, WAT, WND, GEO, or SUN)
SSTLOGN | NE | Jones Street | 2290 | 1 | DFO | GT | 65 | 62.8 | 0 | -244 |  |  | -244 | 243.2629 |  | Electric Utility | N | OP
SSTLOGN | NE | Jones Street | 2290 | 2 | DFO | GT | 65 | 62.4 | 0 | -244 |  |  | -244 | 243.2629 |  | Electric Utility | N | OP
EXCLUDE | NE | Kearney | 2268 | 1 | WAT | HY | 1.5 | 1 | 0 | 2269 |  |  | 2269 | 0 |  | Electric Utility | N | OP |  | Non Combustion (NUC, WAT, WND, GEO, or SUN)
EXCLUDE | NE | Kimball | 2248 | 1 | NG | IC | 1 | 0.7 | 0 | 0 |  |  | 0 | 0 |  | Electric Utility | N | OP |  | Internal Combustion (PRMVR=IC)
EXCLUDE | NE | Kimball | 2248 | 2 | NG | IC | 1 | 0.7 | 0 | 0 |  |  | 0 | 0 |  | Electric Utility | N | OP |  | Internal Combustion (PRMVR=IC)
EXCLUDE | NE | Kimball | 2248 | 3 | NG | IC | 1.3 | 1 | 0 | 0 |  |  | 0 | 0 |  | Electric Utility | N | OP |  | Internal Combustion (PRMVR=IC)
EXCLUDE | NE | Kimball | 2248 | 4 | NG | IC | 1.3 | 1 | 0 | 0 |  |  | 0 | 0 |  | Electric Utility | N | OP |  | Internal Combustion (PRMVR=IC)
EXCLUDE | NE | Kimball | 2248 | 5 | NG | IC | 1.1 | 0.6 | 0 | 0 |  |  | 0 | 0 |  | Electric Utility | N | OP |  | Internal Combustion (PRMVR=IC)
EXCLUDE | NE | Kimball | 2248 | 6 | NG | IC | 3.9 | 3.6 | 0 | 0 |  |  | 0 | 0 |  | Electric Utility | N | OP |  | Internal Combustion (PRMVR=IC)
EXCLUDE | NE | Kingsley | 785 | 1 | WAT | HY | 50 | 38 | 0 | 228616 |  |  | 228616 | 0 |  | Electric Utility | N | OP |  | Non Combustion (NUC, WAT, WND, GEO, or SUN)
EXCLUDE | NE | Laredo Ridge Wind LLC | 57262 | 1 | WND | WT | 79.9 | 79.9 | 0 | 308400 |  |  | 308400 | 0 |  | IPP Non-CHP | N | OP |  | Non Combustion (NUC, WAT, WND, GEO, or SUN)
EXCLUDE | NE | Laurel | 2249 | 1 | NG | IC | 1.3 | 1.1 | 0 | 0 |  |  | 0 | 0 |  | Electric Utility | N | SB |  | Internal Combustion (PRMVR=IC)
EXCLUDE | NE | Laurel | 2249 | 2 | NG | IC | 0.9 | 0.7 | 0 | 0 |  |  | 0 | 0 |  | Electric Utility | N | SB |  | Internal Combustion (PRMVR=IC)
EXCLUDE | NE | Laurel | 2249 | 3 | NG | IC | 0.6 | 0.5 | 0 | 0 |  |  | 0 | 0 |  | Electric Utility | N | SB |  | Internal Combustion (PRMVR=IC)
EXCLUDE | NE | Laurel | 2249 | 4 | NG | IC | 0.4 | 0.3 | 0 | 0 |  |  | 0 | 0 |  | Electric Utility | N | SB |  | Internal Combustion (PRMVR=IC)
EXCLUDE | NE | Laurel | 2249 | 6 | NG | IC | 0.2 | 0.2 | 0 | 0 |  |  | 0 | 0 |  | Electric Utility | N | SB |  | Internal Combustion (PRMVR=IC)
EXCLUDE | NE | Laurel | 2249 | 7 | NG | IC | 1.3 | 1.1 | 0 | 0 |  |  | 0 | 0 |  | Electric Utility | N | SB |  | Internal Combustion (PRMVR=IC)
EXCLUDE | NE | Lon Wright | 2240 | 6 | SUB | ST | 16.5 | 15 | 0 | 38679 |  |  | 38679 | 54715.1498 |  | Electric Utility | N | OP |  | Steam unit (PRMVR=ST) under 25MW/250 MMBtu/hr
EXCLUDE | NE | Lon Wright | 2240 | 7 | SUB | ST | 22 | 20 | 0 | 40707 |  |  | 40707 | 57583.95 |  | Electric Utility | N | OP |  | Steam unit (PRMVR=ST) under 25MW/250 MMBtu/hr
COALST | NE | Lon Wright | 2240 | 8 | SUB | ST | 91.5 | 85 | 1192 | 375315 |  |  | 375315 | 469193.197 |  | Electric Utility | N | OP
SSTLOGN | NE | Lon Wright | 2240 | 5OT | NG | GT | 40 | 40 | 578.3 | 1111 |  |  | 1111 | 1763.7 |  | Electric Utility | N | OP
EXCLUDE | NE | Lyons | 2253 | 2 | DFO | IC | 0.5 | 0.2 | 0 | 0 |  |  | 0 | 0 |  | Electric Utility | N | OP |  | Internal Combustion (PRMVR=IC)
EXCLUDE | NE | Lyons | 2253 | 3 | DFO | IC | 0.8 | 0.3 | 0 | 0 |  |  | 0 | 0 |  | Electric Utility | N | OP |  | Internal Combustion (PRMVR=IC)
EXCLUDE | NE | Lyons | 2253 | 5 | DFO | IC | 0.3 | 0.2 | 0 | 0 |  |  | 0 | 0 |  | Electric Utility | N | RE | 2001 | Internal Combustion (PRMVR=IC)
EXCLUDE | NE | Lyons | 2253 | 4A | DFO | IC | 1.2 | 0.6 | 0 | 0 |  |  | 0 | 0 |  | Electric Utility | N | OP |  | Internal Combustion (PRMVR=IC)
EXCLUDE | NE | Madison Utilities | 7469 | FM1 | DFO | IC | 2 | 1.7 | 0 | 0 |  |  | 0 | 0 |  | Electric Utility | N | OP |  | Internal Combustion (PRMVR=IC)
EXCLUDE | NE | Madison Utilities | 7469 | FM2 | DFO | IC | 1.3 | 1 | 0 | 0 |  |  | 0 | 0 |  | Electric Utility | N | OP |  | Internal Combustion (PRMVR=IC)
EXCLUDE | NE | Madison Utilities | 7469 | FM3 | DFO | IC | 1.1 | 0.9 | 0 | 0 |  |  | 0 | 0 |  | Electric Utility | N | OP |  | Internal Combustion (PRMVR=IC)
EXCLUDE | NE | Madison Utilities | 7469 | FM4 | DFO | IC | 0.6 | 0.5 | 0 | 0 |  |  | 0 | 0 |  | Electric Utility | N | RE | 2005 | Internal Combustion (PRMVR=IC)
EXCLUDE | NE | Madison Utilities | 7469 | FM5 | DFO | IC | 1.4 | 1 | 0 | 0 |  |  | 0 | 0 |  | Electric Utility | N | OP |  | Internal Combustion (PRMVR=IC)
SSTLOGN | NE | McCook | 2271 | 1 | DFO | GT | 56.7 | 41 | 0 | 410 |  |  | 410 | 461.9061 |  | Electric Utility | N | OP
EXCLUDE | NE | MEAN Wind Project | 56106 | 1 | WND | WT | 10.5 | 10.5 | 0 | 27850 |  |  | 27850 | 0 |  | Electric Utility | N | OP |  | Non Combustion (NUC, WAT, WND, GEO, or SUN)
EXCLUDE | NE | Missouri River Wastewater Treatment | 55033 | 6013 | OBG | IC | 1 | 1 | 0 | 0 | 0.48531 | 0 | 0 | 0 |  | Commercial CHP | Y | OP |  | Internal Combustion (PRMVR=IC)
EXCLUDE | NE | Missouri River Wastewater Treatment | 55033 | 6101 | OBG | IC | 1 | 1 | 0 | 0 | 0.48531 | 0 | 0 | 0 |  | Commercial CHP | Y | OP |  | Internal Combustion (PRMVR=IC)
EXCLUDE | NE | Missouri River Wastewater Treatment | 55033 | 6102 | OBG | IC | 1 | 1 | 0 | 0 | 0.48531 | 0 | 0 | 0 |  | Commercial CHP | Y | OP |  | Internal Combustion (PRMVR=IC)
EXCLUDE | NE | Mobile | 6229 | 1 | DFO | IC | 1 | 1 | 0 | 0 |  |  | 0 | 0 |  | Electric Utility | N | OP |  | Internal Combustion (PRMVR=IC)
EXCLUDE | NE | Mobile | 6229 | 2 | DFO | IC | 1.6 | 1.6 | 0 | 0 |  |  | 0 | 0 |  | Electric Utility | N | OP |  | Internal Combustion (PRMVR=IC)
EXCLUDE | NE | Mobile | 6229 | 3 | DFO | IC | 1 | 0.8 | 0 | 0 |  |  | 0 | 0 |  | Electric Utility | N | RE | 2003 | Internal Combustion (PRMVR=IC)
EXCLUDE | NE | Mobile | 6229 | 500 | DFO | IC | 0.5 | 0.5 | 0 | 0 |  |  | 0 | 0 |  | Electric Utility | N | OP |  | Internal Combustion (PRMVR=IC)
EXCLUDE | NE | Monroe | 2273 | 1 | WAT | HY | 2.8 | 1 | 0 | 10129 |  |  | 10129 | 0 |  | Electric Utility | N | OP |  | Non Combustion (NUC, WAT, WND, GEO, or SUN)
EXCLUDE | NE | Monroe | 2273 | 2 | WAT | HY | 2.8 | 1 | 0 | 10129 |  |  | 10129 | 0 |  | Electric Utility | N | OP |  | Non Combustion (NUC, WAT, WND, GEO, or SUN)
EXCLUDE | NE | Monroe | 2273 | 3 | WAT | HY | 2.8 | 1 | 0 | 10129 |  |  | 10129 | 0 |  | Electric Utility | N | OP |  | Non Combustion (NUC, WAT, WND, GEO, or SUN)
EXCLUDE | NE | Mullen | 2280 | 3 | DFO | IC | 0.4 | 0.3 | 0 | 0 |  |  | 0 | 0 |  | Electric Utility | N | OP |  | Internal Combustion (PRMVR=IC)
EXCLUDE | NE | Mullen | 2280 | 4 | DFO | IC | 0.6 | 0.6 | 0 | 0 |  |  | 0 | 0 |  | Electric Utility | N | OP |  | Internal Combustion (PRMVR=IC)
EXCLUDE | NE | Mullen | 2280 | 5 | DFO | IC | 1.2 | 1.2 | 0 | 0 |  |  | 0 | 0 |  | Electric Utility | N | IP |  | Internal Combustion (PRMVR=IC)
COALST | NE | Nebraska City | 6096 | 1 | SUB | ST | 651.6 | 651.5 | 6790 | 4477853 |  |  | 4477853 | 4852133.092 |  | Electric Utility | N | OP
COALST | NE | Nebraska City | 6096 | 2 | SUB | ST | 738 | 684.6 | 7110 | 4649104 |  |  | 4649104 | 4743368.477 |  | Electric Utility | N | OP
EXCLUDE | NE | Nebraska City # 1 | 2255 | 2 | NG | IC | 1.5 | 1 | 0 | 0 |  |  | 0 | 0 |  | Electric Utility | N | OP |  | Internal Combustion (PRMVR=IC)
EXCLUDE | NE | Nebraska City # 1 | 2255 | 3 | NG | IC | 2.5 | 2 | 0 | 0 |  |  | 0 | 0 |  | Electric Utility | N | OP |  | Internal Combustion (PRMVR=IC)
EXCLUDE | NE | Nebraska City # 1 | 2255 | 4 | NG | IC | 3.1 | 2.7 | 0 | 0 |  |  | 0 | 0 |  | Electric Utility | N | OP |  | Internal Combustion (PRMVR=IC)
EXCLUDE | NE | Nebraska City # 1 | 2255 | 5 | NG | IC | 2 | 1.6 | 0 | 0 |  |  | 0 | 0 |  | Electric Utility | N | OP |  | Internal Combustion (PRMVR=IC)
EXCLUDE | NE | Nebraska City # 1 | 2255 | 8 | NG | IC | 4.1 | 3.6 | 0 | 0 |  |  | 0 | 0 |  | Electric Utility | N | OP |  | Internal Combustion (PRMVR=IC)
EXCLUDE | NE | Nebraska City # 1 | 2255 | 9 | NG | IC | 6.4 | 5.8 | 0 | 0 |  |  | 0 | 0 |  | Electric Utility | N | OP |  | Internal Combustion (PRMVR=IC)
EXCLUDE | NE | Nebraska City # 1 | 2255 | 10 | NG | IC | 6.5 | 5.8 | 0 | 0 |  |  | 0 | 0 |  | Electric Utility | N | OP |  | Internal Combustion (PRMVR=IC)
EXCLUDE | NE | Nebraska City # 2 | 7555 | 11 | NG | IC | 4.5 | 3.8 | 0 | 0 |  |  | 0 | 0 |  | Electric Utility | N | OP |  | Internal Combustion (PRMVR=IC)
EXCLUDE | NE | Nebraska City # 2 | 7555 | 12 | NG | IC | 4.5 | 3.8 | 0 | 0 |  |  | 0 | 0 |  | Electric Utility | N | OP |  | Internal Combustion (PRMVR=IC)
EXCLUDE | NE | Nebraska City # 2 | 7555 | 13 | DFO | IC | 4.5 | 4.2 | 0 | 0 |  |  | 0 | 0 |  | Electric Utility | N | OP |  | Internal Combustion (PRMVR=IC)
EXCLUDE | NE | North Denver | 2244 | 4 | NG | ST | 17 | 15 | 0 | 540333.5 |  |  | 540333.5 | 164.1645 |  | Electric Utility | N | SB |  | Steam unit (PRMVR=ST) under 25MW/250 MMBtu/hr
EXCLUDE | NE | North Denver | 2244 | 5 | NG | ST | 22 | 23 | 0 | 806358 |  |  | 806358 | 212.4482 |  | Electric Utility | N | SB |  | Steam unit (PRMVR=ST) under 25MW/250 MMBtu/hr
COALST | NE | North Omaha | 2291 | 1 | SUB | ST | 73.5 | 79.3 | 1010 | 431568 |  |  | 431568 | 552904.792 |  | Electric Utility | N | OP
COALST | NE | North Omaha | 2291 | 2 | SUB | ST | 108.8 | 107.7 | 1511 | 491580 |  |  | 491580 | 622606.155 |  | Electric Utility | N | OP
COALST | NE | North Omaha | 2291 | 3 | SUB | ST | 108.8 | 108.4 | 1357 | 546326 |  |  | 546326 | 687325.767 |  | Electric Utility | N | OP
COALST | NE | North Omaha | 2291 | 4 | SUB | ST | 136 | 138.4 | 1691 | 735369 |  |  | 735369 | 836722.686 |  | Electric Utility | N | OP
COALST | NE | North Omaha | 2291 | 5 | SUB | ST | 217.6 | 204.4 | 2586 | 1128256 |  |  | 1128256 | 1359240.199 |  | Electric Utility | N | OP
EXCLUDE | NE | North Platte | 2274 | 1 | WAT | HY | 13.1 | 11.9 | 0 | 79801 |  |  | 79801 | 0 |  | Electric Utility | N | OP |  | Non Combustion (NUC, WAT, WND, GEO, or SUN)
EXCLUDE | NE | North Platte | 2274 | 2 | WAT | HY | 13.1 | 11.9 | 0 | 79801 |  |  | 79801 | 0 |  | Electric Utility | N | OP |  | Non Combustion (NUC, WAT, WND, GEO, or SUN)
EXCLUDE | NE | Ord | 2294 | 1 | DFO | IC | 5 | 5 | 0 | 0 |  |  | 0 | 0 |  | Electric Utility | N | OP |  | Internal Combustion (PRMVR=IC)
EXCLUDE | NE | Ord | 2294 | 2 | DFO | IC | 1.5 | 1 | 0 | 0 |  |  | 0 | 0 |  | Electric Utility | N | OP |  | Internal Combustion (PRMVR=IC)
EXCLUDE | NE | Ord | 2294 | 3 | DFO | IC | 2.5 | 2 | 0 | 0 |  |  | 0 | 0 |  | Electric Utility | N | OP |  | Internal Combustion (PRMVR=IC)
EXCLUDE | NE | Ord | 2294 | 4A | DFO | IC | 1.5 | 1.4 | 0 | 0 |  |  | 0 | 0 |  | Electric Utility | N | OP |  | Internal Combustion (PRMVR=IC)
EXCLUDE | NE | Ord | 2294 | 5A | DFO | IC | 1.5 | 1.4 | 0 | 0 |  |  | 0 | 0 |  | Electric Utility | N | OP |  | Internal Combustion (PRMVR=IC)
EXCLUDE | NE | Oxford | 2295 | 2 | NG | IC | 0.6 | 0.5 | 0 | 0 |  |  | 0 | 0 |  | Electric Utility | N | OP |  | Internal Combustion (PRMVR=IC)
EXCLUDE | NE | Oxford | 2295 | 3 | NG | IC | 0.9 | 0.8 | 0 | 0 |  |  | 0 | 0 |  | Electric Utility | N | OP |  | Internal Combustion (PRMVR=IC)
EXCLUDE | NE | Oxford | 2295 | 4 | NG | IC | 0.6 | 0.5 | 0 | 0 |  |  | 0 | 0 |  | Electric Utility | N | OP |  | Internal Combustion (PRMVR=IC)
EXCLUDE | NE | Oxford | 2295 | 5 | NG | IC | 1.3 | 1.2 | 0 | 0 |  |  | 0 | 0 |  | Electric Utility | N | OP |  | Internal Combustion (PRMVR=IC)
EXCLUDE | NE | Papillion Creek Wastewater | 55027 | 951 | OBG | IC | 0.5 | 0.5 | 0 | 0 | 0.38851 | 0 | 0 | 0 |  | Commercial CHP | Y | SB |  | Internal Combustion (PRMVR=IC)
EXCLUDE | NE | Papillion Creek Wastewater | 55027 | 952 | OBG | IC | 0.5 | 0.5 | 0 | 0 | 0.38851 | 0 | 0 | 0 |  | Commercial CHP | Y | OP |  | Internal Combustion (PRMVR=IC)
EXCLUDE | NE | Papillion Creek Wastewater | 55027 | 953 | OBG | IC | 0.5 | 0.5 | 0 | 0 | 0.38851 | 0 | 0 | 0 |  | Commercial CHP | Y | OP |  | Internal Combustion (PRMVR=IC)
EXCLUDE | NE | Pender | 2296 | 1 | NG | IC | 1.5 | 1.2 | 0 | 0 |  |  | 0 | 0 |  | Electric Utility | N | OP |  | Internal Combustion (PRMVR=IC)
EXCLUDE | NE | Pender | 2296 | 2 | NG | IC | 2 | 2 | 0 | 0 |  |  | 0 | 0 |  | Electric Utility | N | OP |  | Internal Combustion (PRMVR=IC)
EXCLUDE | NE | Pender | 2296 | 3 | NG | IC | 0.5 | 0.5 | 0 | 0 |  |  | 0 | 0 |  | Electric Utility | N | OP |  | Internal Combustion (PRMVR=IC)
EXCLUDE | NE | Pender | 2296 | 4 | NG | IC | 0.9 | 0.8 | 0 | 0 |  |  | 0 | 0 |  | Electric Utility | N | OP |  | Internal Combustion (PRMVR=IC)
EXCLUDE | NE | Pender | 2296 | 5 | NG | IC | 0.2 | 0.2 | 0 | 0 |  |  | 0 | 0 |  | Electric Utility | N | OP |  | Internal Combustion (PRMVR=IC)
EXCLUDE | NE | Plainview Muncipal Power | 2297 | 1 | DFO | IC | 1.1 | 1.1 | 0 | 0 |  |  | 0 | 0 |  | Electric Utility | N | OP |  | Internal Combustion (PRMVR=IC)
EXCLUDE | NE | Plainview Muncipal Power | 2297 | 3 | DFO | IC | 0.9 | 0.9 | 0 | 0 |  |  | 0 | 0 |  | Electric Utility | N | OP |  | Internal Combustion (PRMVR=IC)
EXCLUDE | NE | Plainview Muncipal Power | 2297 | 4 | DFO | IC | 1.2 | 1.2 | 0 | 0 |  |  | 0 | 0 |  | Electric Utility | N | OP |  | Internal Combustion (PRMVR=IC)
EXCLUDE | NE | Plainview Muncipal Power | 2297 | 5 | DFO | IC | 1.8 | 1.8 | 0 | 0 |  |  | 0 | 0 |  | Electric Utility | N | OP |  | Internal Combustion (PRMVR=IC)
COALST | NE | Platte | 59 | 1 | SUB | ST | 109.8 | 100 | 1500 | 553541 |  |  | 553541 | 717648.791 |  | Electric Utility | N | OP
EXCLUDE | NE | Red Cloud | 2299 | 1 | DFO | IC | 0.5 | 0.5 | 0 | 0 |  |  | 0 | 0 |  | Electric Utility | N | OP |  | Internal Combustion (PRMVR=IC)
EXCLUDE | NE | Red Cloud | 2299 | 2 | DFO | IC | 0.9 | 0.6 | 0 | 0 |  |  | 0 | 0 |  | Electric Utility | N | OP |  | Internal Combustion (PRMVR=IC)
EXCLUDE | NE | Red Cloud | 2299 | 3 | DFO | IC | 1.3 | 1.2 | 0 | 0 |  |  | 0 | 0 |  | Electric Utility | N | OP |  | Internal Combustion (PRMVR=IC)
EXCLUDE | NE | Red Cloud | 2299 | 4 | DFO | IC | 1.3 | 1.2 | 0 | 0 |  |  | 0 | 0 |  | Electric Utility | N | OP |  | Internal Combustion (PRMVR=IC)
EXCLUDE | NE | Red Cloud | 2299 | 5 | DFO | IC | 2.2 | 2.2 | 0 | 0 |  |  | 0 | 0 |  | Electric Utility | N | OP |  | Internal Combustion (PRMVR=IC)
SSTLOGN | NE | Rokeby | 6373 | 1 | NG | GT | 72.4 | 62.1 | 527.8708 | 3589.7416 |  |  | 3589.7416 | 2419.5656 |  | Electric Utility | N | OP
SSTLOGN | NE | Rokeby | 6373 | 2 | NG | GT | 95.4 | 76.5 | 695.5646 | 4730.1292 |  |  | 4730.1292 | 3188.2122 |  | Electric Utility | N | OP
SSTLOGN | NE | Rokeby | 6373 | 3 | NG | GT | 95.4 | 87.2 | 695.5646 | 4730.1292 |  |  | 4730.1292 | 3188.2122 |  | Electric Utility | N | OP
EXCLUDE | NE | Rokeby | 6373 | BSU | DFO | IC | 2.9 | 3 | 0 | 0 |  |  | 0 | 0 |  | Electric Utility | N | OP |  | Internal Combustion (PRMVR=IC)
EXCLUDE | NE | Salt Valley Wind Plant | 7965 | G1 | WND | WT | 0.6 | 0.6 | 0 | 1166.5 |  |  | 1166.5 | 0 |  | Electric Utility | N | OP |  | Non Combustion (NUC, WAT, WND, GEO, or SUN)
EXCLUDE | NE | Salt Valley Wind Plant | 7965 | G2 | WND | WT | 0.6 | 0.6 | 0 | 1166.5 |  |  | 1166.5 | 0 |  | Electric Utility | N | OP |  | Non Combustion (NUC, WAT, WND, GEO, or SUN)
EXCLUDE | NE | Sargent | 2300 | 1 | DFO | IC | 1.1 | 1.1 | 0 | 0 |  |  | 0 | 0 |  | Electric Utility | N | OP |  | Internal Combustion (PRMVR=IC)
EXCLUDE | NE | Sargent | 2300 | 3 | DFO | IC | 0.9 | 0.9 | 0 | 0 |  |  | 0 | 0 |  | Electric Utility | N | OP |  | Internal Combustion (PRMVR=IC)
EXCLUDE | NE | Sargent | 2300 | 4 | DFO | IC | 0.4 | 0.4 | 0 | 0 |  |  | 0 | 0 |  | Electric Utility | N | OP |  | Internal Combustion (PRMVR=IC)
SSTLOGN | NE | Sarpy County | 2292 | 1 | NG | GT | 55.4 | 55.5 | 445.5871 | 11571.3393 |  |  | 11571.3393 | 7301.7538 |  | Electric Utility | N | OP
SSTLOGN | NE | Sarpy County | 2292 | 2 | NG | GT | 55.4 | 55.7 | 445.5871 | 11571.3393 |  |  | 11571.3393 | 7301.7538 |  | Electric Utility | N | OP
SSTLOGN | NE | Sarpy County | 2292 | 3 | NG | GT | 105.6 | 105.1 | 849.3501 | 22056.5601 |  |  | 22056.5601 | 13918.1445 |  | Electric Utility | N | OP
SSTLOGN | NE | Sarpy County | 2292 | 4 | NG | GT | 58.9 | 47.6 | 473.7379 | 12302.3806 |  |  | 12302.3806 | 7763.056 |  | Electric Utility | N | OP
SSTLOGN | NE | Sarpy County | 2292 | 5 | NG | GT | 58.9 | 48 | 473.7379 | 12302.3806 |  |  | 12302.3806 | 7763.056 |  | Electric Utility | N | OP
EXCLUDE | NE | Sarpy County | 2292 | BSD | DFO | IC | 3.5 | 3.4 | 0 | 0 |  |  | 0 | 0 |  | Electric Utility | N | OP |  | Internal Combustion (PRMVR=IC)
EXCLUDE | NE | Scottsbluff | 57937 | SCBF | SUB | ST | 5 | 5 | 0 | 35320 |  |  | 35320 | 30296.7697 |  | Industrial Non-CHP | N | OP |  | Steam unit (PRMVR=ST) under 25MW/250 MMBtu/hr
COALST | NE | Sheldon | 2277 | 1 | SUB | ST | 108.8 | 105 | 1495.5 | 684171 |  |  | 684171 | 861423.526 |  | Electric Utility | N | OP
COALST | NE | Sheldon | 2277 | 2 | SUB | ST | 119.9 | 120 | 1619.7 | 717667 |  |  | 717667 | 918880.803 |  | Electric Utility | N | OP
EXCLUDE | NE | Sidney | 2302 | 1 | NG | IC | 1.2 | 1 | 0 | 0 |  |  | 0 | 0 |  | Electric Utility | N | OP |  | Internal Combustion (PRMVR=IC)
EXCLUDE | NE | Sidney | 2302 | 2 | NG | IC | 2.2 | 2 | 0 | 0 |  |  | 0 | 0 |  | Electric Utility | N | OP |  | Internal Combustion (PRMVR=IC)
EXCLUDE | NE | Sidney | 2302 | 3 | DFO | IC | 0.8 | 0.6 | 0 | 0 |  |  | 0 | 0 |  | Electric Utility | N | OP |  | Internal Combustion (PRMVR=IC)
EXCLUDE | NE | Sidney | 2302 | 4 | NG | IC | 1 | 0.8 | 0 | 0 |  |  | 0 | 0 |  | Electric Utility | N | OP |  | Internal Combustion (PRMVR=IC)
EXCLUDE | NE | Sidney | 2302 | 5 | NG | IC | 3.1 | 2.5 | 0 | 0 |  |  | 0 | 0 |  | Electric Utility | N | OP |  | Internal Combustion (PRMVR=IC)
EXCLUDE | NE | Spalding | 2303 | 1 | WAT | HY | 0.1 | 0.1 | 0 | 256 |  |  | 256 | 0 |  | Electric Utility | N | OP |  | Non Combustion (NUC, WAT, WND, GEO, or SUN)
EXCLUDE | NE | Spalding | 2303 | 2 | WAT | HY | 0.1 | 0.1 | 0 | 256 |  |  | 256 | 0 |  | Electric Utility | N | OP |  | Non Combustion (NUC, WAT, WND, GEO, or SUN)
EXCLUDE | NE | Spalding | 2303 | 4 | DFO | IC | 0.2 | 0.2 | 0 | 0 |  |  | 0 | 0 |  | Electric Utility | N | OP |  | Internal Combustion (PRMVR=IC)
EXCLUDE | NE | Spalding | 2303 | 5 | DFO | IC | 0.4 | 0.4 | 0 | 0 |  |  | 0 | 0 |  | Electric Utility | N | OP |  | Internal Combustion (PRMVR=IC)
EXCLUDE | NE | Spalding | 2303 | 6 | DFO | IC | 1.3 | 1.3 | 0 | 0 |  |  | 0 | 0 |  | Electric Utility | N | OP |  | Internal Combustion (PRMVR=IC)
EXCLUDE | NE | Spencer | 2278 | 1 | WAT | HY | 0.8 | 1 | 0 | 4900 |  |  | 4900 | 0 |  | Electric Utility | N | OP |  | Non Combustion (NUC, WAT, WND, GEO, or SUN)
EXCLUDE | NE | Spencer | 2278 | 2 | WAT | HY | 1.6 | 0.8 | 0 | 9800 |  |  | 9800 | 0 |  | Electric Utility | N | OP |  | Non Combustion (NUC, WAT, WND, GEO, or SUN)
EXCLUDE | NE | Stuart | 2305 | 1 | DFO | IC | 0.7 | 0.7 | 0 | 0 |  |  | 0 | 0 |  | Electric Utility | N | OP |  | Internal Combustion (PRMVR=IC)
EXCLUDE | NE | Stuart | 2305 | 2 | DFO | IC | 0.2 | 0.2 | 0 | 0 |  |  | 0 | 0 |  | Electric Utility | N | OP |  | Internal Combustion (PRMVR=IC)
EXCLUDE | NE | Stuart | 2305 | 3 | DFO | IC | 0.2 | 0.2 | 0 | 0 |  |  | 0 | 0 |  | Electric Utility | N | OP |  | Internal Combustion (PRMVR=IC)
EXCLUDE | NE | Stuart | 2305 | 5 | DFO | IC | 0.8 | 0.8 | 0 | 0 |  |  | 0 | 0 |  | Electric Utility | N | OP |  | Internal Combustion (PRMVR=IC)
EXCLUDE | NE | Sutherland | 2306 | 1 | DFO | IC | 0.5 | 0.5 | 0 | 0 |  |  | 0 | 0 |  | Electric Utility | N | OP |  | Internal Combustion (PRMVR=IC)
EXCLUDE | NE | Sutherland | 2306 | 2 | DFO | IC | 0.9 | 0.9 | 0 | 0 |  |  | 0 | 0 |  | Electric Utility | N | OP |  | Internal Combustion (PRMVR=IC)
EXCLUDE | NE | Sutherland | 2306 | 3 | DFO | IC | 0.2 | 0.1 | 0 | 0 |  |  | 0 | 0 |  | Electric Utility | N | RE | 2002 | Internal Combustion (PRMVR=IC)
EXCLUDE | NE | Sutherland | 2306 | 4 | DFO | IC | 1.4 | 1.4 | 0 | 0 |  |  | 0 | 0 |  | Electric Utility | N | OP |  | Internal Combustion (PRMVR=IC)
EXCLUDE | NE | Syracuse # 2 | 2256 | 6 | NG | IC | 2 | 1.6 | 0 | 0 |  |  | 0 | 0 |  | Electric Utility | N | OP |  | Internal Combustion (PRMVR=IC)
EXCLUDE | NE | Syracuse # 2 | 2256 | 7 | NG | IC | 2 | 1.6 | 0 | 0 |  |  | 0 | 0 |  | Electric Utility | N | OP |  | Internal Combustion (PRMVR=IC)
EXCLUDE | NE | Tecumseh | 2308 | 1 | DFO | IC | 0.7 | 0.6 | 0 | 0 |  |  | 0 | 0 |  | Electric Utility | N | OP |  | Internal Combustion (PRMVR=IC)
EXCLUDE | NE | Tecumseh | 2308 | 2 | DFO | IC | 1.5 | 1.4 | 0 | 0 |  |  | 0 | 0 |  | Electric Utility | N | OP |  | Internal Combustion (PRMVR=IC)
EXCLUDE | NE | Tecumseh | 2308 | 3 | DFO | IC | 1.1 | 1 | 0 | 0 |  |  | 0 | 0 |  | Electric Utility | N | OP |  | Internal Combustion (PRMVR=IC)
EXCLUDE | NE | Tecumseh | 2308 | 4 | DFO | IC | 1.3 | 1.2 | 0 | 0 |  |  | 0 | 0 |  | Electric Utility | N | OP |  | Internal Combustion (PRMVR=IC)
EXCLUDE | NE | Tecumseh | 2308 | 5A | DFO | IC | 2.4 | 2.4 | 0 | 0 |  |  | 0 | 0 |  | Electric Utility | N | OP |  | Internal Combustion (PRMVR=IC)
NGCC | NE | Terry Bundy Generating Station | 7887 | 1 | NG | CC | 27 | 23 | 461 | 14217.5455 |  |  | 14217.5455 | 7655.5749 |  | Electric Utility | N | OP
NGCC | NE | Terry Bundy Generating Station | 7887 | 2 | NG | CC | 46 | 39.9 | 461 | 24222.4848 |  |  | 24222.4848 | 13042.8314 |  | Electric Utility | N | OP
NGCC | NE | Terry Bundy Generating Station | 7887 | 3 | NG | CC | 46 | 40.7 | 461 | 24222.4848 |  |  | 24222.4848 | 13042.8314 |  | Electric Utility | N | OP
NGCC | NE | Terry Bundy Generating Station | 7887 | 4 | NG | CC | 46 | 40.7 | 439 | 24222.4848 |  |  | 24222.4848 | 13042.8314 |  | Electric Utility | N | OP
EXCLUDE | NE | Terry Bundy Generating Station | 7887 | BSU | DFO | IC | 1.8 | 1.6 | 0 | 0 |  |  | 0 | 0 |  | Electric Utility | N | OP |  | Internal Combustion (PRMVR=IC)
EXCLUDE | NE | TPW Petersburg | 57755 | PETE | WND | WT | 40.5 | 40.5 | 0 | 35013 |  |  | 35013 | 0 |  | IPP Non-CHP | N | OP |  | Non Combustion (NUC, WAT, WND, GEO, or SUN)
EXCLUDE | NE | Wahoo | 2310 | 1 | NG | IC | 2.5 | 2.1 | 0 | 0 |  |  | 0 | 0 |  | Electric Utility | N | OP |  | Internal Combustion (PRMVR=IC)
EXCLUDE | NE | Wahoo | 2310 | 2 | DFO | IC | 0.5 | 0.4 | 0 | 0 |  |  | 0 | 0 |  | Electric Utility | N | OP |  | Internal Combustion (PRMVR=IC)
EXCLUDE | NE | Wahoo | 2310 | 3 | NG | IC | 4.4 | 4.4 | 0 | 0 |  |  | 0 | 0 |  | Electric Utility | N | OP |  | Internal Combustion (PRMVR=IC)
EXCLUDE | NE | Wahoo | 2310 | 4 | NG | IC | 1.2 | 1.1 | 0 | 0 |  |  | 0 | 0 |  | Electric Utility | N | OP |  | Internal Combustion (PRMVR=IC)
EXCLUDE | NE | Wahoo | 2310 | 5 | NG | IC | 2.1 | 2.2 | 0 | 0 |  |  | 0 | 0 |  | Electric Utility | N | OP |  | Internal Combustion (PRMVR=IC)
EXCLUDE | NE | Wahoo | 2310 | 6 | NG | IC | 3.5 | 3.4 | 0 | 0 |  |  | 0 | 0 |  | Electric Utility | N | OP |  | Internal Combustion (PRMVR=IC)
EXCLUDE | NE | Wakefield | 2311 | 2 | NG | IC | 0.6 | 0.5 | 0 | 0 |  |  | 0 | 0 |  | Electric Utility | N | OP |  | Internal Combustion (PRMVR=IC)
EXCLUDE | NE | Wakefield | 2311 | 5 | NG | IC | 1.3 | 1 | 0 | 0 |  |  | 0 | 0 |  | Electric Utility | N | OP |  | Internal Combustion (PRMVR=IC)
EXCLUDE | NE | Wakefield | 2311 | 6 | NG | IC | 1.3 | 1.1 | 0 | 0 |  |  | 0 | 0 |  | Electric Utility | N | OP |  | Internal Combustion (PRMVR=IC)
EXCLUDE | NE | Wakefield | 2311 | IC4 | NG | IC | 0.9 | 0.6 | 0 | 0 |  |  | 0 | 0 |  | Electric Utility | N | OP |  | Internal Combustion (PRMVR=IC)
EXCLUDE | NE | Wayne | 2312 | 1 | DFO | IC | 1.3 | 0.8 | 0 | 0 |  |  | 0 | 0 |  | Electric Utility | N | OP |  | Internal Combustion (PRMVR=IC)
EXCLUDE | NE | Wayne | 2312 | 2 | DFO | IC | 1 | 0.9 | 0 | 0 |  |  | 0 | 0 |  | Electric Utility | N | SB |  | Internal Combustion (PRMVR=IC)
EXCLUDE | NE | Wayne | 2312 | 3 | DFO | IC | 1.9 | 1.8 | 0 | 0 |  |  | 0 | 0 |  | Electric Utility | N | OP |  | Internal Combustion (PRMVR=IC)
EXCLUDE | NE | Wayne | 2312 | 4 | DFO | IC | 2 | 1.9 | 0 | 0 |  |  | 0 | 0 |  | Electric Utility | N | OP |  | Internal Combustion (PRMVR=IC)
EXCLUDE | NE | Wayne | 2312 | 5 | DFO | IC | 3.5 | 3.3 | 0 | 0 |  |  | 0 | 0 |  | Electric Utility | N | OP |  | Internal Combustion (PRMVR=IC)
EXCLUDE | NE | Wayne | 2312 | 6 | DFO | IC | 5.1 | 4.9 | 0 | 0 |  |  | 0 | 0 |  | Electric Utility | N | OP |  | Internal Combustion (PRMVR=IC)
EXCLUDE | NE | Wayne | 2312 | 7 | DFO | IC | 3.5 | 3.3 | 0 | 0 |  |  | 0 | 0 |  | Electric Utility | N | OP |  | Internal Combustion (PRMVR=IC)
EXCLUDE | NE | Wayne | 2312 | 8 | DFO | IC | 3.5 | 3.3 | 0 | 0 |  |  | 0 | 0 |  | Electric Utility | N | OP |  | Internal Combustion (PRMVR=IC)
EXCLUDE | NE | West Point Municipal | 2313 | 2 | NG | IC | 0.9 | 0.9 | 0 | 0 |  |  | 0 | 0 |  | Electric Utility | N | OP |  | Internal Combustion (PRMVR=IC)
EXCLUDE | NE | West Point Municipal | 2313 | 3 | NG | IC | 1.2 | 1.2 | 0 | 0 |  |  | 0 | 0 |  | Electric Utility | N | OP |  | Internal Combustion (PRMVR=IC)
EXCLUDE | NE | West Point Municipal | 2313 | 4 | NG | IC | 2.3 | 2.3 | 0 | 0 |  |  | 0 | 0 |  | Electric Utility | N | OP |  | Internal Combustion (PRMVR=IC)
EXCLUDE | NE | West Point Municipal | 2313 | 5 | NG | IC | 4.1 | 4.1 | 0 | 0 |  |  | 0 | 0 |  | Electric Utility | N | OS |  | Internal Combustion (PRMVR=IC)
COALST | NE | Whelan Energy Center | 60 | 1 | SUB | ST | 76.3 | 77 | 835 | 484543 |  |  | 484543 | 593320.533 |  | Electric Utility | N | OP
COALST | NE | Whelan Energy Center | 60 | 2 | SUB | ST | 248 | 225 | 2210.5 | 1043461 |  |  | 1043461 | 1046876.417 |  | Electric Utility | N | OP
EXCLUDE | NE | Wilber | 2315 | 4 | DFO | IC | 1.1 | 0.9 | 0 | 0 |  |  | 0 | 0 |  | Electric Utility | N | OP |  | Internal Combustion (PRMVR=IC)
EXCLUDE | NE | Wilber | 2315 | 5 | DFO | IC | 0.9 | 0.6 | 0 | 0 |  |  | 0 | 0 |  | Electric Utility | N | OP |  | Internal Combustion (PRMVR=IC)
EXCLUDE | NE | Wilber | 2315 | 6 | DFO | IC | 1.6 | 1.6 | 0 | 0 |  |  | 0 | 0 |  | Electric Utility | N | OP |  | Internal Combustion (PRMVR=IC)
EXCLUDE | NE | Wisner | 2316 | 1 | DFO | IC | 0.6 | 0.6 | 0 | 0 |  |  | 0 | 0 |  | Electric Utility | N | RE | 2010 | Internal Combustion (PRMVR=IC)
EXCLUDE | NE | Wisner | 2316 | 2 | DFO | IC | 0.4 | 0.4 | 0 | 0 |  |  | 0 | 0 |  | Electric Utility | N | RE | 2010 | Internal Combustion (PRMVR=IC)
EXCLUDE | NE | Wisner | 2316 | 3 | DFO | IC | 0.8 | 0.8 | 0 | 0 |  |  | 0 | 0 |  | Electric Utility | N | OP |  | Internal Combustion (PRMVR=IC)
EXCLUDE | NE | Wisner | 2316 | 4 | DFO | IC | 1.5 | 1.5 | 0 | 0 |  |  | 0 | 0 |  | Electric Utility | N | OP |  | Internal Combustion (PRMVR=IC)
EXCLUDE | NE | Wisner | 2316 | 5 | DFO | IC | 1.5 | 1.5 | 0 | 0 |  |  | 0 | 0 |  | Electric Utility | N | OP |  | Internal Combustion (PRMVR=IC)
EXCLUDE | NH | Amoskeag | 2354 | 1 | WAT | HY | 6 | 6.2 | 0 | 39223.125 |  |  | 39223.125 | 0 |  | Electric Utility | N | OP |  | Non Combustion (NUC, WAT, WND, GEO, or SUN)
EXCLUDE | NH | Amoskeag | 2354 | 2 | WAT | HY | 5 | 5.3 | 0 | 32685.9375 |  |  | 32685.9375 | 0 |  | Electric Utility | N | OP |  | Non Combustion (NUC, WAT, WND, GEO, or SUN)
EXCLUDE | NH | Amoskeag | 2354 | 3 | WAT | HY | 5 | 5.3 | 0 | 32685.9375 |  |  | 32685.9375 | 0 |  | Electric Utility | N | OP |  | Non Combustion (NUC, WAT, WND, GEO, or SUN)
EXCLUDE | NH | Ayers Island | 2355 | 1 | WAT | HY | 2.8 | 2.8 | 0 | 16611.6667 |  |  | 16611.6667 | 0 |  | Electric Utility | N | OP |  | Non Combustion (NUC, WAT, WND, GEO, or SUN)
EXCLUDE | NH | Ayers Island | 2355 | 2 | WAT | HY | 2.8 | 2.8 | 0 | 16611.6667 |  |  | 16611.6667 | 0 |  | Electric Utility | N | OP |  | Non Combustion (NUC, WAT, WND, GEO, or SUN)
EXCLUDE | NH | Ayers Island | 2355 | 3 | WAT | HY | 2.8 | 2.8 | 0 | 16611.6667 |  |  | 16611.6667 | 0 |  | Electric Utility | N | OP |  | Non Combustion (NUC, WAT, WND, GEO, or SUN)
EXCLUDE | NH | Berlin Gorham | 54639 | CAS1 | WAT | HY | 2.4 | 2.4 | 0 | 13564.2772 |  |  | 13564.2772 | 0 |  | IPP Non-CHP | N | OP |  | Non Combustion (NUC, WAT, WND, GEO, or SUN)
EXCLUDE | NH | Berlin Gorham | 54639 | CAS2 | WAT | HY | 2.4 | 2.4 | 0 | 13564.2772 |  |  | 13564.2772 | 0 |  | IPP Non-CHP | N | OP |  | Non Combustion (NUC, WAT, WND, GEO, or SUN)
EXCLUDE | NH | Berlin Gorham | 54639 | CAS3 | WAT | HY | 3.1 | 3.1 | 0 | 17520.5248 |  |  | 17520.5248 | 0 |  | IPP Non-CHP | N | OP |  | Non Combustion (NUC, WAT, WND, GEO, or SUN)
EXCLUDE | NH | Berlin Gorham | 54639 | GOR1 | WAT | HY | 1.2 | 1.2 | 0 | 6782.1386 |  |  | 6782.1386 | 0 |  | IPP Non-CHP | N | OS |  | Non Combustion (NUC, WAT, WND, GEO, or SUN)
EXCLUDE | NH | Berlin Gorham | 54639 | GOR2 | WAT | HY | 1.2 | 1.2 | 0 | 6782.1386 |  |  | 6782.1386 | 0 |  | IPP Non-CHP | N | OP |  | Non Combustion (NUC, WAT, WND, GEO, or SUN)
EXCLUDE | NH | Berlin Gorham | 54639 | GOR3 | WAT | HY | 1.2 | 1.2 | 0 | 6782.1386 |  |  | 6782.1386 | 0 |  | IPP Non-CHP | N | OP |  | Non Combustion (NUC, WAT, WND, GEO, or SUN)
EXCLUDE | NH | Berlin Gorham | 54639 | GOR4 | WAT | HY | 1.2 | 1.2 | 0 | 6782.1386 |  |  | 6782.1386 | 0 |  | IPP Non-CHP | N | OP |  | Non Combustion (NUC, WAT, WND, GEO, or SUN)
EXCLUDE | NH | Berlin Gorham | 54639 | RS1 | WAT | HY | 3.8 | 3.8 | 0 | 21476.7723 |  |  | 21476.7723 | 0 |  | IPP Non-CHP | N | OP |  | Non Combustion (NUC, WAT, WND, GEO, or SUN)
EXCLUDE | NH | Berlin Gorham | 54639 | RS3 | WAT | HY | 4.1 | 4.1 | 0 | 23172.3069 |  |  | 23172.3069 | 0 |  | IPP Non-CHP | N | OP |  | Non Combustion (NUC, WAT, WND, GEO, or SUN)
EXCLUDE | NH | Berlin Gorham | 54639 | SH2 | WAT | HY | 0.9 | 0.9 | 0 | 5086.604 |  |  | 5086.604 | 0 |  | IPP Non-CHP | N | OP |  | Non Combustion (NUC, WAT, WND, GEO, or SUN)
EXCLUDE | NH | Berlin Gorham | 54639 | SHL1 | WAT | HY | 0.9 | 0.9 | 0 | 5086.604 |  |  | 5086.604 | 0 |  | IPP Non-CHP | N | OP |  | Non Combustion (NUC, WAT, WND, GEO, or SUN)
EXCLUDE | NH | Berlin Gorham | 54639 | SHL3 | WAT | HY | 1.8 | 1.8 | 0 | 10173.2079 |  |  | 10173.2079 | 0 |  | IPP Non-CHP | N | OP |  | Non Combustion (NUC, WAT, WND, GEO, or SUN)
EXCLUDE | NH | Berlin Gorham | 54639 | SM1 | WAT | HY | 0.8 | 0.8 | 0 | 4521.4257 |  |  | 4521.4257 | 0 |  | IPP Non-CHP | N | OP |  | Non Combustion (NUC, WAT, WND, GEO, or SUN)
EXCLUDE | NH | Berlin Gorham | 54639 | SM2 | WAT | HY | 0.8 | 0.8 | 0 | 4521.4257 |  |  | 4521.4257 | 0 |  | IPP Non-CHP | N | OP |  | Non Combustion (NUC, WAT, WND, GEO, or SUN)
EXCLUDE | NH | Berlin Gorham | 54639 | SM3 | WAT | HY | 0.7 | 0.8 | 0 | 3956.2475 |  |  | 3956.2475 | 0 |  | IPP Non-CHP | N | OP |  | Non Combustion (NUC, WAT, WND, GEO, or SUN)
EXCLUDE | NH | Berlin Gorham | 54639 | SM4 | WAT | HY | 0.8 | 0.8 | 0 | 4521.4257 |  |  | 4521.4257 | 0 |  | IPP Non-CHP | N | OP |  | Non Combustion (NUC, WAT, WND, GEO, or SUN)
EXCLUDE | NH | Berlin Gorham | 54639 | XP1 | WAT | HY | 0.6 | 0.6 | 0 | 3391.0693 |  |  | 3391.0693 | 0 |  | IPP Non-CHP | N | OP |  | Non Combustion (NUC, WAT, WND, GEO, or SUN)
EXCLUDE | NH | Berlin Gorham | 54639 | XP2 | WAT | HY | 0.6 | 0.6 | 0 | 3391.0693 |  |  | 3391.0693 | 0 |  | IPP Non-CHP | N | OP |  | Non Combustion (NUC, WAT, WND, GEO, or SUN)
EXCLUDE | NH | Berlin Gorham | 54639 | XP3 | WAT | HY | 0.6 | 0.6 | 0 | 3391.0693 |  |  | 3391.0693 | 0 |  | IPP Non-CHP | N | OP |  | Non Combustion (NUC, WAT, WND, GEO, or SUN)
EXCLUDE | NH | Berlin Gorham | 54639 | XP4 | WAT | HY | 0.5 | 0.5 | 0 | 2825.8911 |  |  | 2825.8911 | 0 |  | IPP Non-CHP | N | OP |  | Non Combustion (NUC, WAT, WND, GEO, or SUN)
EXCLUDE | NH | Berlin Gorham | 54639 | XP5 | WAT | HY | 0.7 | 0.7 | 0 | 3956.2475 |  |  | 3956.2475 | 0 |  | IPP Non-CHP | N | OP |  | Non Combustion (NUC, WAT, WND, GEO, or SUN)
EXCLUDE | NH | Bridgewater Power LP | 10290 | GEN1 | WDS | ST | 20 | 16 | 0 | 112569 |  |  | 112569 | 183207.7446 |  | IPP Non-CHP | N | OP |  | Non Fossil fuel type
EXCLUDE | NH | China Mill Hydro | 50103 | GEN1 | WAT | HY | 1.7 | 1.7 | 0 | 2271 |  |  | 2271 | 0 |  | IPP Non-CHP | N | OP |  | Non Combustion (NUC, WAT, WND, GEO, or SUN)
EXCLUDE | NH | Clement Dam Hydro LLC | 10276 | 49 | WAT | HY | 2.4 | 1.3 | 0 | 12603 |  |  | 12603 | 0 |  | IPP Non-CHP | N | OP |  | Non Combustion (NUC, WAT, WND, GEO, or SUN)
EXCLUDE | NH | Comerford | 2349 | GEN1 | WAT | HY | 35.1 | 24.5 | 0 | 99568 |  |  | 99568 | 0 |  | IPP Non-CHP | N | OP |  | Non Combustion (NUC, WAT, WND, GEO, or SUN)
EXCLUDE | NH | Comerford | 2349 | GEN2 | WAT | HY | 35.1 | 40.1 | 0 | 99568 |  |  | 99568 | 0 |  | IPP Non-CHP | N | OP |  | Non Combustion (NUC, WAT, WND, GEO, or SUN)
EXCLUDE | NH | Comerford | 2349 | GEN3 | WAT | HY | 35.1 | 40.1 | 0 | 99568 |  |  | 99568 | 0 |  | IPP Non-CHP | N | OP |  | Non Combustion (NUC, WAT, WND, GEO, or SUN)
EXCLUDE | NH | Comerford | 2349 | GEN4 | WAT | HY | 35.1 | 40.1 | 0 | 99568 |  |  | 99568 | 0 |  | IPP Non-CHP | N | OP |  | Non Combustion (NUC, WAT, WND, GEO, or SUN)
EXCLUDE | NH | Crotched Mountain Rehabilitation Center | 54515 | GEN1 | DFO | IC | 0.7 | 0.7 | 0 | 0 | 0.99543 | 0 | 0 | 0 |  | Commercial CHP | Y | SB |  | Internal Combustion (PRMVR=IC)
EXCLUDE | NH | Crotched Mountain Rehabilitation Center | 54515 | GEN2 | DFO | IC | 0.7 | 0.7 | 0 | 0 | 0.99543 | 0 | 0 | 0 |  | Commercial CHP | Y | SB |  | Internal Combustion (PRMVR=IC)
EXCLUDE | NH | Crotched Mountain Rehabilitation Center | 54515 | GEN3 | DFO | IC | 0.7 | 0.7 | 0 | 0 | 0.99543 | 0 | 0 | 0 |  | Commercial CHP | Y | SB |  | Internal Combustion (PRMVR=IC)
EXCLUDE | NH | Dartmouth College Heating Plant | 54409 | GEN1 | RFO | ST | 2 | 2 | 0 | 5118.5714 | 0.11361 | 181686.252 | 45055.4674 | 16345.1342 |  | Commercial CHP | Y | OP |  | Steam unit (PRMVR=ST) under 25MW/250 MMBtu/hr
EXCLUDE | NH | Dartmouth College Heating Plant | 54409 | GEN2 | RFO | ST | 2 | 2 | 0 | 5118.5714 | 0.11361 | 181686.252 | 45055.4674 | 16345.1342 |  | Commercial CHP | Y | OP |  | Steam unit (PRMVR=ST) under 25MW/250 MMBtu/hr
EXCLUDE | NH | Dartmouth College Heating Plant | 54409 | GEN3 | RFO | ST | 3 | 3 | 0 | 7677.8571 | 0.11361 | 272529.3781 | 67583.2011 | 24517.7014 |  | Commercial CHP | Y | OP |  | Steam unit (PRMVR=ST) under 25MW/250 MMBtu/hr
EXCLUDE | NH | DG Whitefield LLC | 10839 | GEN1 | WDS | ST | 19.9 | 17 | 0 | 130905 |  |  | 130905 | 178217.6006 |  | IPP Non-CHP | N | OP |  | Non Fossil fuel type
EXCLUDE | NH | Dodge Falls Associates | 10526 | 1UNI | WAT | HY | 5 | 5 | 0 | 27513 |  |  | 27513 | 0 |  | IPP Non-CHP | N | OP |  | Non Combustion (NUC, WAT, WND, GEO, or SUN)
EXCLUDE | NH | Dunbarton Energy Partners LP | 55779 | MA1 | LFG | IC | 0.7 | 0.6 | 0 | 0 |  |  | 0 | 0 |  | IPP Non-CHP | N | SB | 2012 | Internal Combustion (PRMVR=IC)
EXCLUDE | NH | Dunbarton Energy Partners LP | 55779 | MA2 | LFG | IC | 0.7 | 0.6 | 0 | 0 |  |  | 0 | 0 |  | IPP Non-CHP | N | SB | 2012 | Internal Combustion (PRMVR=IC)
EXCLUDE | NH | Durgin & Crowell Lumber | 54870 | 277 | DFO | IC | 1.3 | 1.3 | 0 | 0 |  |  | 0 | 0 |  | Industrial Non-CHP | N | RE | 2004 | Internal Combustion (PRMVR=IC)
EXCLUDE | NH | Durgin & Crowell Lumber | 54870 | 279 | DFO | IC | 1.3 | 1.3 | 0 | 0 |  |  | 0 | 0 |  | Industrial Non-CHP | N | RE | 2003 | Internal Combustion (PRMVR=IC)
EXCLUDE | NH | Durgin & Crowell Lumber | 54870 | 284 | DFO | IC | 1.3 | 1.3 | 0 | 0 |  |  | 0 | 0 |  | Industrial Non-CHP | N | RE | 2009 | Internal Combustion (PRMVR=IC)
EXCLUDE | NH | Durgin & Crowell Lumber | 54870 | 3306 | DFO | IC | 0.2 | 0.2 | 0 | 0 |  |  | 0 | 0 |  | Industrial Non-CHP | N | SB |  | Internal Combustion (PRMVR=IC)
EXCLUDE | NH | Durgin & Crowell Lumber | 54870 | 3413 | DFO | IC | 0.7 | 0.7 | 0 | 0 |  |  | 0 | 0 |  | Industrial Non-CHP | N | RE | 2009 | Internal Combustion (PRMVR=IC)
EXCLUDE | NH | Durgin & Crowell Lumber | 54870 | 3512 | DFO | IC | 1.3 | 1.3 | 0 | 0 |  |  | 0 | 0 |  | Industrial Non-CHP | N | RE | 2011 | Internal Combustion (PRMVR=IC)
EXCLUDE | NH | Eastman Falls | 2356 | 1 | WAT | HY | 1.8 | 1.8 | 0 | 8136.2813 |  |  | 8136.2813 | 0 |  | Electric Utility | N | OP |  | Non Combustion (NUC, WAT, WND, GEO, or SUN)
EXCLUDE | NH | Eastman Falls | 2356 | 2 | WAT | HY | 4.6 | 3.8 | 0 | 20792.7188 |  |  | 20792.7188 | 0 |  | Electric Utility | N | OP |  | Non Combustion (NUC, WAT, WND, GEO, or SUN)
EXCLUDE | NH | EHC West Hopkinton | 54384 | GEN1 | WAT | HY | 1 | 1 | 0 | 3323 |  |  | 3323 | 0 |  | IPP Non-CHP | N | OP |  | Non Combustion (NUC, WAT, WND, GEO, or SUN)
EXCLUDE | NH | Errol Hydroelectric Project | 10570 | 1 | WAT | HY | 3 | 3 | 0 | 18432 |  |  | 18432 | 0 |  | IPP Non-CHP | N | OP |  | Non Combustion (NUC, WAT, WND, GEO, or SUN)
EXCLUDE | NH | Franklin Industrial Complex | 10109 | 1 | WAT | HY | 1.5 | 0.4 | 0 | 6801.1765 |  |  | 6801.1765 | 0 |  | IPP Non-CHP | N | OP |  | Non Combustion (NUC, WAT, WND, GEO, or SUN)
EXCLUDE | NH | Franklin Industrial Complex | 10109 | 2 | WAT | HY | 0.2 |  | 0 | 906.8235 |  |  | 906.8235 | 0 |  | IPP Non-CHP | N | OP |  | Non Combustion (NUC, WAT, WND, GEO, or SUN)
EXCLUDE | NH | Garvins Falls | 2357 | 1 | WAT | HY | 3.4 | 3.4 | 0 | 14767.5161 |  |  | 14767.5161 | 0 |  | Electric Utility | N | OP |  | Non Combustion (NUC, WAT, WND, GEO, or SUN)
EXCLUDE | NH | Garvins Falls | 2357 | 2 | WAT | HY | 3.4 | 3.3 | 0 | 14767.5161 |  |  | 14767.5161 | 0 |  | Electric Utility | N | OP |  | Non Combustion (NUC, WAT, WND, GEO, or SUN)
EXCLUDE | NH | Garvins Falls | 2357 | 3 | WAT | HY | 2.4 | 2.4 | 0 | 10424.129 |  |  | 10424.129 | 0 |  | Electric Utility | N | OP |  | Non Combustion (NUC, WAT, WND, GEO, or SUN)
EXCLUDE | NH | Garvins Falls | 2357 | 4 | WAT | HY | 3.2 | 3.2 | 0 | 13898.8387 |  |  | 13898.8387 | 0 |  | Electric Utility | N | OP |  | Non Combustion (NUC, WAT, WND, GEO, or SUN)
EXCLUDE | NH | General Electric Great Falls Upper Hydro | 10059 | 500 | WAT | HY | 0.5 | 0.5 | 0 | 976.1364 |  |  | 976.1364 | 0 |  | Industrial Non-CHP | N | OP |  | Non Combustion (NUC, WAT, WND, GEO, or SUN)
EXCLUDE | NH | General Electric Great Falls Upper Hydro | 10059 | 1575 | WAT | HY | 1.7 | 0.1 | 0 | 3318.8636 |  |  | 3318.8636 | 0 |  | Industrial Non-CHP | N | OP |  | Non Combustion (NUC, WAT, WND, GEO, or SUN)
EXCLUDE | NH | Gorham | 2358 | 1 | WAT | HY | 0.4 | 0.4 | 0 | 2195.0909 |  |  | 2195.0909 | 0 |  | Electric Utility | N | OP |  | Non Combustion (NUC, WAT, WND, GEO, or SUN)
EXCLUDE | NH | Gorham | 2358 | 2 | WAT | HY | 0.4 | 0.4 | 0 | 2195.0909 |  |  | 2195.0909 | 0 |  | Electric Utility | N | OP |  | Non Combustion (NUC, WAT, WND, GEO, or SUN)
EXCLUDE | NH | Gorham | 2358 | 3 | WAT | HY | 0.7 | 0.6 | 0 | 3841.4091 |  |  | 3841.4091 | 0 |  | Electric Utility | N | OP |  | Non Combustion (NUC, WAT, WND, GEO, or SUN)
EXCLUDE | NH | Gorham | 2358 | 4 | WAT | HY | 0.7 | 0.6 | 0 | 3841.4091 |  |  | 3841.4091 | 0 |  | Electric Utility | N | OP |  | Non Combustion (NUC, WAT, WND, GEO, or SUN)
NGCC | NH | Granite Ridge | 55170 | CT11 | NG | CC | 300 | 222 | 2849 | 1279940.3333 |  |  | 1279940.3333 | 562408.042 |  | Electric Utility/IPP Non-CHP | N | OP
NGCC | NH | Granite Ridge | 55170 | CT12 | NG | CC | 300 | 222 | 2849 | 1279940.3333 |  |  | 1279940.3333 | 562408.042 |  | Electric Utility/IPP Non-CHP | N | OP
NGCC | NH | Granite Ridge | 55170 | STG | NG | CC | 300 | 234 | 2849 | 1279940.3333 |  |  | 1279940.3333 | 562408.042 |  | Electric Utility/IPP Non-CHP | N | OP
EXCLUDE | NH | Grant Reliable Power | 58004 | 1 | WND | WT | 99 | 99 | 0 | 0 |  |  | 0 | 0 |  | IPP Non-CHP | N | TS |  | Non Combustion (NUC, WAT, WND, GEO, or SUN)
EXCLUDE | NH | Gregg Falls | 50384 | 1 | WAT | HY | 2.1 | 0.8 | 0 | 8813.2059 |  |  | 8813.2059 | 0 |  | IPP Non-CHP | N | OP |  | Non Combustion (NUC, WAT, WND, GEO, or SUN)
EXCLUDE | NH | Gregg Falls | 50384 | 2 | WAT | HY | 1.3 | 0.5 | 0 | 5455.7941 |  |  | 5455.7941 | 0 |  | IPP Non-CHP | N | OP |  | Non Combustion (NUC, WAT, WND, GEO, or SUN)
EXCLUDE | NH | Groveton Paper Board | 56140 | TUR1 | NG | GT | 5 | 4 | 0 | 0 |  |  |  | 0 |  | Industrial CHP | Y | RE | 2006 | Simple Cycle Turbine (PRMVR=GT or OT) unit under 25MW
EXCLUDE | NH | Groveton Paper Board | 56140 | TUR2 | NG | GT | 5 | 4 | 0 | 0 |  |  |  | 0 |  | Industrial CHP | Y | RE | 2006 | Simple Cycle Turbine (PRMVR=GT or OT) unit under 25MW
EXCLUDE | NH | Hampton Facility | 10108 | GEN1 | DFO | IC | 0.5 | 0.5 | 0 | 0 | 0.37154 | 0 | 0 | 0 |  | Industrial CHP | Y | SB |  | Internal Combustion (PRMVR=IC)
EXCLUDE | NH | Hampton Facility | 10108 | GEN2 | DFO | IC | 0.5 | 0.5 | 0 | 0 | 0.37154 | 0 | 0 | 0 |  | Industrial CHP | Y | SB |  | Internal Combustion (PRMVR=IC)
EXCLUDE | NH | Hampton Facility | 10108 | GEN3 | DFO | IC | 0.7 | 0.7 | 0 | 0 | 0.37154 | 0 | 0 | 0 |  | Industrial CHP | Y | OP |  | Internal Combustion (PRMVR=IC)
EXCLUDE | NH | Hampton Facility | 10108 | GEN4 | DFO | IC | 0.7 | 0.7 | 0 | 0 | 0.37154 | 0 | 0 | 0 |  | Industrial CHP | Y | OP |  | Internal Combustion (PRMVR=IC)
EXCLUDE | NH | Hampton Facility | 10108 | GEN5 | DFO | IC | 0.7 | 0.7 | 0 | 0 | 0.37154 | 0 | 0 | 0 |  | Industrial CHP | Y | OP |  | Internal Combustion (PRMVR=IC)
EXCLUDE | NH | Hampton Facility | 10108 | GEN6 | DFO | IC | 0.7 | 0.7 | 0 | 0 | 0.37154 | 0 | 0 | 0 |  | Industrial CHP | Y | SB |  | Internal Combustion (PRMVR=IC)
EXCLUDE | NH | Hampton Facility | 10108 | GEN8 | NG | GT | 5 | 3.8 | 0 | 26094 | 0.37163 | 200719.4114 | 70214.6209 | 20413.3015 |  | Industrial CHP | Y | OP |  | Simple Cycle Turbine (PRMVR=GT or OT) unit under 25MW
EXCLUDE | NH | Hillsborough Hosiery | 10036 | GEN1 | WAT | HY | 0.6 | 0.6 | 0 | 243.5 |  |  | 243.5 | 0 |  | IPP Non-CHP | N | OA |  | Non Combustion (NUC, WAT, WND, GEO, or SUN)
EXCLUDE | NH | Hillsborough Hosiery | 10036 | GEN2 | WAT | HY | 0.6 | 0.6 | 0 | 243.5 |  |  | 243.5 | 0 |  | IPP Non-CHP | N | OA |  | Non Combustion (NUC, WAT, WND, GEO, or SUN)
EXCLUDE | NH | Hooksett | 2359 | 1 | WAT | HY | 1.6 | 1.6 | 0 | 7911 |  |  | 7911 | 0 |  | Electric Utility | N | OP |  | Non Combustion (NUC, WAT, WND, GEO, or SUN)
EXCLUDE | NH | Jackman | 2360 | 1 | WAT | HY | 3.2 | 3.6 | 0 | 16240 |  |  | 16240 | 0 |  | Electric Utility | N | OP |  | Non Combustion (NUC, WAT, WND, GEO, or SUN)
EXCLUDE | NH | Lempster Wind LLC | 56399 | 1 | WND | WT | 24 | 24 | 0 | 66092 |  |  | 66092 | 0 |  | IPP Non-CHP | N | OP |  | Non Combustion (NUC, WAT, WND, GEO, or SUN)
EXCLUDE | NH | Lochmere Hydroelectric Plant | 54572 | UNT1 | WAT | HY | 0.3 | 0.1 | 0 | 1148.75 |  |  | 1148.75 | 0 |  | IPP Non-CHP | N | OP |  | Non Combustion (NUC, WAT, WND, GEO, or SUN)
EXCLUDE | NH | Lochmere Hydroelectric Plant | 54572 | UNT2 | WAT | HY | 0.3 | 0.1 | 0 | 1148.75 |  |  | 1148.75 | 0 |  | IPP Non-CHP | N | OP |  | Non Combustion (NUC, WAT, WND, GEO, or SUN)
EXCLUDE | NH | Lochmere Hydroelectric Plant | 54572 | UNT3 | WAT | HY | 0.3 | 0.1 | 0 | 1148.75 |  |  | 1148.75 | 0 |  | IPP Non-CHP | N | OP |  | Non Combustion (NUC, WAT, WND, GEO, or SUN)
EXCLUDE | NH | Lochmere Hydroelectric Plant | 54572 | UNT4 | WAT | HY | 0.3 | 0.1 | 0 | 1148.75 |  |  | 1148.75 | 0 |  | IPP Non-CHP | N | OP |  | Non Combustion (NUC, WAT, WND, GEO, or SUN)
EXCLUDE | NH | Lost Nation | 2362 | GT1 | DFO | GT | 18 | 14 | 260 | 132 |  |  | 132 | 169.5667 |  | Electric Utility | N | OP |  | Simple Cycle Turbine (PRMVR=GT or OT) unit under 25MW
EXCLUDE | NH | Lower Village Water Power Project | 50285 | 1 | WAT | HY | 0.6 | 0.6 | 0 | 1139 |  |  | 1139 | 0 |  | IPP Non-CHP | N | OP |  | Non Combustion (NUC, WAT, WND, GEO, or SUN)
EXCLUDE | NH | Lower Village Water Power Project | 50285 | 2 | WAT | HY | 0.6 | 0.6 | 0 | 1139 |  |  | 1139 | 0 |  | IPP Non-CHP | N | OP |  | Non Combustion (NUC, WAT, WND, GEO, or SUN)
EXCLUDE | NH | Mascoma Hydro | 54471 | 1 | WAT | HY | 0.5 | 0.5 | 0 | 1673 |  |  | 1673 | 0 |  | IPP Non-CHP | N | OP |  | Non Combustion (NUC, WAT, WND, GEO, or SUN)
EXCLUDE | NH | Mascoma Hydro | 54471 | 2 | WAT | HY | 0.5 | 0.5 | 0 | 1673 |  |  | 1673 | 0 |  | IPP Non-CHP | N | OP |  | Non Combustion (NUC, WAT, WND, GEO, or SUN)
EXCLUDE | NH | Mascoma Hydro | 54471 | 3 | WAT | HY | 0.5 | 0.5 | 0 | 1673 |  |  | 1673 | 0 |  | IPP Non-CHP | N | OP |  | Non Combustion (NUC, WAT, WND, GEO, or SUN)
EXCLUDE | NH | Mcindoes | 6483 | GEN1 | WAT | HY | 2.6 | 3.3 | 0 | 12281.25 |  |  | 12281.25 | 0 |  | IPP Non-CHP | N | OP |  | Non Combustion (NUC, WAT, WND, GEO, or SUN)
EXCLUDE | NH | Mcindoes | 6483 | GEN2 | WAT | HY | 2.6 | 3.3 | 0 | 12281.25 |  |  | 12281.25 | 0 |  | IPP Non-CHP | N | OP |  | Non Combustion (NUC, WAT, WND, GEO, or SUN)
EXCLUDE | NH | Mcindoes | 6483 | GEN3 | WAT | HY | 2.6 | 3.3 | 0 | 12281.25 |  |  | 12281.25 | 0 |  | IPP Non-CHP | N | OP |  | Non Combustion (NUC, WAT, WND, GEO, or SUN)
EXCLUDE | NH | Mcindoes | 6483 | GEN4 | WAT | HY | 2.6 | 3.3 | 0 | 12281.25 |  |  | 12281.25 | 0 |  | IPP Non-CHP | N | OP |  | Non Combustion (NUC, WAT, WND, GEO, or SUN)
COALST | NH | Merrimack | 2364 | 1 | BIT | ST | 113.6 | 112.5 | 1400 | 577802 |  |  | 577802 | 692673.059 |  | Electric Utility | N | OP
COALST | NH | Merrimack | 2364 | 2 | BIT | ST | 345.6 | 338.4 | 4090 | 1404996 |  |  | 1404996 | 1523636.424 |  | Electric Utility | N | OP
EXCLUDE | NH | Merrimack | 2364 | GT1 | JF | GT | 18.6 | 16.8 | 239 | 134 |  |  | 134 | 161.7099 |  | Electric Utility | N | OP |  | Simple Cycle Turbine (PRMVR=GT or OT) unit under 25MW
EXCLUDE | NH | Merrimack | 2364 | GT2 | JF | GT | 18.6 | 16.8 | 239 | 134 |  |  | 134 | 161.7099 |  | Electric Utility | N | OP |  | Simple Cycle Turbine (PRMVR=GT or OT) unit under 25MW
EXCLUDE | NH | Milton Hydro | 10519 | 1 | WAT | HY | 0.2 |  | 0 | 0 |  |  | 0 | 0 |  | IPP Non-CHP | N | OS |  | Non Combustion (NUC, WAT, WND, GEO, or SUN)
EXCLUDE | NH | Milton Hydro | 10519 | 2 | WAT | HY | 0.4 | 0.1 | 0 | 0 |  |  | 0 | 0 |  | IPP Non-CHP | N | OS |  | Non Combustion (NUC, WAT, WND, GEO, or SUN)
EXCLUDE | NH | Milton Hydro | 10519 | 3 | WAT | HY | 0.3 | 0.1 | 0 | 0 |  |  | 0 | 0 |  | IPP Non-CHP | N | OS |  | Non Combustion (NUC, WAT, WND, GEO, or SUN)
EXCLUDE | NH | Milton Hydro | 10519 | 4 | WAT | HY | 0.5 | 0.1 | 0 | 0 |  |  | 0 | 0 |  | IPP Non-CHP | N | OS |  | Non Combustion (NUC, WAT, WND, GEO, or SUN)
EXCLUDE | NH | Mine Falls Generating Station | 10183 | GEN1 | WAT | HY | 1.5 | 0.8 | 0 | 7806 |  |  | 7806 | 0 |  | IPP Non-CHP | N | OP |  | Non Combustion (NUC, WAT, WND, GEO, or SUN)
EXCLUDE | NH | Mine Falls Generating Station | 10183 | GEN2 | WAT | HY | 1.5 | 0.8 | 0 | 7806 |  |  | 7806 | 0 |  | IPP Non-CHP | N | OP |  | Non Combustion (NUC, WAT, WND, GEO, or SUN)
NGCC | NH | NAEA Newington Power | 55661 | GT-1 | NG | CC | 185.6 | 152 | 2076 | 831490.1328 |  |  | 831490.1328 | 362080.1227 |  | Electric Utility/IPP Non-CHP | N | OP
NGCC | NH | NAEA Newington Power | 55661 | GT-2 | NG | CC | 185.6 | 152 | 2076 | 831490.1328 |  |  | 831490.1328 | 362080.1227 |  | Electric Utility/IPP Non-CHP | N | OP
NGCC | NH | NAEA Newington Power | 55661 | ST | NG | CC | 234.3 | 221 | 2076 | 1049666.6924 |  |  | 1049666.6924 | 457087.1376 |  | Electric Utility/IPP Non-CHP | N | OP
EXCLUDE | NH | Nashua Plant | 55006 | UNT1 | LFG | IC | 2.2 | 2 | 0 | 0 |  |  | 0 | 0 |  | IPP Non-CHP | N | OP |  | Internal Combustion (PRMVR=IC)
EXCLUDE | NH | Nashua Plant | 55006 | UNT2 | LFG | IC | 0.8 | 0.7 | 0 | 0 |  |  | 0 | 0 |  | IPP Non-CHP | N | OP |  | Internal Combustion (PRMVR=IC)
EXCLUDE | NH | Newfound Hydroelectric | 50324 | 1 | WAT | HY | 0.7 | 0.7 | 0 | 2440.5 |  |  | 2440.5 | 0 |  | IPP Non-CHP | N | OP |  | Non Combustion (NUC, WAT, WND, GEO, or SUN)
EXCLUDE | NH | Newfound Hydroelectric | 50324 | 2 | WAT | HY | 0.7 | 0.7 | 0 | 2440.5 |  |  | 2440.5 | 0 |  | IPP Non-CHP | N | OP |  | Non Combustion (NUC, WAT, WND, GEO, or SUN)
OGST | NH | Newington | 8002 | 1 | NG | ST | 414 | 400.2 | 5469.5 | 125215 |  |  | 125215 | 127608.15 |  | Electric Utility | N | OP
EXCLUDE | NH | Pembroke Hydro | 50312 | 1 | WAT | HY | 2.7 | 1.1 | 0 | 12506 |  |  | 12506 | 0 |  | IPP Non-CHP | N | OP |  | Non Combustion (NUC, WAT, WND, GEO, or SUN)
EXCLUDE | NH | Penacook Lower Falls | 50353 | 1 | WAT | HY | 4.6 | 4.6 | 0 | 27608 |  |  | 27608 | 0 |  | IPP Non-CHP | N | OP |  | Non Combustion (NUC, WAT, WND, GEO, or SUN)
EXCLUDE | NH | Penacook Upper Falls Hydro | 50414 | 1 | WAT | HY | 3.4 | 3.4 | 0 | 19418 |  |  | 19418 | 0 |  | IPP Non-CHP | N | OP |  | Non Combustion (NUC, WAT, WND, GEO, or SUN)
EXCLUDE | NH | Pinetree Power | 50208 | GEN1 | WDS | ST | 17.5 | 15 | 0 | 94821 |  |  | 94821 | 159149.4728 |  | IPP Non-CHP | N | OP |  | Non Fossil fuel type
EXCLUDE | NH | Pinetree Power Tamworth | 50739 | GEN1 | WDS | ST | 25 | 20 | 0 | 149122 |  |  | 149122 | 258602.385 |  | IPP Non-CHP | N | OP |  | Non Fossil fuel type
EXCLUDE | NH | Plymouth State College Cogeneration | 54803 | A | DFO | IC | 1.2 | 1.2 | 0 | 0 | 0.057143 | 0 | 0 | 0 |  | Commercial CHP | Y | OP |  | Internal Combustion (PRMVR=IC)
EXCLUDE | NH | Plymouth State College Cogeneration | 54803 | B | DFO | IC | 1.6 | 1.6 | 0 | 0 |  |  | 0 | 0 |  | Commercial CHP | N | OP |  | Internal Combustion (PRMVR=IC)
EXCLUDE | NH | Pontook Hydro Facility | 50741 | GEN1 | WAT | HY | 3.5 | 3.5 | 0 | 24419.6667 |  |  | 24419.6667 | 0 |  | IPP Non-CHP | N | OP |  | Non Combustion (NUC, WAT, WND, GEO, or SUN)
EXCLUDE | NH | Pontook Hydro Facility | 50741 | GEN2 | WAT | HY | 3.5 | 3.5 | 0 | 24419.6667 |  |  | 24419.6667 | 0 |  | IPP Non-CHP | N | OP |  | Non Combustion (NUC, WAT, WND, GEO, or SUN)
EXCLUDE | NH | Pontook Hydro Facility | 50741 | GEN3 | WAT | HY | 3.5 | 3.5 | 0 | 24419.6667 |  |  | 24419.6667 | 0 |  | IPP Non-CHP | N | OP |  | Non Combustion (NUC, WAT, WND, GEO, or SUN)
EXCLUDE | NH | Rolfe Canal Hydro | 50351 | 1 | WAT | HY | 4.3 | 4.3 | 0 | 26663 |  |  | 26663 | 0 |  | IPP Non-CHP | N | OP |  | Non Combustion (NUC, WAT, WND, GEO, or SUN)
EXCLUDE | NH | Rollinsford | 54418 | GEN1 | WAT | HY | 0.7 | 0.7 | 0 | 3277 |  |  | 3277 | 0 |  | IPP Non-CHP | N | OP |  | Non Combustion (NUC, WAT, WND, GEO, or SUN)
EXCLUDE | NH | Rollinsford | 54418 | GEN2 | WAT | HY | 0.7 | 0.7 | 0 | 3277 |  |  | 3277 | 0 |  | IPP Non-CHP | N | OP |  | Non Combustion (NUC, WAT, WND, GEO, or SUN)
EXCLUDE | NH | S C Moore | 2351 | GEN1 | WAT | HY | 35.1 | 48.6 | 0 | 83040.5 |  |  | 83040.5 | 0 |  | IPP Non-CHP | N | OP |  | Non Combustion (NUC, WAT, WND, GEO, or SUN)
EXCLUDE | NH | S C Moore | 2351 | GEN2 | WAT | HY | 35.1 | 48.6 | 0 | 83040.5 |  |  | 83040.5 | 0 |  | IPP Non-CHP | N | OP |  | Non Combustion (NUC, WAT, WND, GEO, or SUN)
EXCLUDE | NH | S C Moore | 2351 | GEN3 | WAT | HY | 35.1 | 48.6 | 0 | 83040.5 |  |  | 83040.5 | 0 |  | IPP Non-CHP | N | OP |  | Non Combustion (NUC, WAT, WND, GEO, or SUN)
EXCLUDE | NH | S C Moore | 2351 | GEN4 | WAT | HY | 35.1 | 48.6 | 0 | 83040.5 |  |  | 83040.5 | 0 |  | IPP Non-CHP | N | OP |  | Non Combustion (NUC, WAT, WND, GEO, or SUN)
COALST | NH | Schiller | 2367 | 4 | BIT | ST | 50 | 47.5 | 775 | 121262 |  |  | 121262 | 162099.168 |  | Electric Utility | N | OP
EXCLUDE | NH | Schiller | 2367 | 5 | WDS | ST | 50 | 43.1 | 775 | 298104 |  |  | 298104 | 471164.84 |  | Electric Utility | N | OP |  | Non Fossil fuel type
COALST | NH | Schiller | 2367 | 6 | BIT | ST | 50 | 47.9 | 775 | 107414 |  |  | 107414 | 150880.797 |  | Electric Utility | N | OP
EXCLUDE | NH | Schiller | 2367 | GT1 | JF | GT | 21.2 | 17 | 283 | 216 |  |  | 216 | 247.5154 |  | Electric Utility | N | OP |  | Simple Cycle Turbine (PRMVR=GT or OT) unit under 25MW
EXCLUDE | NH | Seabrook | 6115 | 1 | NUC | ST | 1242 | 1246.2 | 0 | 8362807 |  |  | 8362807 | 0 |  | IPP Non-CHP | N | OP |  | Non Combustion (NUC, WAT, WND, GEO, or SUN)
EXCLUDE | NH | Smith | 2368 | 1 | WAT | HY | 15 | 11.7 | 0 | 85464 |  |  | 85464 | 0 |  | Electric Utility | N | OP |  | Non Combustion (NUC, WAT, WND, GEO, or SUN)
EXCLUDE | NH | Somersworth Lower Great Dam | 50704 | GEN1 | WAT | HY | 1.3 | 1.2 | 0 | 5182 |  |  | 5182 | 0 |  | IPP Non-CHP | N | OP |  | Non Combustion (NUC, WAT, WND, GEO, or SUN)
EXCLUDE | NH | Springfield Power LLC | 10838 | GEN1 | WDS | ST | 16 | 16.1 | 0 | 138620 |  |  | 138620 | 202496.1931 |  | IPP Non-CHP | N | OP |  | Non Fossil fuel type
EXCLUDE | NH | Tillotson Rubber | 50095 | HG1 | WAT | HY | 0.1 | 0.1 | 0 | 622 |  |  | 622 | 0 |  | Industrial CHP | N | OP |  | Non Combustion (NUC, WAT, WND, GEO, or SUN)
EXCLUDE | NH | Tillotson Rubber | 50095 | IC1 | DFO | IC | 0.4 | 0.4 | 0 | 0 |  |  | 0 | 0 |  | Industrial CHP | N | SB |  | Internal Combustion (PRMVR=IC)
EXCLUDE | NH | Tillotson Rubber | 50095 | IC2 | DFO | IC | 0.6 | 0.6 | 0 | 0 |  |  | 0 | 0 |  | Industrial CHP | N | SB |  | Internal Combustion (PRMVR=IC)
EXCLUDE | NH | Tillotson Rubber | 50095 | TG2 | WDS | ST | 0.6 | 0.6 | 0 | 167.0769 | 0 |  |  | 4308.6237 |  | Industrial CHP | Y | OP |  | Non Fossil fuel type
EXCLUDE | NH | Tillotson Rubber | 50095 | TGI | WDS | ST | 0.7 | 0.7 | 0 | 194.9231 | 0 |  |  | 5026.7277 |  | Industrial CHP | Y | OP |  | Non Fossil fuel type
EXCLUDE | NH | Turnkey Landfill Gas Recovery | 54663 | GEN1 | LFG | IC | 0.8 | 0.8 | 0 | 0 |  |  | 0 | 0 |  | IPP Non-CHP | N | OP |  | Internal Combustion (PRMVR=IC)
EXCLUDE | NH | Turnkey Landfill Gas Recovery | 54663 | GEN2 | LFG | IC | 0.8 | 0.8 | 0 | 0 |  |  | 0 | 0 |  | IPP Non-CHP | N | OP |  | Internal Combustion (PRMVR=IC)
EXCLUDE | NH | Turnkey Landfill Gas Recovery | 54663 | GEN3 | LFG | IC | 0.8 | 0.8 | 0 | 0 |  |  | 0 | 0 |  | IPP Non-CHP | N | OP |  | Internal Combustion (PRMVR=IC)
EXCLUDE | NH | Turnkey Landfill Gas Recovery | 54663 | GEN4 | LFG | IC | 0.8 | 0.8 | 0 | 0 |  |  | 0 | 0 |  | IPP Non-CHP | N | OP |  | Internal Combustion (PRMVR=IC)
EXCLUDE | NH | Turnkey Landfill Gas Recovery | 54663 | GEN5 | LFG | GT | 3 | 2.9 | 0 | 11100.5 |  |  | 11100.5 | 11969.7587 |  | IPP Non-CHP | N | OP |  | Non Fossil fuel type
EXCLUDE | NH | Turnkey Landfill Gas Recovery | 54663 | GEN6 | LFG | GT | 3 | 2.9 | 0 | 11100.5 |  |  | 11100.5 | 11969.7587 |  | IPP Non-CHP | N | OP |  | Non Fossil fuel type
EXCLUDE | NH | Wheelabrator Claremont Facility | 50872 | GEN1 | MSB | ST | 4.5 | 4.5 | 0 | 29125 |  |  | 29125 | 78468.1704 |  | IPP Non-CHP | N | OP |  | Non Fossil fuel type
EXCLUDE | NH | Wheelabrator Concord Facility | 50873 | GEN1 | MSB | ST | 14 | 12 | 0 | 101122 |  |  | 101122 | 210789.1827 |  | IPP Non-CHP | N | OP |  | Non Fossil fuel type
EXCLUDE | NH | White Lake | 2369 | GT1 | JF | GT | 18.6 | 17.5 | 241 | 181 |  |  | 181 | 172.6302 |  | Electric Utility | N | OP |  | Simple Cycle Turbine (PRMVR=GT or OT) unit under 25MW
EXCLUDE | NJ | 145 Talmadge Solar | 57458 | 1 | SUN | PV | 3.8 | 3.8 | 0 | 3598 |  |  | 3598 | 0 |  | IPP Non-CHP | N | OP |  | Non Combustion (NUC, WAT, WND, GEO, or SUN)
EXCLUDE | NJ | AC Landfill Energy LLC | 57845 | UNIT1 | LFG | IC | 1.6 | 1.6 | 0 | 0 |  |  | 0 | 0 |  | Commercial Non-CHP | N | OP |  | Internal Combustion (PRMVR=IC)
EXCLUDE | NJ | AC Landfill Energy LLC | 57845 | UNIT2 | LFG | IC | 1.9 | 1.9 | 0 | 0 |  |  | 0 | 0 |  | Commercial Non-CHP | N | OP |  | Internal Combustion (PRMVR=IC)
EXCLUDE | NJ | AC Landfill Energy LLC | 57845 | UNIT3 | LFG | IC | 1.9 | 1.9 | 0 | 0 |  |  | 0 | 0 |  | Commercial Non-CHP | N | OP |  | Internal Combustion (PRMVR=IC)
EXCLUDE | NJ | Anheuser-Busch Newark Brewery | 54913 | GEN1 | NG | GT | 6.5 | 6.5 | 0 | 0 | 0 |  |  | 0 |  | Industrial CHP | Y | RE | 2004 | Simple Cycle Turbine (PRMVR=GT or OT) unit under 25MW
EXCLUDE | NJ | Anheuser-Busch Newark Brewery | 54913 | GEN2 | NG | GT | 6.5 | 6.5 | 0 | 0 | 0 |  |  | 0 |  | Industrial CHP | Y | RE | 2004 | Simple Cycle Turbine (PRMVR=GT or OT) unit under 25MW
EXCLUDE | NJ | Asbury Park Press | 10157 | ENG1 | NG | IC | 0.7 | 0.7 | 0 | 0 | 0.41401 | 0 | 0 | 0 |  | Industrial CHP | Y | OP |  | Internal Combustion (PRMVR=IC)
EXCLUDE | NJ | Asbury Park Press | 10157 | ENG2 | NG | IC | 0.7 | 0.7 | 0 | 0 | 0.41401 | 0 | 0 | 0 |  | Industrial CHP | Y | OP |  | Internal Combustion (PRMVR=IC)
EXCLUDE | NJ | Atlantic City Convention Center | 56900 | 1 | SUN | PV | 0.5 | 0.5 | 0 | 767.25 |  |  | 767.25 | 0 |  | Commercial Non-CHP | N | OP |  | Non Combustion (NUC, WAT, WND, GEO, or SUN)
EXCLUDE | NJ | Atlantic City Convention Center | 56900 | 2 | SUN | PV | 0.5 | 0.5 | 0 | 767.25 |  |  | 767.25 | 0 |  | Commercial Non-CHP | N | OP |  | Non Combustion (NUC, WAT, WND, GEO, or SUN)
EXCLUDE | NJ | Atlantic City Convention Center | 56900 | 3 | SUN | PV | 0.5 | 0.5 | 0 | 767.25 |  |  | 767.25 | 0 |  | Commercial Non-CHP | N | OP |  | Non Combustion (NUC, WAT, WND, GEO, or SUN)
EXCLUDE | NJ | Atlantic City Convention Center | 56900 | 4 | SUN | PV | 0.5 | 0.5 | 0 | 767.25 |  |  | 767.25 | 0 |  | Commercial Non-CHP | N | OP |  | Non Combustion (NUC, WAT, WND, GEO, or SUN)
EXCLUDE | NJ | Aventis Pharmaceuticals | 10122 | 1 | NG | GT | 3.7 | 3.5 | 0 | 0 |  |  |  | 0 |  | Industrial CHP | Y | RE | 2002 | Simple Cycle Turbine (PRMVR=GT or OT) unit under 25MW
EXCLUDE | NJ | Aventis Pharmaceuticals | 10122 | 2 | NG | GT | 5 | 4 | 0 | 0 |  |  |  | 33519.707 |  | Industrial CHP | Y | OP |  | Simple Cycle Turbine (PRMVR=GT or OT) unit under 25MW
COALST | NJ | B L England | 2378 | 1 | BIT | ST | 136 | 113 | 1300 | 66788 |  |  | 66788 | 87063.355 |  | Electric Utility/IPP Non-CHP | N | OP
COALST | NJ | B L England | 2378 | 2 | BIT | ST | 163.2 | 155 | 1600 | 163928 |  |  | 163928 | 186828.189 |  | Electric Utility/IPP Non-CHP | N | OP
OGST | NJ | B L England | 2378 | 3 | RFO | ST | 176.4 | 148 | 1720 | 19645 |  |  | 19645 | 20824.78 |  | Electric Utility/IPP Non-CHP | N | OP
EXCLUDE | NJ | B L England | 2378 | IC1 | DFO | IC | 2 | 2 | 0 | 0 |  |  | 0 | 0 |  | IPP Non-CHP | N | OP |  | Internal Combustion (PRMVR=IC)
EXCLUDE | NJ | B L England | 2378 | IC2 | DFO | IC | 2 | 2 | 0 | 0 |  |  | 0 | 0 |  | IPP Non-CHP | N | OP |  | Internal Combustion (PRMVR=IC)
EXCLUDE | NJ | B L England | 2378 | IC3 | DFO | IC | 2 | 2 | 0 | 0 |  |  | 0 | 0 |  | IPP Non-CHP | N | OP |  | Internal Combustion (PRMVR=IC)
EXCLUDE | NJ | B L England | 2378 | IC4 | DFO | IC | 2 | 2 | 0 | 0 |  |  | 0 | 0 |  | IPP Non-CHP | N | OP |  | Internal Combustion (PRMVR=IC)
EXCLUDE | NJ | Balefill LFG Project | 55159 | UNT1 | LFG | IC | 1.9 | 0.1 | 0 | 0 |  |  | 0 | 0 |  | IPP Non-CHP | N | RE | 2011 | Internal Combustion (PRMVR=IC)
EXCLUDE | NJ | Balefill LFG Project | 55159 | UNT2 | LFG | IC | 1.9 | 0.1 | 0 | 0 |  |  | 0 | 0 |  | IPP Non-CHP | N | RE | 2011 | Internal Combustion (PRMVR=IC)
SSTLOGN | NJ | Bayonne Energy Center | 56964 | GT1 | NG | GT | 64 | 57.7 | 0 | 0 |  |  | 0 | 0 |  | Electric Utility/IPP Non-CHP | N | V
SSTLOGN | NJ | Bayonne Energy Center | 56964 | GT2 | NG | GT | 64 | 57.7 | 0 | 0 |  |  | 0 | 0 |  | Electric Utility/IPP Non-CHP | N | V
SSTLOGN | NJ | Bayonne Energy Center | 56964 | GT3 | NG | GT | 64 | 57.7 | 0 | 0 |  |  | 0 | 0 |  | Electric Utility/IPP Non-CHP | N | V
SSTLOGN | NJ | Bayonne Energy Center | 56964 | GT4 | NG | GT | 64 | 57.7 | 0 | 0 |  |  | 0 | 0 |  | Electric Utility/IPP Non-CHP | N | V
SSTLOGN | NJ | Bayonne Energy Center | 56964 | GT5 | NG | GT | 64 | 57.7 | 0 | 0 |  |  | 0 | 0 |  | Electric Utility/IPP Non-CHP | N | V
SSTLOGN | NJ | Bayonne Energy Center | 56964 | GT6 | NG | GT | 64 | 57.7 | 0 | 0 |  |  | 0 | 0 |  | Electric Utility/IPP Non-CHP | N | V
SSTLOGN | NJ | Bayonne Energy Center | 56964 | GT7 | NG | GT | 64 | 57.7 | 0 | 0 |  |  | 0 | 0 |  | Electric Utility/IPP Non-CHP | N | V
SSTLOGN | NJ | Bayonne Energy Center | 56964 | GT8 | NG | GT | 64 | 57.7 | 0 | 0 |  |  | 0 | 0 |  | Electric Utility/IPP Non-CHP | N | V
NGCC | NJ | Bayonne Plant Holding LLC | 50497 | GTG1 | NG | CC | 43.4 | 39.5 | 580 | 63273.8635 | 0.58741 | 202186.0865 | 107716.8778 | 35209.993 |  | IPP CHP | Y | OP
NGCC | NJ | Bayonne Plant Holding LLC | 50497 | GTG2 | NG | CC | 43.4 | 39.5 | 580 | 63273.8635 | 0.58741 | 202186.0865 | 107716.8778 | 35209.993 |  | IPP CHP | Y | OP
NGCC | NJ | Bayonne Plant Holding LLC | 50497 | GTG3 | NG | CC | 43.4 | 39.5 | 580 | 63273.8635 | 0.58741 | 202186.0865 | 107716.8778 | 35209.993 |  | IPP CHP | Y | OP
NGCC | NJ | Bayonne Plant Holding LLC | 50497 | STG1 | NG | CC | 61.4 | 39.5 | 580 | 89516.4796 | 0.58741 | 286042.067 | 152392.0805 | 49813.2159 |  | IPP CHP | Y | OP
EXCLUDE | NJ | Bayville Central Facility | 54569 | COG1 | OBG | IC | 0.3 | 0.3 | 0 | 0 | 0.48801 | 0 | 0 | 0 |  | Commercial CHP | Y | OP |  | Internal Combustion (PRMVR=IC)
EXCLUDE | NJ | Bayville Central Facility | 54569 | COG2 | OBG | IC | 0.3 | 0.3 | 0 | 0 | 0.48801 | 0 | 0 | 0 |  | Commercial CHP | Y | OP |  | Internal Combustion (PRMVR=IC)
EXCLUDE | NJ | Bayville Central Facility | 54569 | COG3 | OBG | IC | 0.3 | 0.3 | 0 | 0 | 0.48801 | 0 | 0 | 0 |  | Commercial CHP | Y | OP |  | Internal Combustion (PRMVR=IC)
EXCLUDE | NJ | Bayville Central Facility | 54569 | COG4 | DFO | IC | 1.5 | 1.5 | 0 | 0 |  |  | 0 | 0 |  | Commercial CHP | N | OP |  | Internal Combustion (PRMVR=IC)
EXCLUDE | NJ | Bayville Central Facility | 54569 | COG5 | DFO | IC | 1.5 | 1.5 | 0 | 0 |  |  | 0 | 0 |  | Commercial CHP | N | OP |  | Internal Combustion (PRMVR=IC)
EXCLUDE | NJ | Bayville Central Facility | 54569 | COG6 | DFO | IC | 1.5 | 1.5 | 0 | 0 |  |  | 0 | 0 |  | Commercial CHP | N | OP |  | Internal Combustion (PRMVR=IC)
EXCLUDE | NJ | Bayville Central Facility | 54569 | COG7 | DFO | IC | 1.5 | 1.5 | 0 | 0 |  |  | 0 | 0 |  | Commercial CHP | N | OP |  | Internal Combustion (PRMVR=IC)
EXCLUDE | NJ | Bayville Central Facility | 54569 | CPV1 | SUN | PV | 0.2 | 0.2 | 0 | 229 |  |  | 229 | 0 |  | Commercial CHP | N | OP |  | Non Combustion (NUC, WAT, WND, GEO, or SUN)
EXCLUDE | NJ | Bayville Central Facility | 54569 | SBG1 | DFO | IC | 0.6 | 0.6 | 0 | 0 |  |  | 0 | 0 |  | Commercial CHP | N | RE | 2002 | Internal Combustion (PRMVR=IC)
EXCLUDE | NJ | Bayway Refinery | 56294 | FGX | OTH | OT | 11.2 | 11.2 | 0 | 122314 |  |  | 122314 | 0 |  | Industrial Non-CHP | N | OP |  | Non Fossil fuel type
EXCLUDE | NJ | BC Landfill Energy LLC | 57847 | UNIT1 | LFG | IC | 1.5 | 1.4 | 0 | 0 |  |  | 0 | 0 |  | Commercial Non-CHP | N | OP |  | Internal Combustion (PRMVR=IC)
EXCLUDE | NJ | BC Landfill Energy LLC | 57847 | UNIT2 | LFG | IC | 1.5 | 1.4 | 0 | 0 |  |  | 0 | 0 |  | Commercial Non-CHP | N | OP |  | Internal Combustion (PRMVR=IC)
EXCLUDE | NJ | BC Landfill Energy LLC | 57847 | UNIT3 | LFG | IC | 1.5 | 1.4 | 0 | 0 |  |  | 0 | 0 |  | Commercial Non-CHP | N | OP |  | Internal Combustion (PRMVR=IC)
EXCLUDE | NJ | BC Landfill Energy LLC | 57847 | UNIT4 | LFG | IC | 1.5 | 1.4 | 0 | 0 |  |  | 0 | 0 |  | Commercial Non-CHP | N | OP |  | Internal Combustion (PRMVR=IC)
EXCLUDE | NJ | BC Landfill Energy LLC | 57847 | UNIT5 | LFG | IC | 1.5 | 1.4 | 0 | 0 |  |  | 0 | 0 |  | Commercial Non-CHP | N | OP |  | Internal Combustion (PRMVR=IC)
EXCLUDE | NJ | Benjamin Moore & Co. Solar | 57733 | PV1 | SUN | PV | 1.4 | 1.4 | 0 | 1535 |  |  | 1535 | 0 |  | Commercial Non-CHP | N | OP |  | Non Combustion (NUC, WAT, WND, GEO, or SUN)
EXCLUDE | NJ | Bergen Generating Station | 2398 | 3 | NG | GT | 18.6 | 21.4 | 327 | 241 |  |  | 241 | 350.5526 |  | Electric Utility/IPP Non-CHP | N | OP | 2015 | Simple Cycle Turbine (PRMVR=GT or OT) unit under 25MW
NGCC | NJ | Bergen Generating Station | 2398 | 1101 | NG | CC | 112.5 | 110.1 | 1515 | 488187.6095 |  |  | 488187.6095 | 224621.8167 |  | Electric Utility/IPP Non-CHP | N | OP
NGCC | NJ | Bergen Generating Station | 2398 | 1201 | NG | CC | 112.5 | 110.1 | 1515 | 488187.6095 |  |  | 488187.6095 | 224621.8167 |  | Electric Utility/IPP Non-CHP | N | OP
NGCC | NJ | Bergen Generating Station | 2398 | 1301 | NG | CC | 112.5 | 110.1 | 1515 | 488187.6095 |  |  | 488187.6095 | 224621.8167 |  | Electric Utility/IPP Non-CHP | N | OP
NGCC | NJ | Bergen Generating Station | 2398 | 1401 | NG | CC | 112.5 | 110.1 | 1515 | 488187.6095 |  |  | 488187.6095 | 224621.8167 |  | Electric Utility/IPP Non-CHP | N | OP
NGCC | NJ | Bergen Generating Station | 2398 | 1501 | NG | CC | 287.2 | 188.1 | 1515 | 1246288.7239 |  |  | 1246288.7239 | 573434.54 |  | Electric Utility/IPP Non-CHP | N | OP
NGCC | NJ | Bergen Generating Station | 2398 | 2101 | NG | CC | 174 | 162 | 2450 | 755063.5027 |  |  | 755063.5027 | 347415.0765 |  | Electric Utility/IPP Non-CHP | N | OP
NGCC | NJ | Bergen Generating Station | 2398 | 2201 | NG | CC | 174.2 | 162 | 2450 | 755931.3917 |  |  | 755931.3917 | 347814.4042 |  | Electric Utility/IPP Non-CHP | N | OP
NGCC | NJ | Bergen Generating Station | 2398 | 2301 | NG | CC | 258 | 232.9 | 1515 | 1119576.9177 |  |  | 1119576.9177 | 515132.6996 |  | Electric Utility/IPP Non-CHP | N | OP
EXCLUDE | NJ | BlackRock-Matrix | 57727 | BLAR | SUN | PV | 2.5 | 2.5 | 0 | 0 |  |  | 0 | 0 |  | Electric Utility | N | U |  | Non Combustion (NUC, WAT, WND, GEO, or SUN)
EXCLUDE | NJ | Bristol Myers Squibb | 54829 | GEN1 | NG | GT | 9.5 | 8.8 | 0 | 40100 | 0.30944 | 407118.8047 | 129589.7724 | 37431.3603 |  | Industrial CHP | Y | OP |  | Simple Cycle Turbine (PRMVR=GT or OT) unit under 25MW
EXCLUDE | NJ | Bristol Myers Squibb | 54829 | GEN2 | NG | ST | 1 | 0.6 | 0 | 0 | 0.32745 | 0 | 0 | 0 |  | Industrial CHP | Y | SB |  | Steam unit (PRMVR=ST) under 25MW/250 MMBtu/hr
EXCLUDE | NJ | Calpine Vineland Solar LLC | 57081 | CVS1 | SUN | PV | 2.3 | 2.3 | 0 | 3080.878 |  |  | 3080.878 | 0 |  | IPP Non-CHP | N | OP |  | Non Combustion (NUC, WAT, WND, GEO, or SUN)
EXCLUDE | NJ | Calpine Vineland Solar LLC | 57081 | CVS2 | SUN | PV | 1.8 | 1.8 | 0 | 2411.122 |  |  | 2411.122 | 0 |  | IPP Non-CHP | N | OP |  | Non Combustion (NUC, WAT, WND, GEO, or SUN)
NGCC | NJ | Camden Plant Holding LLC | 10751 | GEN1 | NG | CC | 95.2 | 94.9 | 1369 | 107236.6757 |  |  | 107236.6757 | 61340.0784 |  | IPP Non-CHP | N | OP
NGCC | NJ | Camden Plant Holding LLC | 10751 | GEN2 | NG | CC | 61.8 | 50.1 | 1369 | 69613.7243 |  |  | 69613.7243 | 39819.5046 |  | IPP Non-CHP | N | OP
EXCLUDE | NJ | Camden Resource Recovery Facility | 10435 | TGA | MSB | ST | 17.5 | 15 | 0 | 78253 |  |  | 78253 | 191203.5935 |  | IPP Non-CHP | N | OP |  | Non Fossil fuel type
EXCLUDE | NJ | Camden Resource Recovery Facility | 10435 | TGB | MSB | ST | 17.5 | 15 | 0 | 48604 |  |  | 48604 | 118759.1461 |  | IPP Non-CHP | N | OP |  | Non Fossil fuel type
SSTLOGN | NJ | Carlls Corner | 2379 | CA1 | NG | GT | 41.9 | 37.4 | 660 | 6861.5 |  |  | 6861.5 | 10250.5 |  | Electric Utility/IPP Non-CHP | N | SB
SSTLOGN | NJ | Carlls Corner | 2379 | CA2 | NG | GT | 41.9 | 41.2 | 660 | 6861.5 |  |  | 6861.5 | 10601.2 |  | Electric Utility/IPP Non-CHP | N | SB
SSTLOGN | NJ | Cedar Station | 2380 | CED1 | DFO | GT | 46 | 42.7 | 745.4464 | 1203.3929 |  |  | 1203.3929 | 3406.875 |  | Electric Utility/IPP Non-CHP | N | SB
EXCLUDE | NJ | Cedar Station | 2380 | CED2 | DFO | GT | 21.2 | 22.7 | 343.5536 | 554.6071 |  |  | 554.6071 | 1570.125 |  | Electric Utility/IPP Non-CHP | N | SB |  | Simple Cycle Turbine (PRMVR=GT or OT) unit under 25MW
COALST | NJ | Chambers Cogeneration LP | 10566 | GEN1 | BIT | ST | 285 | 262 | 3166 | 709175 | 0.66487 | 1626206.8892 | 1066635.4827 | 1202123.05 |  | Electric Utility/IPP CHP | Y | OP
EXCLUDE | NJ | Cherry Hill | 57734 | CH | SUN | PV | 1.1 | 1.1 | 0 | -10 |  |  | -10 | 0 |  | IPP Non-CHP | N | OP |  | Non Combustion (NUC, WAT, WND, GEO, or SUN)
EXCLUDE | NJ | Covanta Essex Company | 10643 | GEN1 | MSB | ST | 34.9 | 30 | 0 | 236349 |  |  | 236349 | 287533.9507 |  | IPP Non-CHP | N | OP |  | Non Fossil fuel type
EXCLUDE | NJ | Covanta Essex Company | 10643 | GEN2 | MSB | ST | 34.9 | 30 | 0 | 249507 |  |  | 249507 | 303541.5147 |  | IPP Non-CHP | N | OP |  | Non Fossil fuel type
EXCLUDE | NJ | Covanta Warren Energy | 10012 | 1 | MSB | ST | 13.5 | 10 | 0 | 78902 |  |  | 78902 | 162396.075 |  | IPP Non-CHP | N | OP |  | Non Fossil fuel type
SSTLOGN | NJ | Cumberland | 5083 | CUMB | NG | GT | 99.4 | 86.6 | 1214 | 24514.654 |  |  | 24514.654 | 18904.044 |  | Electric Utility/IPP Non-CHP | N | OP
SSTLOGN | NJ | Cumberland | 5083 | CUMB2 | NG | GT | 131.8 | 96.5 | 1150 | 32505.346 |  |  | 32505.346 | 19614.59 |  | Electric Utility/IPP Non-CHP | N | OP
EXCLUDE | NJ | Cumberland County Solid Waste Complex | 56884 | GEN1 | LFG | IC | 1.6 | 1.6 | 0 | 0 |  |  | 0 | 0 |  | IPP Non-CHP | N | OP |  | Internal Combustion (PRMVR=IC)
EXCLUDE | NJ | Cumberland County Solid Waste Complex | 56884 | GEN2 | LFG | IC | 1.6 | 1.6 | 0 | 0 |  |  | 0 | 0 |  | IPP Non-CHP | N | OP |  | Internal Combustion (PRMVR=IC)
EXCLUDE | NJ | Cumberland County Solid Waste Complex | 56884 | GEN3 | LFG | IC | 1.6 | 1.6 | 0 | 0 |  |  | 0 | 0 |  | IPP Non-CHP | N | OP |  | Internal Combustion (PRMVR=IC)
OGST | NJ | Deepwater | 2384 | 1 | NG | ST | 81.6 | 78.9 | 835 | 16641 |  |  | 16641 | 177.972 |  | Electric Utility/IPP Non-CHP | N | OP
EXCLUDE | NJ | Deepwater | 2384 | 4 | RFO | ST | 53 | 54 | 0 | 0 |  |  | 0 | 0 |  | IPP Non-CHP | N | RE | 2004 | Retired in 2004
OGST | NJ | Deepwater | 2384 | 6 | NG | ST | 73.5 | 81.2 | 830 | 19894 |  |  | 19894 | 17655.654 |  | Electric Utility/IPP Non-CHP | N | OP
EXCLUDE | NJ | Deepwater | 2384 | GTA | NG | GT | 18.6 | 19 | 0 | 0 |  |  | 0 | 0 |  | IPP Non-CHP | N | RE | 2005 | Simple Cycle Turbine (PRMVR=GT or OT) unit under 25MW
EXCLUDE | NJ | Dow Jones South Brunswick Solar | 57397 | PV01 | SUN | PV | 2.5 | 2.5 | 0 | 2805.4878 |  |  | 2805.4878 | 0 |  | IPP Non-CHP | N | OP |  | Non Combustion (NUC, WAT, WND, GEO, or SUN)
EXCLUDE | NJ | Dow Jones South Brunswick Solar | 57397 | PV02 | SUN | PV | 1.6 | 1.6 | 0 | 1795.5122 |  |  | 1795.5122 | 0 |  | IPP Non-CHP | N | OP |  | Non Combustion (NUC, WAT, WND, GEO, or SUN)
NGCC | NJ | Eagle Point Power Generation | 50561 | GTG1 | NG | CC | 90 | 75 | 1675 | 45475.24 | 0.57125 | 155276.1092 | 79606.8584 | 26286.4464 |  | Electric Utility/IPP Non-CHP | Y | OP
NGCC | NJ | Eagle Point Power Generation | 50561 | GTG2 | NG | CC | 90 | 75 | 1576 | 45475.24 | 1 | 0 | 45475.24 | 26286.4464 |  | Electric Utility/IPP Non-CHP | Y | OP
NGCC | NJ | Eagle Point Power Generation | 50561 | STG1 | NG | CC | 45 | 45 | 1675 | 22737.62 | 0.25418 | 303511.3825 | 89453.1935 | 13143.2232 |  | Electric Utility/IPP Non-CHP | Y | OP
NGCC | NJ | Elmwood Energy Holdings LLC | 50852 | GEN1 | NG | CC | 59 | 51 | 765 | 16866.3016 | 0.66887 | 37985.2937 | 25215.9412 | 10533.9538 |  | IPP CHP | Y | OP
NGCC | NJ | Elmwood Energy Holdings LLC | 50852 | GEN2 | NG | CC | 24 | 13.9 | 765 | 6860.8684 | 0.23387 | 102249.088 | 29336.4886 | 4284.9982 | 1 | IPP CHP | Y | OP
EXCLUDE | NJ | ETS Ewing Solar Facility | 57574 | ETS1 | SUN | PV | 1.3 | 1.3 | 0 | 1512 |  |  | 1512 | 0 |  | IPP Non-CHP | N | OP |  | Non Combustion (NUC, WAT, WND, GEO, or SUN)
EXCLUDE | NJ | FedEx Woodbridge | 57776 | 1 | SUN | PV | 2.4 | 2.4 | 0 | 2337 |  |  | 2337 | 0 |  | IPP Non-CHP | N | OP |  | Non Combustion (NUC, WAT, WND, GEO, or SUN)
EXCLUDE | NJ | Flemington Solar | 57485 | FSNJ | SUN | PV | 8 | 7.9 | 0 | 0 |  |  | 0 | 0 |  | IPP Non-CHP | N | OP |  | Non Combustion (NUC, WAT, WND, GEO, or SUN)
SSTLOGN | NJ | Forked River | 7138 | 1 | NG | GT | 38.4 | 34 | 500 | 1961.47 |  |  | 1961.47 | 1565.3 |  | Electric Utility/IPP Non-CHP | N | OP
SSTLOGN | NJ | Forked River | 7138 | 2 | NG | GT | 38.4 | 31 | 500 | 1961.47 |  |  | 1961.47 | 1565.3 |  | Electric Utility/IPP Non-CHP | N | OP
EXCLUDE | NJ | Frenchtown I Solar | 57486 | F1NJ | SUN | PV | 3 | 3 | 0 | 0 |  |  | 0 | 0 |  | IPP Non-CHP | N | TS |  | Non Combustion (NUC, WAT, WND, GEO, or SUN)
EXCLUDE | NJ | Frenchtown II Solar | 57487 | F2NJ | SUN | PV | 3 | 3 | 0 | 0 |  |  | 0 | 0 |  | IPP Non-CHP | N | OP |  | Non Combustion (NUC, WAT, WND, GEO, or SUN)
NGCC | NJ | Gilbert | 2393 | 4 | NG | CC | 54 | 49 | 915 | 3370 |  |  | 3370 | 3057.56 |  | Electric Utility/IPP Non-CHP | N | OP
NGCC | NJ | Gilbert | 2393 | 5 | NG | CC | 54 | 49 | 911 | 3370 |  |  | 3370 | 3057.56 |  | Electric Utility/IPP Non-CHP | N | OP
NGCC | NJ | Gilbert | 2393 | 6 | NG | CC | 54 | 51 | 928 | 3370 |  |  | 3370 | 3057.56 |  | Electric Utility/IPP Non-CHP | N | OP
NGCC | NJ | Gilbert | 2393 | 7 | NG | CC | 54 | 49 | 997 | 3370 |  |  | 3370 | 3057.56 |  | Electric Utility/IPP Non-CHP | N | OP
NGCC | NJ | Gilbert | 2393 | 8 | NG | CC | 135 | 90 | 915 | 8425 |  |  | 8425 | 7643.9 |  | Electric Utility/IPP Non-CHP | N | OP
SSTLOGN | NJ | Gilbert | 2393 | 9 | NG | GT | 161 | 150 | 1124.4942 | 1060.4134 |  |  | 1060.4134 | 1019.7038 |  | Electric Utility/IPP Non-CHP | N | OP
EXCLUDE | NJ | Gilbert | 2393 | C1 | NG | GT | 24 | 23 | 167.6265 | 158.0741 |  |  | 158.0741 | 152.0055 |  | Electric Utility/IPP Non-CHP | N | OP |  | Simple Cycle Turbine (PRMVR=GT or OT) unit under 25MW
EXCLUDE | NJ | Gilbert | 2393 | C2 | NG | GT | 24 | 25 | 167.6265 | 158.0741 |  |  | 158.0741 | 152.0055 |  | Electric Utility/IPP Non-CHP | N | OP |  | Simple Cycle Turbine (PRMVR=GT or OT) unit under 25MW
EXCLUDE | NJ | Gilbert | 2393 | C3 | NG | GT | 24 | 25 | 167.6265 | 158.0741 |  |  | 158.0741 | 152.0055 |  | Electric Utility/IPP Non-CHP | N | OP |  | Simple Cycle Turbine (PRMVR=GT or OT) unit under 25MW
EXCLUDE | NJ | Gilbert | 2393 | C4 | NG | GT | 24 | 25 | 167.6265 | 158.0741 |  |  | 158.0741 | 152.0055 |  | Electric Utility/IPP Non-CHP | N | OP |  | Simple Cycle Turbine (PRMVR=GT or OT) unit under 25MW
EXCLUDE | NJ | Glen Gardner | 8227 | 1 | NG | GT | 20 | 20 | 0 | 350.2506 |  |  | 350.2506 | 508.9164 |  | IPP Non-CHP | N | OP | 2015 | Simple Cycle Turbine (PRMVR=GT or OT) unit under 25MW
EXCLUDE | NJ | Glen Gardner | 8227 | 2 | NG | GT | 20 | 20 | 0 | 350.2506 |  |  | 350.2506 | 508.9164 |  | IPP Non-CHP | N | OP | 2015 | Simple Cycle Turbine (PRMVR=GT or OT) unit under 25MW
EXCLUDE | NJ | Glen Gardner | 8227 | 3 | NG | GT | 19.6 | 20 | 0 | 343.2456 |  |  | 343.2456 | 498.7381 |  | IPP Non-CHP | N | OP | 2015 | Simple Cycle Turbine (PRMVR=GT or OT) unit under 25MW
EXCLUDE | NJ | Glen Gardner | 8227 | 4 | NG | GT | 20 | 20 | 0 | 350.2506 |  |  | 350.2506 | 508.9164 |  | IPP Non-CHP | N | OP | 2015 | Simple Cycle Turbine (PRMVR=GT or OT) unit under 25MW
EXCLUDE | NJ | Glen Gardner | 8227 | 5 | NG | GT | 20 | 20 | 0 | 350.2506 |  |  | 350.2506 | 508.9164 |  | IPP Non-CHP | N | OP | 2015 | Simple Cycle Turbine (PRMVR=GT or OT) unit under 25MW
EXCLUDE | NJ | Glen Gardner | 8227 | 6 | NG | GT | 20 | 20 | 0 | 350.2506 |  |  | 350.2506 | 508.9164 |  | IPP Non-CHP | N | OP | 2015 | Simple Cycle Turbine (PRMVR=GT or OT) unit under 25MW
EXCLUDE | NJ | Glen Gardner | 8227 | 7 | NG | GT | 20 | 20 | 0 | 350.2506 |  |  | 350.2506 | 508.9164 |  | IPP Non-CHP | N | OP | 2015 | Simple Cycle Turbine (PRMVR=GT or OT) unit under 25MW
EXCLUDE | NJ | Glen Gardner | 8227 | 8 | NG | GT | 20 | 20 | 0 | 350.2506 |  |  | 350.2506 | 508.9164 |  | IPP Non-CHP | N | OP | 2015 | Simple Cycle Turbine (PRMVR=GT or OT) unit under 25MW
EXCLUDE | NJ | Great Falls Hydro Project | 52068 | GEN1 | WAT | HY | 3.6 | 1 | 0 | 8135.6667 |  |  | 8135.6667 | 0 |  | IPP Non-CHP | N | OP |  | Non Combustion (NUC, WAT, WND, GEO, or SUN)
EXCLUDE | NJ | Great Falls Hydro Project | 52068 | GEN2 | WAT | HY | 3.6 | 1 | 0 | 8135.6667 |  |  | 8135.6667 | 0 |  | IPP Non-CHP | N | OP |  | Non Combustion (NUC, WAT, WND, GEO, or SUN)
EXCLUDE | NJ | Great Falls Hydro Project | 52068 | GEN3 | WAT | HY | 3.6 | 1 | 0 | 8135.6667 |  |  | 8135.6667 | 0 |  | IPP Non-CHP | N | OP |  | Non Combustion (NUC, WAT, WND, GEO, or SUN)
EXCLUDE | NJ | Hall's Warehouse Solar Project | 56877 | TBD | SUN | PV | 1.7 | 1.7 | 0 | 1918 |  |  | 1918 | 0 |  | IPP Non-CHP | N | OP |  | Non Combustion (NUC, WAT, WND, GEO, or SUN)
EXCLUDE | NJ | Haworth Water Treatment Plant | 56701 | GEN1 | NG | IC | 2 | 2 | 0 | 0 |  |  | 0 | 0 |  | IPP Non-CHP | N | OP |  | Internal Combustion (PRMVR=IC)
EXCLUDE | NJ | Haworth Water Treatment Plant | 56701 | GEN2 | NG | IC | 2 | 2 | 0 | 0 |  |  | 0 | 0 |  | IPP Non-CHP | N | OP |  | Internal Combustion (PRMVR=IC)
EXCLUDE | NJ | Haworth Water Treatment Plant | 56701 | GEN3 | NG | IC | 2 | 2 | 0 | 0 |  |  | 0 | 0 |  | IPP Non-CHP | N | OP |  | Internal Combustion (PRMVR=IC)
EXCLUDE | NJ | Haworth Water Treatment Plant | 56701 | GEN4 | NG | IC | 2 | 2 | 0 | 0 |  |  | 0 | 0 |  | IPP Non-CHP | N | OP |  | Internal Combustion (PRMVR=IC)
EXCLUDE | NJ | Heller Industrial Parks | 57869 | UNIT1 | SUN | PV | 3.3 | 3.3 | 0 | 14 |  |  | 14 | 0 |  | IPP Non-CHP | N | OP |  | Non Combustion (NUC, WAT, WND, GEO, or SUN)
EXCLUDE | NJ | HMDC Kingsland Landfill | 55604 | UNT1 | LFG | IC | 0.9 | 0.1 | 0 | 0 |  |  | 0 | 0 |  | IPP Non-CHP | N | RE | 2011 | Internal Combustion (PRMVR=IC)
EXCLUDE | NJ | HMDC Kingsland Landfill | 55604 | UNT2 | LFG | IC | 0.9 | 0.1 | 0 | 0 |  |  | 0 | 0 |  | IPP Non-CHP | N | RE | 2011 | Internal Combustion (PRMVR=IC)
EXCLUDE | NJ | HMDC Kingsland Landfill | 55604 | UNT3 | LFG | IC | 0.9 | 0.1 | 0 | 0 |  |  | 0 | 0 |  | IPP Non-CHP | N | RE | 2011 | Internal Combustion (PRMVR=IC)
EXCLUDE | NJ | Hoffmann LaRoche | 10123 | TG01 | NG | GT | 5.3 | 4.1 | 0 | 31780.5 | 0.33115 | 292022.5428 | 95970.6838 | 27705.7033 |  | Industrial CHP | Y | OP |  | Simple Cycle Turbine (PRMVR=GT or OT) unit under 25MW
EXCLUDE | NJ | Hoffmann LaRoche | 10123 | TG03 | NG | GT | 5.3 | 4.1 | 0 | 31780.5 | 0.33115 | 292022.5428 | 95970.6838 | 27705.7033 |  | Industrial CHP | Y | OP |  | Simple Cycle Turbine (PRMVR=GT or OT) unit under 25MW
EXCLUDE | NJ | Hoffmann LaRoche | 10123 | TG1 | NG | GT | 4 | 3 | 0 | 0 | 0.33115 | 0 | 0 | 0 |  | Industrial CHP | Y | RE | 2003 | Simple Cycle Turbine (PRMVR=GT or OT) unit under 25MW
EXCLUDE | NJ | Hoffmann LaRoche | 10123 | TG2 | NG | GT | 4 | 3 | 0 | 0 | 0.33115 | 0 | 0 | 0 |  | Industrial CHP | Y | RE | 2003 | Simple Cycle Turbine (PRMVR=GT or OT) unit under 25MW
EXCLUDE | NJ | Hoffmann LaRoche | 10123 | TG3 | NG | GT | 4 | 3 | 0 | 0 | 0.33115 | 0 | 0 | 0 |  | Industrial CHP | Y | RE | 2003 | Simple Cycle Turbine (PRMVR=GT or OT) unit under 25MW
EXCLUDE | NJ | Howard Down | 2434 | 5 | RFO | ST | 4 | 3 | 0 | 0 |  |  | 0 | 0 |  | Electric Utility | N | RE | 2008 | Steam unit (PRMVR=ST) under 25MW/250 MMBtu/hr
EXCLUDE | NJ | Howard Down | 2434 | 6 | RFO | ST | 5 | 4 | 0 | 0 |  |  | 0 | 0 |  | Electric Utility | N | RE | 2008 | Steam unit (PRMVR=ST) under 25MW/250 MMBtu/hr
EXCLUDE | NJ | Howard Down | 2434 | 7 | RFO | ST | 7.5 | 8 | 0 | 0 |  |  | 0 | 0 |  | Electric Utility | N | RE | 2008 | Steam unit (PRMVR=ST) under 25MW/250 MMBtu/hr
EXCLUDE | NJ | Howard Down | 2434 | 8 | RFO | ST | 12.5 | 11 | 0 | 0 |  |  | 0 | 0 |  | Electric Utility | N | RE | 2009 | Steam unit (PRMVR=ST) under 25MW/250 MMBtu/hr
EXCLUDE | NJ | Howard Down | 2434 | 9 | RFO | ST | 16.5 | 17 | 0 | 0 |  |  | 0 | 0 |  | Electric Utility | N | RE | 2010 | Steam unit (PRMVR=ST) under 25MW/250 MMBtu/hr
OGST | NJ | Howard Down | 2434 | 10 | RFO | ST | 25 | 23 | 357 | 2220 |  |  | 2220 | 3569.742 |  | Electric Utility | N | OP | 2012
SSTLOGN | NJ | Howard Down | 2434 | 11 | NG | GT | 75.3 | 56.2 | 0 | 0 |  |  | 0 | 0 |  | Electric Utility | N | V
EXCLUDE | NJ | Hunterdon Cogen Facility | 54707 | 1 | NG | GT | 4.1 | 4.1 | 0 | 29113 | 0.40069 | 198101.0523 | 72658.073 | 25511.8929 |  | Commercial CHP | Y | OP |  | Simple Cycle Turbine (PRMVR=GT or OT) unit under 25MW
EXCLUDE | NJ | IKEA Westhampton 061 | 58016 | PV | SUN | PV | 1.8 | 1.8 | 0 | 0 |  |  | 0 | 0 |  | Commercial Non-CHP | N | U |  | Non Combustion (NUC, WAT, WND, GEO, or SUN)
EXCLUDE | NJ | ISH Solar Central, LLC | 57799 | 1 | SUN | PV | 1.4 | 1.4 | 0 | 392 |  |  | 392 | 0 |  | IPP Non-CHP | N | OP |  | Non Combustion (NUC, WAT, WND, GEO, or SUN)
EXCLUDE | NJ | Jersey-Atlantic Wind Farm | 56300 | 1 | WND | WT | 7.5 | 7.5 | 0 | 10523 |  |  | 10523 | 0 |  | IPP Non-CHP | N | OP |  | Non Combustion (NUC, WAT, WND, GEO, or SUN)
EXCLUDE | NJ | Johnson Matthey, Inc. Solar | 57723 | PV1 | SUN | PV | 4 | 4 | 0 | 4045 |  |  | 4045 | 0 |  | IPP Non-CHP | N | OP |  | Non Combustion (NUC, WAT, WND, GEO, or SUN)
EXCLUDE | NJ | Kenilworth Energy Facility | 10805 | GEN1 | NG | CC | 22 | 20 | 328 | 130667.0139 | 0.88004 | 81032.663 | 148479.0002 | 78379.9285 |  | IPP CHP | Y | OP |  | Combined Cycle (PRMVR=CC) unit under 25MW
EXCLUDE | NJ | Kenilworth Energy Facility | 10805 | GEN2 | NG | CC | 6.8 | 4.5 | 328 | 40387.9861 | 0.88004 | 25046.4595 | 45893.5091 | 24226.5234 |  | IPP CHP | Y | OP |  | Combined Cycle (PRMVR=CC) unit under 25MW
EXCLUDE | NJ | Kinsleys Landfill | 10045 | 11 | LFG | IC | 0.5 | 0.5 | 0 | 0 |  |  | 0 | 0 |  | IPP Non-CHP | N | OP |  | Internal Combustion (PRMVR=IC)
EXCLUDE | NJ | Kinsleys Landfill | 10045 | 12 | LFG | IC | 0.5 | 0.5 | 0 | 0 |  |  | 0 | 0 |  | IPP Non-CHP | N | OP |  | Internal Combustion (PRMVR=IC)
EXCLUDE | NJ | Kinsleys Landfill | 10045 | 13 | LFG | IC | 0.5 | 0.5 | 0 | 0 |  |  | 0 | 0 |  | IPP Non-CHP | N | OP |  | Internal Combustion (PRMVR=IC)
EXCLUDE | NJ | Kinsleys Landfill | 10045 | 14 | LFG | IC | 0.5 | 0.5 | 0 | 0 |  |  | 0 | 0 |  | IPP Non-CHP | N | OP |  | Internal Combustion (PRMVR=IC)
EXCLUDE | NJ | KMS Crossroads | 50693 | DG-1 | NG | IC | 1.1 | 0.1 | 0 | 0 | 0 |  |  | 0 |  | IPP CHP | Y | OS |  | Internal Combustion (PRMVR=IC)
EXCLUDE | NJ | KMS Crossroads | 50693 | DG-3 | NG | IC | 1.1 | 0.1 | 0 | 0 | 0 |  |  | 0 |  | IPP CHP | Y | OS |  | Internal Combustion (PRMVR=IC)
EXCLUDE | NJ | KMS Crossroads | 50693 | TG-4 | NG | GT | 7 | 0.1 | 0 | 0 | 0 |  |  | 0 |  | IPP CHP | Y | OS |  | Simple Cycle Turbine (PRMVR=GT or OT) unit under 25MW
EXCLUDE | NJ | Lafayette Energy Partners LP | 50788 | HA1 | LFG | IC | 0.6 | 0.5 | 0 | 0 |  |  | 0 | 0 |  | IPP Non-CHP | N | RE | 2010 | Internal Combustion (PRMVR=IC)
EXCLUDE | NJ | Lafayette Energy Partners LP | 50788 | HA2 | LFG | IC | 0.6 | 0.5 | 0 | 0 |  |  | 0 | 0 |  | IPP Non-CHP | N | RE | 2010 | Internal Combustion (PRMVR=IC)
EXCLUDE | NJ | Lebanon Solar | 57488 | LSNJ | SUN | PV | 2 | 2 | 0 | 0 |  |  | 0 | 0 |  | IPP Non-CHP | N | OP |  | Non Combustion (NUC, WAT, WND, GEO, or SUN)
NGCC | NJ | Linden Cogen Plant | 50006 | GTG1 | NG | CC | 102.8 | 94.3 | 2119 | 440732.9734 | 0.74462 | 687666.3482 | 591890.5822 | 237521.5421 |  | IPP CHP | Y | OP
NGCC | NJ | Linden Cogen Plant | 50006 | GTG2 | NG | CC | 102.8 | 94.3 | 1416 | 440732.9734 | 0.74462 | 687666.3482 | 591890.5822 | 237521.5421 |  | IPP CHP | Y | OP
NGCC | NJ | Linden Cogen Plant | 50006 | GTG3 | NG | CC | 102.8 | 94.3 | 1416 | 440732.9734 | 0.74462 | 687666.3482 | 591890.5822 | 237521.5421 |  | IPP CHP | Y | OP
NGCC | NJ | Linden Cogen Plant | 50006 | GTG4 | NG | CC | 102.8 | 94.3 | 1416 | 440732.9734 | 0.74462 | 687666.3482 | 591890.5822 | 237521.5421 |  | IPP CHP | Y | OP
NGCC | NJ | Linden Cogen Plant | 50006 | GTG5 | NG | CC | 102.8 | 94.3 | 2832 | 440732.9734 | 0.74462 | 687666.3482 | 591890.5822 | 237521.5421 |  | IPP CHP | Y | OP
NGCC | NJ | Linden Cogen Plant | 50006 | GTG6 | NG | CC | 212.5 | 158.8 | 2119 | 911048.2185 | 0.74462 | 1421489.2898 | 1223509.2288 | 490985.678 |  | IPP CHP | Y | OP
NGCC | NJ | Linden Cogen Plant | 50006 | STG1 | NG | CC | 102.8 | 89 | 1416 | 440732.9734 | 0.74462 | 687666.3482 | 591890.5822 | 237521.5421 |  | IPP CHP | Y | OP
NGCC | NJ | Linden Cogen Plant | 50006 | STG2 | NG | CC | 102.8 | 89 | 1416 | 440732.9734 | 0.74462 | 687666.3482 | 591890.5822 | 237521.5421 |  | IPP CHP | Y | OP
NGCC | NJ | Linden Cogen Plant | 50006 | STG3 | NG | CC | 102.8 | 89 | 1416 | 440732.9734 | 0.74462 | 687666.3482 | 591890.5822 | 237521.5421 |  | IPP CHP | Y | OP
EXCLUDE | NJ | Linden Solar Farm | 57381 | LIND | SUN | PV | 2.7 | 2.7 | 0 | 3854 |  |  | 3854 | 0 |  | Electric Utility | N | OP |  | Non Combustion (NUC, WAT, WND, GEO, or SUN)
COALST | NJ | Logan Generating Company LP | 10043 | GEN1 | BIT | ST | 242.3 | 219 | 2366 | 891307 | 0.85459 | 689923.693 | 1042960.8012 | 1011927.9 |  | Electric Utility/IPP CHP | Y | OP
EXCLUDE | NJ | L'Oreal Piscataway | 57868 | UNIT1 | SUN | PV | 1 | 1 | 0 | 0 |  |  | 0 | 0 |  | Industrial Non-CHP | N | OP |  | Non Combustion (NUC, WAT, WND, GEO, or SUN)
EXCLUDE | NJ | Manalapan Village Solar | 57661 | MANVL | SUN | PV | 3.5 | 4.6 | 0 | 128 |  |  | 128 | 0 |  | IPP Non-CHP | N | OP |  | Non Combustion (NUC, WAT, WND, GEO, or SUN)
EXCLUDE | NJ | Maple Solar | 57750 | P1 | SUN | PV | 1.6 | 1.6 | 0 | 1206.6667 |  |  | 1206.6667 | 0 |  | IPP Non-CHP | N | OP |  | Non Combustion (NUC, WAT, WND, GEO, or SUN)
EXCLUDE | NJ | Maple Solar | 57750 | P2 | SUN | PV | 0.8 | 0.8 | 0 | 603.3333 |  |  | 603.3333 | 0 |  | IPP Non-CHP | N | OP |  | Non Combustion (NUC, WAT, WND, GEO, or SUN)
EXCLUDE | NJ | MARS Chocolate North American LLC | 10061 | GEN1 | NG | CC | 8.8 | 10 | 0 | 51207.3725 | 0.77174 | 68902.3641 | 66352.9684 | 41210.8936 |  | Industrial CHP | Y | OP |  | Combined Cycle (PRMVR=CC) unit under 25MW
EXCLUDE | NJ | MARS Chocolate North American LLC | 10061 | GEN2 | NG | CC | 1.4 | 0.7 | 0 | 8146.6275 | 0.77174 | 10961.7397 | 10556.1541 | 6556.2785 |  | Industrial CHP | Y | OP |  | Combined Cycle (PRMVR=CC) unit under 25MW
EXCLUDE | NJ | Matrix Buildings A&B (Perth Amboy) Solar | 57384 | MATR | SUN | PV | 2.5 | 2.5 | 0 | 3219 |  |  | 3219 | 0 |  | Electric Utility | N | OP |  | Non Combustion (NUC, WAT, WND, GEO, or SUN)
EXCLUDE | NJ | Matrix Stults Road Solar Facility | 57588 | STULT | SUN | PV | 2.6 | 2.6 | 0 | 1987 |  |  | 1987 | 0 |  | Electric Utility | N | OP |  | Non Combustion (NUC, WAT, WND, GEO, or SUN)
EXCLUDE | NJ | McGraw Hill Solar | 57662 | MCGRH | SUN | PV | 12.6 | 16.6 | 0 | 116 |  |  | 116 | 0 |  | IPP Non-CHP | N | OP |  | Non Combustion (NUC, WAT, WND, GEO, or SUN)
EXCLUDE | NJ | McKee City Solar Phase 2 | 57863 | UNIT1 | SUN | PV | 2.6 | 2.6 | 0 | 4 |  |  | 4 | 0 |  | Electric Utility | N | OP |  | Non Combustion (NUC, WAT, WND, GEO, or SUN)
EXCLUDE | NJ | Merck Rahway Power Plant | 10224 | GEN7 | DFO | ST | 4 | 3.8 | 0 | 0 | 0.098734 | 0 | 0 | 0 |  | Industrial CHP | Y | RE | 2007 | Steam unit (PRMVR=ST) under 25MW/250 MMBtu/hr
EXCLUDE | NJ | Merck Rahway Power Plant | 10224 | GEN8 | NG | ST | 5 | 4.8 | 0 | 3800.46 | 0.098734 | 157822.9587 | 38491.9075 | 10296.0679 |  | Industrial CHP | Y | OP |  | Steam unit (PRMVR=ST) under 25MW/250 MMBtu/hr
EXCLUDE | NJ | Merck Rahway Power Plant | 10224 | GEN9 | NG | ST | 10.8 | 10 | 0 | 33353.45 | 0.098734 | 1385079.7436 | 337811.1897 | 90359.9532 |  | Industrial CHP | Y | OP |  | Steam unit (PRMVR=ST) under 25MW/250 MMBtu/hr
SSTLOGN | NJ | Mickleton Station | 8008 | MICK | NG | GT | 71.2 | 64.9 | 1092 | 1789 |  |  | 1789 | 3764.2 |  | Electric Utility/IPP Non-CHP | N | SB
EXCLUDE | NJ | Middle Station | 2382 | MID1 | KER | GT | 21.2 | 19.2 | 281.7789 | 437.3166 |  |  | 437.3166 | 201.6663 |  | Electric Utility/IPP Non-CHP | N | SB |  | Simple Cycle Turbine (PRMVR=GT or OT) unit under 25MW
EXCLUDE | NJ | Middle Station | 2382 | MID2 | KER | GT | 21.2 | 19.4 | 281.7789 | 437.3166 |  |  | 437.3166 | 201.6663 |  | Electric Utility/IPP Non-CHP | N | SB |  | Simple Cycle Turbine (PRMVR=GT or OT) unit under 25MW
SSTLOGN | NJ | Middle Station | 2382 | MID3 | KER | GT | 37.2 | 34.8 | 494.4422 | 767.3668 |  |  | 767.3668 | 353.8673 |  | Electric Utility/IPP Non-CHP | N | SB
EXCLUDE | NJ | Middlesex Generating Facility | 56119 | 100 | OBG | CC | 6 | 4.1 | 0 | 26917.3333 | 0.49933 | 122786.9997 | 53907.4417 | 36000.0664 |  | IPP CHP | Y | OP |  | Non Fossil fuel type
EXCLUDE | NJ | Middlesex Generating Facility | 56119 | 200 | OBG | CC | 6 | 4.1 | 0 | 26917.3333 | 0.49933 | 122786.9997 | 53907.4417 | 36000.0664 |  | IPP CHP | Y | OP |  | Non Fossil fuel type
EXCLUDE | NJ | Middlesex Generating Facility | 56119 | 300 | OBG | CC | 10.5 | 10.6 | 0 | 47105.3333 | 0.49933 | 214877.2495 | 94338.023 | 63000.1161 |  | IPP CHP | Y | OP |  | Non Fossil fuel type
EXCLUDE | NJ | Mill Creek Solar | 57728 | MILLC | SUN | PV | 3.5 | 3.5 | 0 | 303 |  |  | 303 | 0 |  | Electric Utility | N | OP |  | Non Combustion (NUC, WAT, WND, GEO, or SUN)
EXCLUDE | NJ | Missouri Avenue | 2383 | MISB | KER | GT | 18.6 | 18.5 | 0 | 306.3333 |  |  | 306.3333 | 957.2199 |  | IPP Non-CHP | N | SB |  | Simple Cycle Turbine (PRMVR=GT or OT) unit under 25MW
EXCLUDE | NJ | Missouri Avenue | 2383 | MISC | KER | GT | 18.6 | 20.5 | 0 | 306.3333 |  |  | 306.3333 | 957.2199 |  | IPP Non-CHP | N | SB |  | Simple Cycle Turbine (PRMVR=GT or OT) unit under 25MW
EXCLUDE | NJ | Missouri Avenue | 2383 | MISD | KER | GT | 18.6 | 20.5 | 0 | 306.3333 |  |  | 306.3333 | 957.2199 |  | IPP Non-CHP | N | SB |  | Simple Cycle Turbine (PRMVR=GT or OT) unit under 25MW
EXCLUDE | NJ | Monmouth Landfill Gas to Energy | 55618 | GEN1 | LFG | GT | 4.9 | 3.3 | 0 | 26276 |  |  | 26276 | 25479.7756 |  | IPP Non-CHP | N | OP |  | Non Fossil fuel type
EXCLUDE | NJ | Monmouth Landfill Gas to Energy | 55618 | GEN2 | LFG | GT | 4.9 | 3.3 | 0 | 26276 |  |  | 26276 | 25479.7756 |  | IPP Non-CHP | N | OP |  | Non Fossil fuel type
EXCLUDE | NJ | Montclair Cogen Facility | 54708 | 1 | NG | GT | 4.1 | 3.7 | 0 | 32659.48 | 0.39426 | 228276.1611 | 82837.4169 | 28828.7037 |  | Commercial CHP | Y | OP | 2013 | Simple Cycle Turbine (PRMVR=GT or OT) unit under 25MW
EXCLUDE | NJ | Murray Hill Solar | 57471 | MHNJ | SUN | PV | 1 | 1 | 0 | 0 |  |  | 0 | 0 |  | IPP Non-CHP | N | OP |  | Non Combustion (NUC, WAT, WND, GEO, or SUN)
NGCC | NJ | NAEA Lakewood LLC | 54640 | GEN1 | NG | CC | 77.9 | 69.2 | 1190 | 110912.6155 |  |  | 110912.6155 | 53138.3444 |  | IPP Non-CHP | N | SB
NGCC | NJ | NAEA Lakewood LLC | 54640 | GEN2 | NG | CC | 77.9 | 69.2 | 1190 | 110912.6155 |  |  | 110912.6155 | 53138.3444 |  | IPP Non-CHP | N | SB
NGCC | NJ | NAEA Lakewood LLC | 54640 | GEN3 | NG | CC | 82.7 | 79.7 | 1190 | 117746.769 |  |  | 117746.769 | 56412.5941 |  | IPP Non-CHP | N | SB
SSTLOGN | NJ | NAEA Ocean Peaking Power LLC | 55938 | OPP3 | NG | GT | 191.5 | 162.8 | 1959 | 126999.5 |  |  | 126999.5 | 82311.452 |  | Electric Utility/IPP Non-CHP | N | OP
SSTLOGN | NJ | NAEA Ocean Peaking Power LLC | 55938 | OPP4 | NG | GT | 191.5 | 162.8 | 1959 | 126999.5 |  |  | 126999.5 | 82311.452 |  | Electric Utility/IPP Non-CHP | N | OP
EXCLUDE | NJ | NAEA Ocean Peaking Power LLC | 55938 | OPP5 | NG | GT | 191.5 | 149.2 | 0 | 0 |  |  | 0 | 0 |  | IPP Non-CHP | N | IP |  | Status of operation (IP,L,P,T,or U)
EXCLUDE | NJ | NEO Freehold Gen LLC | 56169 | UNT1 | NG | IC | 1.1 | 1.1 | 0 | 0 | 0.67141 | 0 | 0 | 0 |  | IPP CHP | Y | OP |  | Internal Combustion (PRMVR=IC)
EXCLUDE | NJ | NEO Freehold Gen LLC | 56169 | UNT2 | NG | IC | 1.1 | 1.1 | 0 | 0 | 0.67141 | 0 | 0 | 0 |  | IPP CHP | Y | OP |  | Internal Combustion (PRMVR=IC)
NGCC | NJ | Newark Bay Cogeneration Partnership LP | 50385 | GEN1 | NG | CC | 58 | 42 | 640 | 196212.8809 | 0.8917 | 108415.0216 | 220043.8499 | 104422.5438 |  | IPP CHP | Y | OP
NGCC | NJ | Newark Bay Cogeneration Partnership LP | 50385 | GEN2 | NG | CC | 58 | 42 | 640 | 196212.8809 | 0.8917 | 108415.0216 | 220043.8499 | 104422.5438 |  | IPP CHP | Y | OP
NGCC | NJ | Newark Bay Cogeneration Partnership LP | 50385 | GEN3 | NG | CC | 40 | 36.2 | 640 | 135319.2282 | 0.8917 | 74768.9804 | 151754.3792 | 72015.5474 |  | IPP CHP | Y | OP
EXCLUDE | NJ | NJ Oak Solar Plant | 57948 | OAK | SUN | PV | 10 | 10 | 0 | 127 |  |  | 127 | 0 |  | IPP Non-CHP | N | OP |  | Non Combustion (NUC, WAT, WND, GEO, or SUN)
EXCLUDE | NJ | NJMC Landfill | 57724 | NJMC | SUN | PV | 2.5 | 2.5 | 0 | 10 |  |  | 10 | 0 |  | Electric Utility | N | OP |  | Non Combustion (NUC, WAT, WND, GEO, or SUN)
EXCLUDE | NJ | O'Brien Biogas IV LLC | 55092 | UNT1 | LFG | ST | 9.9 | 9.5 | 0 | 0 |  |  | 0 | 0 |  | IPP Non-CHP | N | RE | 2008 | Non Fossil fuel type
EXCLUDE | NJ | Ocean County Landfill | 54980 | UNT1 | LFG | IC | 0.8 | 0.8 | 0 | 0 |  |  | 0 | 0 |  | IPP Non-CHP | N | OP |  | Internal Combustion (PRMVR=IC)
EXCLUDE | NJ | Ocean County Landfill | 54980 | UNT2 | LFG | IC | 0.8 | 0.8 | 0 | 0 |  |  | 0 | 0 |  | IPP Non-CHP | N | OP |  | Internal Combustion (PRMVR=IC)
EXCLUDE | NJ | Ocean County Landfill | 54980 | UNT3 | LFG | IC | 0.8 | 0.8 | 0 | 0 |  |  | 0 | 0 |  | IPP Non-CHP | N | OP |  | Internal Combustion (PRMVR=IC)
EXCLUDE | NJ | Ocean County Landfill | 54980 | UNT4 | LFG | IC | 0.8 | 0.8 | 0 | 0 |  |  | 0 | 0 |  | IPP Non-CHP | N | OP |  | Internal Combustion (PRMVR=IC)
EXCLUDE | NJ | Ocean County Landfill | 54980 | UNT5 | LFG | IC | 0.8 | 0.8 | 0 | 0 |  |  | 0 | 0 |  | IPP Non-CHP | N | OP |  | Internal Combustion (PRMVR=IC)
EXCLUDE | NJ | Ocean County Landfill | 54980 | UNT6 | LFG | IC | 0.8 | 0.8 | 0 | 0 |  |  | 0 | 0 |  | IPP Non-CHP | N | OP |  | Internal Combustion (PRMVR=IC)
EXCLUDE | NJ | Old Bridge Clean Energy Center | 57814 | GEN1 | NG | CS | 230 | 208 | 0 | 0 |  |  | 0 | 0 |  | IPP Non-CHP | N | L |  | Status of operation (IP,L,P,T,or U)
EXCLUDE | NJ | Old Bridge Clean Energy Center | 57814 | GEN2 | NG | CS | 230 | 208 | 0 | 0 |  |  | 0 | 0 |  | IPP Non-CHP | N | L |  | Status of operation (IP,L,P,T,or U)
EXCLUDE | NJ | Oyster Creek | 2388 | 1 | NUC | ST | 550 | 614 | 0 | 5298447 |  |  | 5298447 | 0 |  | IPP Non-CHP | N | OP | 2019 | Non Combustion (NUC, WAT, WND, GEO, or SUN)
NGCC | NJ | Parlin Power Plant | 50799 | GEN1 | NG | CC | 45.9 | 37 | 656 | 23422.7897 | 0.99981 | 20.3565 | 23427.2643 | 14499.1911 |  | IPP CHP | Y | OP
NGCC | NJ | Parlin Power Plant | 50799 | GEN2 | NG | CC | 45.9 | 37 | 656 | 23422.7897 | 0.99981 | 20.3565 | 23427.2643 | 14499.1911 |  | IPP CHP | Y | OP
NGCC | NJ | Parlin Power Plant | 50799 | GEN3 | NG | CC | 23.5 | 22 | 656 | 11992.0601 | 0.99981 | 10.4222 | 11994.351 | 7423.3331 | 1 | IPP CHP | Y | OP
NGCC | NJ | Parlin Power Plant | 50799 | GEN4 | NG | CC | 24.5 | 22 | 656 | 12502.3605 | 0.99981 | 10.8657 | 12504.7489 | 7739.2197 | 1 | IPP CHP | Y | OP
EXCLUDE | NJ | Passaic Valley Water Commission | 50311 | GEN1 | WAT | HY | 0.6 | 0.6 | 0 | 0 |  |  | 0 | 0 |  | IPP Non-CHP | N | OP |  | Non Combustion (NUC, WAT, WND, GEO, or SUN)
EXCLUDE | NJ | Passaic Valley Water Commission | 50311 | GEN2 | WAT | HY | 0.6 | 0.6 | 0 | 0 |  |  | 0 | 0 |  | IPP Non-CHP | N | OP |  | Non Combustion (NUC, WAT, WND, GEO, or SUN)
EXCLUDE | NJ | Passaic Valley Water Commission | 50311 | GEN3 | WAT | HY | 0.6 | 0.6 | 0 | 0 |  |  | 0 | 0 |  | IPP Non-CHP | N | OP |  | Non Combustion (NUC, WAT, WND, GEO, or SUN)
EXCLUDE | NJ | Passaic Valley Water Commission | 50311 | GEN4 | WAT | HY | 0.6 | 0.6 | 0 | 0 |  |  | 0 | 0 |  | IPP Non-CHP | N | OP |  | Non Combustion (NUC, WAT, WND, GEO, or SUN)
EXCLUDE | NJ | Paulsboro Refinery | 50628 | GEN1 | NG | CC | 27 | 20.2 | 1031.2105 | 180820.8943 | 0.3552 | 1493324.3 | 509072.1325 | 363161.1628 |  | Industrial CHP/Petroleum Refinery | Y | OP |  | Commercial/Industrial Unit
EXCLUDE | NJ | Paulsboro Refinery | 50628 | GEN2 | NG | CC | 15 | 11.7 | 572.8947 | 100456.0524 | 0.3552 | 829624.6111 | 282817.8514 | 201756.2016 |  | Industrial CHP/Petroleum Refinery | Y | OP |  | Combined Cycle (PRMVR=CC) unit under 25MW
EXCLUDE | NJ | Paulsboro Refinery | 50628 | GEN3 | NG | CC | 15 | 11.7 | 572.8947 | 100456.0524 | 0.3552 | 829624.6111 | 282817.8514 | 201756.2016 |  | Industrial CHP/Petroleum Refinery | Y | OP |  | Combined Cycle (PRMVR=CC) unit under 25MW
NGCC | NJ | Pedricktown Cogeneration Company LP | 10099 | GEN1 | NG | CC | 92.1 | 79 | 1325 | 133066.9647 | 0.94949 | 32200.9556 | 140145.1349 | 70197.46 |  | Electric Utility/IPP CHP | Y | OP
NGCC | NJ | Pedricktown Cogeneration Company LP | 10099 | GEN2 | NG | CC | 42.4 | 38.9 | 1325 | 61259.9273 | 0.94949 | 14824.327 | 64518.4986 | 32316.746 |  | Electric Utility/IPP CHP | Y | OP
EXCLUDE | NJ | Pennsauken Landfill | 56511 | GEN1 | LFG | IC | 0.9 | 0.9 | 0 | 0 |  |  | 0 | 0 |  | IPP Non-CHP | N | OP |  | Internal Combustion (PRMVR=IC)
EXCLUDE | NJ | Pennsauken Landfill | 56511 | GEN2 | LFG | IC | 0.9 | 0.9 | 0 | 0 |  |  | 0 | 0 |  | IPP Non-CHP | N | OP |  | Internal Combustion (PRMVR=IC)
EXCLUDE | NJ | Pennsauken Landfill | 56511 | GEN3 | LFG | IC | 0.9 | 0.9 | 0 | 0 |  |  | 0 | 0 |  | IPP Non-CHP | N | OP |  | Internal Combustion (PRMVR=IC)
EXCLUDE | NJ | Pennsauken Solar | 56883 | GEN1 | SUN | PV | 0.2 | 0.2 | 0 | 327.2 |  |  | 327.2 | 0 |  | IPP Non-CHP | N | OP |  | Non Combustion (NUC, WAT, WND, GEO, or SUN)
EXCLUDE | NJ | Pennsauken Solar | 56883 | GEN2 | SUN | PV | 0.2 | 0.2 | 0 | 327.2 |  |  | 327.2 | 0 |  | IPP Non-CHP | N | OP |  | Non Combustion (NUC, WAT, WND, GEO, or SUN)
EXCLUDE | NJ | Pennsauken Solar | 56883 | GEN3 | SUN | PV | 0.1 | 0.1 | 0 | 163.6 |  |  | 163.6 | 0 |  | IPP Non-CHP | N | OP |  | Non Combustion (NUC, WAT, WND, GEO, or SUN)
EXCLUDE | NJ | Pennsauken Solar | 56883 | GEN4 | SUN | PV | 0.2 | 0.2 | 0 | 327.2 |  |  | 327.2 | 0 |  | IPP Non-CHP | N | OP |  | Non Combustion (NUC, WAT, WND, GEO, or SUN)
EXCLUDE | NJ | Pennsauken Solar | 56883 | GEN5 | SUN | PV | 0.1 | 0.1 | 0 | 163.6 |  |  | 163.6 | 0 |  | IPP Non-CHP | N | OP |  | Non Combustion (NUC, WAT, WND, GEO, or SUN)
EXCLUDE | NJ | Pennsauken Solar | 56883 | GEN6 | SUN | PV | 0.2 | 0.2 | 0 | 327.2 |  |  | 327.2 | 0 |  | IPP Non-CHP | N | OP |  | Non Combustion (NUC, WAT, WND, GEO, or SUN)
EXCLUDE | NJ | Pennsauken Solar | 56883 | GEN7 | SUN | PV | 0.2 | 0.2 | 0 | 327.2 |  |  | 327.2 | 0 |  | IPP Non-CHP | N | OP |  | Non Combustion (NUC, WAT, WND, GEO, or SUN)
EXCLUDE | NJ | Pennsauken Solar | 56883 | GEN8 | SUN | PV | 0.2 | 0.2 | 0 | 327.2 |  |  | 327.2 | 0 |  | IPP Non-CHP | N | OP |  | Non Combustion (NUC, WAT, WND, GEO, or SUN)
EXCLUDE | NJ | Pennsauken Solar | 56883 | GEN9 | SUN | PV | 0.1 | 0.1 | 0 | 163.6 |  |  | 163.6 | 0 |  | IPP Non-CHP | N | OP |  | Non Combustion (NUC, WAT, WND, GEO, or SUN)
EXCLUDE | NJ | Pilesgrove | 57448 | PILE | SUN | PV | 18 | 17.7 | 0 | 0 |  |  | 0 | 0 |  | IPP Non-CHP | N | OP |  | Non Combustion (NUC, WAT, WND, GEO, or SUN)
EXCLUDE | NJ | PPL Renewable Energy Merck Solar | 56889 | GEN1 | SUN | PV | 1.7 | 1.7 | 0 | 1483 |  |  | 1483 | 0 |  | IPP Non-CHP | N | OP |  | Non Combustion (NUC, WAT, WND, GEO, or SUN)
EXCLUDE | NJ | PSEG Bayonne Generating Station | 2397 | 1 | KER | GT | 21.2 | 20 | 0 | 0 |  |  | 0 | 0 |  | IPP Non-CHP | N | RE | 2006 | Simple Cycle Turbine (PRMVR=GT or OT) unit under 25MW
EXCLUDE | NJ | PSEG Bayonne Generating Station | 2397 | 2 | KER | GT | 21 | 20 | 0 | 0 |  |  | 0 | 0 |  | IPP Non-CHP | N | RE | 2006 | Simple Cycle Turbine (PRMVR=GT or OT) unit under 25MW
EXCLUDE | NJ | PSEG Burlington Generating Station | 2399 | 8 | DFO | GT | 18.5 | 21.6 | 269.2747 | 2784.858 |  |  | 2784.858 | 1734.3664 |  | Electric Utility/IPP Non-CHP | N | OP | 2015 | Simple Cycle Turbine (PRMVR=GT or OT) unit under 25MW
SSTLOGN | NJ | PSEG Burlington Generating Station | 2399 | 91 | DFO | GT | 41.8 | 48.8 | 608.4152 | 6292.2737 |  |  | 6292.2737 | 3918.7305 |  | Electric Utility/IPP Non-CHP | N | OP | 2015
SSTLOGN | NJ | PSEG Burlington Generating Station | 2399 | 92 | DFO | GT | 41.8 | 47 | 608.4152 | 6292.2737 |  |  | 6292.2737 | 3918.7305 |  | Electric Utility/IPP Non-CHP | N | OP | 2015
SSTLOGN | NJ | PSEG Burlington Generating Station | 2399 | 93 | DFO | GT | 41.8 | 48 | 608.4152 | 6292.2737 |  |  | 6292.2737 | 3918.7305 |  | Electric Utility/IPP Non-CHP | N | OP | 2015
SSTLOGN | NJ | PSEG Burlington Generating Station | 2399 | 94 | DFO | GT | 41.8 | 47 | 608.4152 | 6292.2737 |  |  | 6292.2737 | 3918.7305 |  | Electric Utility/IPP Non-CHP | N | OP | 2015
EXCLUDE | NJ | PSEG Burlington Generating Station | 2399 | 101 | NG | CC | 44.8 | 49 | 0 | 0 |  |  | 0 | 0 |  | IPP Non-CHP | N | RE | 2004 | Retired in 2004
EXCLUDE | NJ | PSEG Burlington Generating Station | 2399 | 102 | NG | CC | 44.8 | 49 | 0 | 0 |  |  | 0 | 0 |  | IPP Non-CHP | N | RE | 2004 | Retired in 2004
EXCLUDE | NJ | PSEG Burlington Generating Station | 2399 | 103 | NG | CC | 44.8 | 49 | 0 | 0 |  |  | 0 | 0 |  | IPP Non-CHP | N | RE | 2004 | Retired in 2004
EXCLUDE | NJ | PSEG Burlington Generating Station | 2399 | 104 | NG | CC | 44.8 | 49 | 0 | 0 |  |  | 0 | 0 |  | IPP Non-CHP | N | RE | 2004 | Retired in 2004
EXCLUDE | NJ | PSEG Burlington Generating Station | 2399 | 105 | NG | CC | 44.9 | 49 | 0 | 0 |  |  | 0 | 0 |  | IPP Non-CHP | N | RE | 2004 | Retired in 2004
SSTLOGN | NJ | PSEG Burlington Generating Station | 2399 | 111 | DFO | GT | 41.8 | 46.3 | 608.4152 | 6292.2737 |  |  | 6292.2737 | 3918.7305 |  | Electric Utility/IPP Non-CHP | N | OP | 2015
SSTLOGN | NJ | PSEG Burlington Generating Station | 2399 | 112 | DFO | GT | 41.8 | 46 | 608.4152 | 6292.2737 |  |  | 6292.2737 | 3918.7305 |  | Electric Utility/IPP Non-CHP | N | OP | 2015
SSTLOGN | NJ | PSEG Burlington Generating Station | 2399 | 113 | DFO | GT | 41.8 | 46.2 | 608.4152 | 6292.2737 |  |  | 6292.2737 | 3918.7305 |  | Electric Utility/IPP Non-CHP | N | OP | 2015
SSTLOGN | NJ | PSEG Burlington Generating Station | 2399 | 114 | DFO | GT | 41.8 | 46 | 608.4152 | 6292.2737 |  |  | 6292.2737 | 3918.7305 |  | Electric Utility/IPP Non-CHP | N | OP | 2015
SSTLOGN | NJ | PSEG Burlington Generating Station | 2399 | 121 | NG | GT | 60.5 | 44 | 880.6009 | 9107.2382 |  |  | 9107.2382 | 5671.8468 |  | Electric Utility/IPP Non-CHP | N | OP
SSTLOGN | NJ | PSEG Burlington Generating Station | 2399 | 122 | NG | GT | 60.5 | 42.4 | 880.6009 | 9107.2382 |  |  | 9107.2382 | 5671.8468 |  | Electric Utility/IPP Non-CHP | N | OP
SSTLOGN | NJ | PSEG Burlington Generating Station | 2399 | 123 | NG | GT | 60.5 | 42.2 | 880.6009 | 9107.2382 |  |  | 9107.2382 | 5671.8468 |  | Electric Utility/IPP Non-CHP | N | OP
SSTLOGN | NJ | PSEG Burlington Generating Station | 2399 | 124 | NG | GT | 60.5 | 43.4 | 880.6009 | 9107.2382 |  |  | 9107.2382 | 5671.8468 |  | Electric Utility/IPP Non-CHP | N | OP
SSTLOGN | NJ | PSEG Edison Generating Station | 2400 | 11 | NG | GT | 41.8 | 44.1 | 810 | 4847.4167 |  |  | 4847.4167 | 4372.4 |  | Electric Utility/IPP Non-CHP | N | OP | 2015
SSTLOGN | NJ | PSEG Edison Generating Station | 2400 | 12 | NG | GT | 41.8 | 42.8 | 810 | 4847.4167 |  |  | 4847.4167 | 4372.4 |  | Electric Utility/IPP Non-CHP | N | OP | 2015
SSTLOGN | NJ | PSEG Edison Generating Station | 2400 | 13 | NG | GT | 41.8 | 43.6 | 810 | 4847.4167 |  |  | 4847.4167 | 4372.4 |  | Electric Utility/IPP Non-CHP | N | OP | 2015
SSTLOGN | NJ | PSEG Edison Generating Station | 2400 | 14 | NG | GT | 41.8 | 43.1 | 810 | 4847.4167 |  |  | 4847.4167 | 4372.4 |  | Electric Utility/IPP Non-CHP | N | OP | 2015
SSTLOGN | NJ | PSEG Edison Generating Station | 2400 | 21 | NG | GT | 41.8 | 43 | 810 | 4847.4167 |  |  | 4847.4167 | 4372.4 |  | Electric Utility/IPP Non-CHP | N | OP | 2015
SSTLOGN | NJ | PSEG Edison Generating Station | 2400 | 22 | NG | GT | 41.8 | 44 | 810 | 4847.4167 |  |  | 4847.4167 | 4372.4 |  | Electric Utility/IPP Non-CHP | N | OP | 2015
SSTLOGN | NJ | PSEG Edison Generating Station | 2400 | 23 | NG | GT | 41.8 | 42.8 | 810 | 4847.4167 |  |  | 4847.4167 | 4372.4 |  | Electric Utility/IPP Non-CHP | N | OP | 2015
SSTLOGN | NJ | PSEG Edison Generating Station | 2400 | 24 | NG | GT | 41.8 | 43.9 | 810 | 4847.4167 |  |  | 4847.4167 | 4372.4 |  | Electric Utility/IPP Non-CHP | N | OP | 2015
SSTLOGN | NJ | PSEG Edison Generating Station | 2400 | 31 | NG | GT | 41.8 | 42.6 | 810 | 4847.4167 |  |  | 4847.4167 | 4372.4 |  | Electric Utility/IPP Non-CHP | N | OP | 2015
SSTLOGN | NJ | PSEG Edison Generating Station | 2400 | 32 | NG | GT | 41.8 | 43.7 | 810 | 4847.4167 |  |  | 4847.4167 | 4372.4 |  | Electric Utility/IPP Non-CHP | N | OP | 2015
SSTLOGN | NJ | PSEG Edison Generating Station | 2400 | 33 | NG | GT | 41.8 | 43.1 | 810 | 4847.4167 |  |  | 4847.4167 | 4372.4 |  | Electric Utility/IPP Non-CHP | N | OP | 2015
SSTLOGN | NJ | PSEG Edison Generating Station | 2400 | 34 | NG | GT | 41.8 | 43.1 | 810 | 4847.4167 |  |  | 4847.4167 | 4372.4 |  | Electric Utility/IPP Non-CHP | N | OP | 2015
SSTLOGN | NJ | PSEG Essex Generating Station | 2401 | 9 | NG | GT | 93.6 | 82 | 1763.3347 | 18365.3835 |  |  | 18365.3835 | 15983.4353 |  | Electric Utility/IPP Non-CHP | N | OP
SSTLOGN | NJ | PSEG Essex Generating Station | 2401 | 101 | NG | GT | 41.8 | 44 | 787.4721 | 8201.635 |  |  | 8201.635 | 7137.9016 |  | Electric Utility/IPP Non-CHP | N | OP | 2015
SSTLOGN | NJ | PSEG Essex Generating Station | 2401 | 102 | NG | GT | 41.8 | 43.6 | 787.4721 | 8201.635 |  |  | 8201.635 | 7137.9016 |  | Electric Utility/IPP Non-CHP | N | OP | 2015
SSTLOGN | NJ | PSEG Essex Generating Station | 2401 | 103 | NG | GT | 41.8 | 43.6 | 787.4721 | 8201.635 |  |  | 8201.635 | 7137.9016 |  | Electric Utility/IPP Non-CHP | N | OP | 2015
SSTLOGN | NJ | PSEG Essex Generating Station | 2401 | 104 | NG | GT | 41.8 | 44.6 | 787.4721 | 8201.635 |  |  | 8201.635 | 7137.9016 |  | Electric Utility/IPP Non-CHP | N | OP | 2015
SSTLOGN | NJ | PSEG Essex Generating Station | 2401 | 111 | NG | GT | 41.8 | 46.1 | 787.4721 | 8201.635 |  |  | 8201.635 | 7137.9016 |  | Electric Utility/IPP Non-CHP | N | OP | 2015
SSTLOGN | NJ | PSEG Essex Generating Station | 2401 | 112 | NG | GT | 41.8 | 47.6 | 787.4721 | 8201.635 |  |  | 8201.635 | 7137.9016 |  | Electric Utility/IPP Non-CHP | N | OP | 2015
SSTLOGN | NJ | PSEG Essex Generating Station | 2401 | 113 | NG | GT | 41.8 | 46.1 | 787.4721 | 8201.635 |  |  | 8201.635 | 7137.9016 |  | Electric Utility/IPP Non-CHP | N | OP | 2015
SSTLOGN | NJ | PSEG Essex Generating Station | 2401 | 114 | NG | GT | 41.8 | 46.1 | 787.4721 | 8201.635 |  |  | 8201.635 | 7137.9016 |  | Electric Utility/IPP Non-CHP | N | OP | 2015
SSTLOGN | NJ | PSEG Essex Generating Station | 2401 | 121 | NG | GT | 41.8 | 46.6 | 787.4721 | 8201.635 |  |  | 8201.635 | 7137.9016 |  | Electric Utility/IPP Non-CHP | N | OP | 2015
SSTLOGN | NJ | PSEG Essex Generating Station | 2401 | 122 | NG | GT | 41.8 | 46.8 | 787.4721 | 8201.635 |  |  | 8201.635 | 7137.9016 |  | Electric Utility/IPP Non-CHP | N | OP | 2015
SSTLOGN | NJ | PSEG Essex Generating Station | 2401 | 123 | NG | GT | 41.8 | 47.6 | 787.4721 | 8201.635 |  |  | 8201.635 | 7137.9016 |  | Electric Utility/IPP Non-CHP | N | OP | 2015
SSTLOGN | NJ | PSEG Essex Generating Station | 2401 | 124 | NG | GT | 41.8 | 46.6 | 787.4721 | 8201.635 |  |  | 8201.635 | 7137.9016 |  | Electric Utility/IPP Non-CHP | N | OP | 2015
EXCLUDE | NJ | PSEG Hackettstown | 57204 | 1 | SUN | PV | 2.2 | 2.2 | 0 | 2412 |  |  | 2412 | 0 |  | IPP Non-CHP | N | OP |  | Non Combustion (NUC, WAT, WND, GEO, or SUN)
EXCLUDE | NJ | PSEG Hope Creek Generating Station | 6118 | 1 | NUC | ST | 1170 | 1172.9 | 0 | 10474891 |  |  | 10474891 | 0 |  | IPP Non-CHP | N | OP |  | Non Combustion (NUC, WAT, WND, GEO, or SUN)
OGST | NJ | PSEG Hudson Generating Station | 2403 | 1 | NG | ST | 454.7 | 182.8 | 4558 | 11383.3506 |  |  | 11383.3506 | 13956.462 |  | IPP Non-CHP | N | RE | 2011
COALST | NJ | PSEG Hudson Generating Station | 2403 | 2 | BIT | ST | 659.7 | 613.1 | 6600 | 1776441 |  |  | 1776441 | 1953338.241 |  | Electric Utility/IPP Non-CHP | N | OP
EXCLUDE | NJ | PSEG Hudson Generating Station | 2403 | 3 | KER | GT | 115.2 | 129 | 0 | 0 |  |  | 0 | 0 |  | IPP Non-CHP | N | RE | 2003 | Retired in 2003
EXCLUDE | NJ | PSEG Kearny Generating Station | 2404 | 7 | RFO | ST | 147 | 150 | 0 | 0 |  |  | 0 | 0 |  | IPP Non-CHP | N | RE | 2005 | Retired in 2005
EXCLUDE | NJ | PSEG Kearny Generating Station | 2404 | 8 | RFO | ST | 147 | 150 | 0 | 0 |  |  | 0 | 0 |  | IPP Non-CHP | N | RE | 2005 | Retired in 2005
EXCLUDE | NJ | PSEG Kearny Generating Station | 2404 | 9 | NG | GT | 18.5 | 21.9 | 151.9549 | 1655.1632 |  |  | 1655.1632 | 1089.8599 |  | Electric Utility/IPP Non-CHP | N | OP | 2015 | Simple Cycle Turbine (PRMVR=GT or OT) unit under 25MW
SSTLOGN | NJ | PSEG Kearny Generating Station | 2404 | 10 | NG | GT | 146.2 | 132.2 | 1200.8545 | 13080.2629 |  |  | 13080.2629 | 8612.8391 |  | IPP Non-CHP | N | OP | 2012
SSTLOGN | NJ | PSEG Kearny Generating Station | 2404 | 11 | NG | GT | 146.2 | 131 | 1200.8545 | 13080.2629 |  |  | 13080.2629 | 8612.8391 |  | IPP Non-CHP | N | OP | 2012
EXCLUDE | NJ | PSEG Kearny Generating Station | 2404 | 121 | NG | GT | 54 | 44 | 0 | 0 |  |  | 0 | 0 |  | IPP Non-CHP | N | RE | 2001 | Retired in 2001
EXCLUDE | NJ | PSEG Kearny Generating Station | 2404 | 122 | NG | GT | 54 | 44 | 0 | 0 |  |  | 0 | 0 |  | IPP Non-CHP | N | RE | 2001 | Retired in 2001
EXCLUDE | NJ | PSEG Kearny Generating Station | 2404 | 123 | NG | GT | 54 | 44 | 0 | 0 |  |  | 0 | 0 |  | IPP Non-CHP | N | RE | 2001 | Retired in 2001
EXCLUDE | NJ | PSEG Kearny Generating Station | 2404 | 124 | NG | GT | 54 | 44 | 0 | 0 |  |  | 0 | 0 |  | IPP Non-CHP | N | RE | 2001 | Retired in 2001
SSTLOGN | NJ | PSEG Kearny Generating Station | 2404 | 131 | NG | GT | 60.5 | 44.5 | 496.9336 | 5412.8311 |  |  | 5412.8311 | 3564.1366 |  | Electric Utility/IPP Non-CHP | N | V
SSTLOGN | NJ | PSEG Kearny Generating Station | 2404 | 132 | NG | GT | 60.5 | 44.5 | 496.9336 | 5412.8311 |  |  | 5412.8311 | 3564.1366 |  | Electric Utility/IPP Non-CHP | N | V
SSTLOGN | NJ | PSEG Kearny Generating Station | 2404 | 133 | NG | GT | 60.5 | 44.5 | 496.9336 | 5412.8311 |  |  | 5412.8311 | 3564.1366 |  | Electric Utility/IPP Non-CHP | N | V
SSTLOGN | NJ | PSEG Kearny Generating Station | 2404 | 134 | NG | GT | 60.5 | 44.5 | 496.9336 | 5412.8311 |  |  | 5412.8311 | 3564.1366 |  | Electric Utility/IPP Non-CHP | N | V
SSTLOGN | NJ | PSEG Kearny Generating Station | 2404 | 141 | NG | GT | 60.5 | 44.5 | 496.9336 | 5412.8311 |  |  | 5412.8311 | 3564.1366 |  | Electric Utility/IPP Non-CHP | N | V
SSTLOGN | NJ | PSEG Kearny Generating Station | 2404 | 142 | NG | GT | 60.5 | 44.5 | 496.9336 | 5412.8311 |  |  | 5412.8311 | 3564.1366 |  | Electric Utility/IPP Non-CHP | N | V
SSTLOGN | NJ | PSEG Kearny Generating Station | 2404 | N121 | NG | GT | 60.5 | 45.4 | 496.9336 | 5412.8311 |  |  | 5412.8311 | 3564.1366 |  | Electric Utility/IPP Non-CHP | N | OP
SSTLOGN | NJ | PSEG Kearny Generating Station | 2404 | N122 | NG | GT | 60.5 | 44.7 | 496.9336 | 5412.8311 |  |  | 5412.8311 | 3564.1366 |  | Electric Utility/IPP Non-CHP | N | OP
SSTLOGN | NJ | PSEG Kearny Generating Station | 2404 | N123 | NG | GT | 60.5 | 44.5 | 496.9336 | 5412.8311 |  |  | 5412.8311 | 3564.1366 |  | Electric Utility/IPP Non-CHP | N | OP
SSTLOGN | NJ | PSEG Kearny Generating Station | 2404 | N124 | NG | GT | 60.5 | 45.4 | 496.9336 | 5412.8311 |  |  | 5412.8311 | 3564.1366 |  | Electric Utility/IPP Non-CHP | N | OP
EXCLUDE | NJ | PSEG Linden Generating Station | 2406 | 1 | RFO | ST | 181.4 | 180 | 0 | 0 |  |  | 0 | 0 |  | IPP Non-CHP | N | RE | 2006 | Retired in 2006
EXCLUDE | NJ | PSEG Linden Generating Station | 2406 | 2 | RFO | ST | 181.4 | 250 | 0 | 0 |  |  | 0 | 0 |  | IPP Non-CHP | N | RE | 2006 | Retired in 2006
EXCLUDE | NJ | PSEG Linden Generating Station | 2406 | 3 | NG | GT | 18.5 | 21 | 215.8104 | 3645.2209 |  |  | 3645.2209 | 2700.993 |  | Electric Utility/IPP Non-CHP | N | SB | 2015 | Simple Cycle Turbine (PRMVR=GT or OT) unit under 25MW
SSTLOGN | NJ | PSEG Linden Generating Station | 2406 | 5 | NG | GT | 96.1 | 86 | 1121.0474 | 18935.4448 |  |  | 18935.4448 | 14030.5635 |  | Electric Utility/IPP Non-CHP | N | OP
SSTLOGN | NJ | PSEG Linden Generating Station | 2406 | 6 | NG | GT | 96.1 | 86 | 1121.0474 | 18935.4448 |  |  | 18935.4448 | 14030.5635 |  | Electric Utility/IPP Non-CHP | N | OP
SSTLOGN | NJ | PSEG Linden Generating Station | 2406 | 7 | NG | GT | 96.1 | 84.3 | 1121.0474 | 18935.4448 |  |  | 18935.4448 | 14030.5635 |  | Electric Utility/IPP Non-CHP | N | OP
SSTLOGN | NJ | PSEG Linden Generating Station | 2406 | 8 | NG | GT | 96.1 | 84.2 | 1121.0474 | 18935.4448 |  |  | 18935.4448 | 14030.5635 |  | Electric Utility/IPP Non-CHP | N | OP
NGCC | NJ | PSEG Linden Generating Station | 2406 | 1001 | NG | CC | 271 | 277.2 | 2450 | 1208734.0273 |  |  | 1208734.0273 | 516558.6966 |  | Electric Utility/IPP Non-CHP | N | OP
NGCC | NJ | PSEG Linden Generating Station | 2406 | 1101 | NG | CC | 161 | 171.4 | 2450 | 718103.9793 |  |  | 718103.9793 | 306885.4249 |  | Electric Utility/IPP Non-CHP | N | OP
NGCC | NJ | PSEG Linden Generating Station | 2406 | 1201 | NG | CC | 161 | 171.4 | 2450 | 718103.9793 |  |  | 718103.9793 | 306885.4249 |  | Electric Utility/IPP Non-CHP | N | OP
NGCC | NJ | PSEG Linden Generating Station | 2406 | 2001 | NG | CC | 271 | 279.9 | 2450 | 1208734.0273 |  |  | 1208734.0273 | 516558.6966 |  | Electric Utility/IPP Non-CHP | N | OP
NGCC | NJ | PSEG Linden Generating Station | 2406 | 2101 | NG | CC | 161 | 173 | 2450 | 718103.9793 |  |  | 718103.9793 | 306885.4249 |  | Electric Utility/IPP Non-CHP | N | OP
NGCC | NJ | PSEG Linden Generating Station | 2406 | 2201 | NG | CC | 161 | 173 | 2450 | 718103.9793 |  |  | 718103.9793 | 306885.4249 |  | Electric Utility/IPP Non-CHP | N | OP
COALST | NJ | PSEG Mercer Generating Station | 2408 | 1 | BIT | ST | 326.4 | 317.6 | 3350 | 406777 |  |  | 406777 | 527794.805 |  | Electric Utility/IPP Non-CHP | N | OP
COALST | NJ | PSEG Mercer Generating Station | 2408 | 2 | BIT | ST | 326.4 | 321.2 | 3350 | 386529 |  |  | 386529 | 450052.945 |  | Electric Utility/IPP Non-CHP | N | OP
SSTLOGN | NJ | PSEG Mercer Generating Station | 2408 | 3 | DFO | GT | 115.2 | 133.2 | 2304 | 339.4007 |  |  | 339.4007 | 507.2 |  | Electric Utility/IPP Non-CHP | N | OP | 2015
EXCLUDE | NJ | PSEG National Park Generating Station | 2409 | 1 | DFO | GT | 18.5 | 21.1 | 327 | 57 |  |  | 57 | 157.9905 |  | Electric Utility/IPP Non-CHP | N | OP | 2015 | Simple Cycle Turbine (PRMVR=GT or OT) unit under 25MW
EXCLUDE | NJ | PSEG Salem Generating Station | 2410 | 1 | NUC | ST | 1170 | 1165.9 | 0 | 8916554.5 |  |  | 8916554.5 | 0 |  | IPP Non-CHP | N | OP |  | Non Combustion (NUC, WAT, WND, GEO, or SUN)
EXCLUDE | NJ | PSEG Salem Generating Station | 2410 | 2 | NUC | ST | 1170 | 1159.9 | 0 | 8916554.5 |  |  | 8916554.5 | 0 |  | IPP Non-CHP | N | OP |  | Non Combustion (NUC, WAT, WND, GEO, or SUN)
SSTLOGN | NJ | PSEG Salem Generating Station | 2410 | 3 | KER | GT | 41.8 | 40.1 | 810 | 137 |  |  | 137 | 400.1 |  | Electric Utility/IPP Non-CHP | N | OP | 2015
OGST | NJ | PSEG Sewaren Generating Station | 2411 | 1 | NG | ST | 103.2 | 105 | 1550 | 29967 |  |  | 29967 | 28948.227 |  | Electric Utility/IPP Non-CHP | N | OP
OGST | NJ | PSEG Sewaren Generating Station | 2411 | 2 | NG | ST | 100 | 108.3 | 1725 | 18235 |  |  | 18235 | 17742.852 |  | Electric Utility/IPP Non-CHP | N | OP
OGST | NJ | PSEG Sewaren Generating Station | 2411 | 3 | NG | ST | 108.8 | 107.9 | 1600 | 17822 |  |  | 17822 | 16628.5 |  | Electric Utility/IPP Non-CHP | N | OP
OGST | NJ | PSEG Sewaren Generating Station | 2411 | 4 | NG | ST | 119 | 121.8 | 1700 | 17283 |  |  | 17283 | 15194.495 |  | Electric Utility/IPP Non-CHP | N | OP
SSTLOGN | NJ | PSEG Sewaren Generating Station | 2411 | 6 | DFO | GT | 115.2 | 111.3 | 2304 | 573.1666 |  |  | 573.1666 | 916 |  | Electric Utility/IPP Non-CHP | N | OP | 2015
NGCC | NJ | Red Oak Power LLC | 55239 | 1 | NG | CC | 212 | 165.3 | 0 | 1095711.9048 |  |  | 1095711.9048 | 466276.9612 |  | IPP Non-CHP | N | OP
NGCC | NJ | Red Oak Power LLC | 55239 | 2 | NG | CC | 212 | 165.3 | 0 | 1095711.9048 |  |  | 1095711.9048 | 466276.9612 |  | IPP Non-CHP | N | OP
NGCC | NJ | Red Oak Power LLC | 55239 | 3 | NG | CC | 212 | 165.3 | 0 | 1095711.9048 |  |  | 1095711.9048 | 466276.9612 |  | IPP Non-CHP | N | OP
NGCC | NJ | Red Oak Power LLC | 55239 | 4 | NG | CC | 330 | 270 | 0 | 1705589.2857 |  |  | 1705589.2857 | 725808.4773 |  | IPP Non-CHP | N | OP
EXCLUDE | NJ | RTC Properties | 54820 | 1 | WDS | ST | 14 | 14 | 0 | 0 |  |  | 0 | 0 |  | IPP Non-CHP | N | IP |  | Non Fossil fuel type
EXCLUDE | NJ | Sayreville | 2390 | 4 | DFO | ST | 125 | 114 | 0 | 0 |  |  | 0 | 0 |  | IPP Non-CHP | N | RE | 2004 | Retired in 2004
EXCLUDE | NJ | Sayreville | 2390 | 5 | NG | ST | 125 | 115 | 0 | 0 |  |  | 0 | 0 |  | IPP Non-CHP | N | RE | 2004 | Retired in 2004
SSTLOGN | NJ | Sayreville | 2390 | GT1 | NG | GT | 53 | 57 | 858 | 1181 |  |  | 1181 | 1717.7 |  | Electric Utility/IPP Non-CHP | N | OP
SSTLOGN | NJ | Sayreville | 2390 | GT2 | NG | GT | 53 | 53 | 858 | 1181 |  |  | 1181 | 1717.7 |  | Electric Utility/IPP Non-CHP | N | OP
SSTLOGN | NJ | Sayreville | 2390 | GT3 | NG | GT | 53 | 57 | 858 | 1181 |  |  | 1181 | 1717.7 |  | Electric Utility/IPP Non-CHP | N | OP
SSTLOGN | NJ | Sayreville | 2390 | GT4 | NG | GT | 53 | 57 | 858 | 1181 |  |  | 1181 | 1717.7 |  | Electric Utility/IPP Non-CHP | N | OP
NGCC | NJ | Sayreville Cogeneration Facility | 10308 | CT1 | NG | CC | 143.4 | 98 | 1400 | 339202 |  |  | 339202 | 170766.7723 |  | IPP Non-CHP | N | OP
NGCC | NJ | Sayreville Cogeneration Facility | 10308 | CT2 | NG | CC | 143.4 | 98 | 1400 | 339202 |  |  | 339202 | 170766.7723 |  | IPP Non-CHP | N | OP
NGCC | NJ | Sayreville Cogeneration Facility | 10308 | ST1 | NG | CC | 143.4 | 75 | 1400 | 339202 |  |  | 339202 | 170766.7723 |  | IPP Non-CHP | N | OP
EXCLUDE | NJ | SC Landfill Energy LLC | 57843 | GEN1 | LFG | IC | 1.9 | 1.9 | 0 | 0 |  |  | 0 | 0 |  | Commercial Non-CHP | N | OP |  | Internal Combustion (PRMVR=IC)
EXCLUDE | NJ | Schering Cogen Facility | 54970 | GEN1 | NG | GT | 4.6 | 4.2 | 0 | 19987.2233 | 0.40694 | 132516.0482 | 49115.8974 | 19569.8033 |  | Industrial CHP | Y | OP |  | Simple Cycle Turbine (PRMVR=GT or OT) unit under 25MW
EXCLUDE | NJ | Schering Cogen Facility | 54970 | GEN2 | NG | GT | 5.7 | 4.2 | 0 | 24766.7767 | 0.40694 | 164204.6684 | 60861.0033 | 24249.5388 |  | Industrial CHP | Y | OP |  | Simple Cycle Turbine (PRMVR=GT or OT) unit under 25MW
EXCLUDE | NJ | Seabrook Solar Plant | 57667 | SBS1 | SUN | PV | 3.2 | 3.2 | 0 | 3508 |  |  | 3508 | 0 |  | IPP Non-CHP | N | OP |  | Non Combustion (NUC, WAT, WND, GEO, or SUN)
SSTLOGN | NJ | Sherman Avenue | 7288 | SEHR | NG | GT | 112.8 | 82.4 | 1100 | 33432 |  |  | 33432 | 26592.742 |  | Electric Utility/IPP Non-CHP | N | SB
EXCLUDE | NJ | Shore Point Solar | 57951 | 1 | SUN | PV | 1 | 1 | 0 | 0 |  |  | 0 | 0 |  | IPP Non-CHP | N | OP |  | Non Combustion (NUC, WAT, WND, GEO, or SUN)
EXCLUDE | NJ | Silver Lake Solar Farm | 57341 | SILV | SUN | PV | 1.7 | 1.7 | 0 | 2385 |  |  | 2385 | 0 |  | Electric Utility | N | OP |  | Non Combustion (NUC, WAT, WND, GEO, or SUN)
EXCLUDE | NJ | Stockton Athletic Center | 57864 | 2LOT7 | SUN | PV | 0.5 | 0.5 | 0 | 162.9167 |  |  | 162.9167 | 0 |  | Commercial Non-CHP | N | OP |  | Non Combustion (NUC, WAT, WND, GEO, or SUN)
EXCLUDE | NJ | Stockton Athletic Center | 57864 | LOT7 | SUN | PV | 0.2 | 0.2 | 0 | 65.1667 |  |  | 65.1667 | 0 |  | Commercial Non-CHP | N | OP |  | Non Combustion (NUC, WAT, WND, GEO, or SUN)
EXCLUDE | NJ | Stockton Athletic Center | 57864 | LOT7B | SUN | PV | 0.2 | 0.2 | 0 | 65.1667 |  |  | 65.1667 | 0 |  | Commercial Non-CHP | N | OP |  | Non Combustion (NUC, WAT, WND, GEO, or SUN)
EXCLUDE | NJ | Stockton Athletic Center | 57864 | SAC | SUN | PV | 0.3 | 0.3 | 0 | 97.75 |  |  | 97.75 | 0 |  | Commercial Non-CHP | N | OP |  | Non Combustion (NUC, WAT, WND, GEO, or SUN)
EXCLUDE | NJ | Summit Associates | 57726 | SUMA | SUN | PV | 1.9 | 1.9 | 0 | 0 |  |  | 0 | 0 |  | Electric Utility | N | V |  | Non Combustion (NUC, WAT, WND, GEO, or SUN)
EXCLUDE | NJ | Sunoco Eagle Point Refinery | 55113 | TR1 | OG | ST | 7.5 | 7 | 233.3333 |  |  |  |  | 5942.1626 |  | Industrial CHP | Y | RE | 2011 | Steam unit (PRMVR=ST) under 25MW/250 MMBtu/hr
EXCLUDE | NJ | Sunoco Eagle Point Refinery | 55113 | TR2 | OG | ST | 7.5 | 7 | 233.3333 |  |  |  |  | 5942.1626 |  | Industrial CHP | Y | RE | 2011 | Steam unit (PRMVR=ST) under 25MW/250 MMBtu/hr
EXCLUDE | NJ | Sunoco Eagle Point Refinery | 55113 | TR3 | OG | ST | 7.5 | 7 | 233.3333 |  |  |  |  | 5942.1626 |  | Industrial CHP | Y | RE | 2011 | Steam unit (PRMVR=ST) under 25MW/250 MMBtu/hr
EXCLUDE | NJ | SX Landfill Energy LLC | 57846 | UNIT1 | LFG | IC | 1.6 | 1.6 | 0 | 0 |  |  | 0 | 0 |  | Commercial Non-CHP | N | OP |  | Internal Combustion (PRMVR=IC)
EXCLUDE | NJ | SX Landfill Energy LLC | 57846 | UNIT2 | LFG | IC | 1.6 | 1.6 | 0 | 0 |  |  | 0 | 0 |  | Commercial Non-CHP | N | OP |  | Internal Combustion (PRMVR=IC)
EXCLUDE | NJ | The City of Vineland at North Vineland | 57746 | PV1 | SUN | PV | 2.3 | 2.3 | 0 | 631 |  |  | 631 | 0 |  | IPP Non-CHP | N | OP |  | Non Combustion (NUC, WAT, WND, GEO, or SUN)
EXCLUDE | NJ | The City of Vineland at West Vineland | 57745 | PV1 | SUN | PV | 3.7 | 3.7 | 0 | 1040 |  |  | 1040 | 0 |  | IPP Non-CHP | N | OP |  | Non Combustion (NUC, WAT, WND, GEO, or SUN)
EXCLUDE | NJ | Titusville Solar | 57815 | PV1 | SUN | PV | 4.1 | 4.1 | 0 | 0 |  |  | 0 | 0 |  | Commercial Non-CHP | N | OP |  | Non Combustion (NUC, WAT, WND, GEO, or SUN)
EXCLUDE | NJ | Toys R Us- DE, Inc. at Mt. Olive, NJ | 57647 | PV1 | SUN | PV | 2.4 | 2.4 | 0 | 761 |  |  | 761 | 0 |  | IPP Non-CHP | N | OP |  | Non Combustion (NUC, WAT, WND, GEO, or SUN)
EXCLUDE | NJ | Trenton Solar Farm | 57352 | TREN | SUN | PV | 1 | 1 | 0 | 1126 |  |  | 1126 | 0 |  | Electric Utility | N | OP |  | Non Combustion (NUC, WAT, WND, GEO, or SUN)
EXCLUDE | NJ | Union County Resource Recovery | 50960 | GEN1 | MSB | ST | 45 | 37.5 | 0 | 281706 |  |  | 281706 | 554305.5908 |  | Commercial Non-CHP | N | OP |  | Non Fossil fuel type
EXCLUDE | NJ | University of Medicine Dentistry NJ | 50411 | GEN1 | NG | GT | 3.5 | 3.4 | 0 | 19032.2533 | 0.4996 | 86722.7099 | 38094.9827 | 20709.6317 |  | Commercial CHP | Y | OP |  | Simple Cycle Turbine (PRMVR=GT or OT) unit under 25MW
EXCLUDE | NJ | University of Medicine Dentistry NJ | 50411 | GEN2 | NG | GT | 3.5 | 3.4 | 0 | 19032.2533 | 0.4996 | 86722.7099 | 38094.9827 | 20709.6317 |  | Commercial CHP | Y | OP |  | Simple Cycle Turbine (PRMVR=GT or OT) unit under 25MW
EXCLUDE | NJ | University of Medicine Dentistry NJ | 50411 | GEN3 | NG | GT | 3.5 | 3.4 | 0 | 19032.2533 | 0.4996 | 86722.7099 | 38094.9827 | 20709.6317 |  | Commercial CHP | Y | OP |  | Simple Cycle Turbine (PRMVR=GT or OT) unit under 25MW
EXCLUDE | NJ | Veolia Energy Trenton L.P. | 50094 | 1 | NG | GT | 4.6 |  | 0 | 0 | 0 |  |  | 0 |  | Commercial CHP | Y | IP |  | Simple Cycle Turbine (PRMVR=GT or OT) unit under 25MW
EXCLUDE | NJ | Veolia Energy Trenton L.P. | 50094 | 2 | NG | GT | 4.6 | 1.1 | 0 | 0 | 0 |  |  | 0 |  | Commercial CHP | Y | IP |  | Simple Cycle Turbine (PRMVR=GT or OT) unit under 25MW
EXCLUDE | NJ | Veolia Energy Trenton L.P. | 50094 | 7213 | NG | IC | 6 | 3 | 0 | 0 | 0.52344 | 0 | 0 | 0 |  | Commercial CHP | Y | RE | 2008 | Internal Combustion (PRMVR=IC)
EXCLUDE | NJ | Veolia Energy Trenton L.P. | 50094 | 7214 | NG | IC | 6 | 0.1 | 0 | 0 | 0.52344 | 0 | 0 | 0 |  | Commercial CHP | Y | OP | 2020 | Internal Combustion (PRMVR=IC)
EXCLUDE | NJ | Vineland Headquarters | 57742 | VHQ | SUN | PV | 1.1 | 1.1 | 0 | -229 |  |  | -229 | 0 |  | IPP Non-CHP | N | OP |  | Non Combustion (NUC, WAT, WND, GEO, or SUN)
EXCLUDE | NJ | Vineland Mays Landing Soalr | 57660 | VNLND | SUN | PV | 4.3 | 5.7 | 0 | 1094 |  |  | 1094 | 0 |  | IPP Non-CHP | N | OP |  | Non Combustion (NUC, WAT, WND, GEO, or SUN)
EXCLUDE | NJ | Warren County | 56888 | GEN1 | SUN | PV | 0.5 | 0.5 | 0 | 0 |  |  | 0 | 0 |  | IPP Non-CHP | N | V |  | Non Combustion (NUC, WAT, WND, GEO, or SUN)
EXCLUDE | NJ | Warren County | 56888 | GEN10 | SUN | PV | 0.5 | 0.5 | 0 | 0 |  |  | 0 | 0 |  | IPP Non-CHP | N | IP |  | Non Combustion (NUC, WAT, WND, GEO, or SUN)
EXCLUDE | NJ | Warren County | 56888 | GEN2 | SUN | PV | 0.5 | 0.5 | 0 | 0 |  |  | 0 | 0 |  | IPP Non-CHP | N | V |  | Non Combustion (NUC, WAT, WND, GEO, or SUN)
EXCLUDE | NJ | Warren County | 56888 | GEN3 | SUN | PV | 0.5 | 0.5 | 0 | 0 |  |  | 0 | 0 |  | IPP Non-CHP | N | V |  | Non Combustion (NUC, WAT, WND, GEO, or SUN)
EXCLUDE | NJ | Warren County | 56888 | GEN4 | SUN | PV | 0.5 | 0.5 | 0 | 0 |  |  | 0 | 0 |  | IPP Non-CHP | N | V |  | Non Combustion (NUC, WAT, WND, GEO, or SUN)
EXCLUDE | NJ | Warren County | 56888 | GEN5 | SUN | PV | 0.5 | 0.5 | 0 | 0 |  |  | 0 | 0 |  | IPP Non-CHP | N | IP |  | Non Combustion (NUC, WAT, WND, GEO, or SUN)
EXCLUDE | NJ | Warren County | 56888 | GEN6 | SUN | PV | 0.5 | 0.5 | 0 | 0 |  |  | 0 | 0 |  | IPP Non-CHP | N | IP |  | Non Combustion (NUC, WAT, WND, GEO, or SUN)
EXCLUDE | NJ | Warren County | 56888 | GEN7 | SUN | PV | 0.5 | 0.5 | 0 | 0 |  |  | 0 | 0 |  | IPP Non-CHP | N | IP |  | Non Combustion (NUC, WAT, WND, GEO, or SUN)
EXCLUDE | NJ | Warren County | 56888 | GEN8 | SUN | PV | 0.5 | 0.5 | 0 | 0 |  |  | 0 | 0 |  | IPP Non-CHP | N | IP |  | Non Combustion (NUC, WAT, WND, GEO, or SUN)
EXCLUDE | NJ | Warren County | 56888 | GEN9 | SUN | PV | 0.5 | 0.5 | 0 | 0 |  |  | 0 | 0 |  | IPP Non-CHP | N | IP |  | Non Combustion (NUC, WAT, WND, GEO, or SUN)
EXCLUDE | NJ | WC Landfill Energy LLC | 57848 | GEN1 | LFG | IC | 2 | 2 | 0 | 0 |  |  | 0 | 0 |  | Commercial Non-CHP | N | OP |  | Internal Combustion (PRMVR=IC)
EXCLUDE | NJ | WEA Texas Bayonne | 57383 | BAYO | SUN | PV | 1.5 | 1.5 | 0 | 1991 |  |  | 1991 | 0 |  | Electric Utility | N | OP |  | Non Combustion (NUC, WAT, WND, GEO, or SUN)
SSTLOGN | NJ | Werner | 2385 | GT1 | DFO | GT | 53 | 53 | 830 | 2327.2056 |  |  | 2327.2056 | 2903.75 |  | Electric Utility/IPP Non-CHP | N | OP
SSTLOGN | NJ | Werner | 2385 | GT2 | DFO | GT | 53 | 53 | 830 | 2327.2056 |  |  | 2327.2056 | 2903.75 |  | Electric Utility/IPP Non-CHP | N | OP
SSTLOGN | NJ | Werner | 2385 | GT3 | DFO | GT | 53 | 53 | 830 | 2327.2056 |  |  | 2327.2056 | 2903.75 |  | Electric Utility/IPP Non-CHP | N | OP
SSTLOGN | NJ | Werner | 2385 | GT4 | DFO | GT | 53 | 53 | 830 | 2327.2056 |  |  | 2327.2056 | 2903.75 |  | Electric Utility/IPP Non-CHP | N | OP
EXCLUDE | NJ | West Deptford Energy Station | 56963 | E101 | NG | CC | 380 | 358.5 | 0 | 0 |  |  | 0 | 0 |  | IPP Non-CHP | N | T |  | Status of operation (IP,L,P,T,or U)
EXCLUDE | NJ | West Deptford Energy Station | 56963 | E102 | NG | CC | 380 | 358.5 | 0 | 0 |  |  | 0 | 0 |  | IPP Non-CHP | N | T |  | Status of operation (IP,L,P,T,or U)
SSTLOGN | NJ | West Station | 6776 | 1 | DFO | GT | 27 | 26 | 450 | 1593 |  |  | 1593 | 2199.3 |  | Electric Utility | N | OP
EXCLUDE | NJ | Wheelabrator Gloucester LP | 50885 | GEN1 | MSB | ST | 14 | 12 | 0 | 90460 |  |  | 90460 | 209329.0285 |  | IPP Non-CHP | N | OP |  | Non Fossil fuel type
EXCLUDE | NJ | William Paterson University | 57805 | WPU1 | SUN | PV | 1.4 | 1.4 | 0 | 2969 |  |  | 2969 | 0 |  | Commercial Non-CHP | N | OP |  | Non Combustion (NUC, WAT, WND, GEO, or SUN)
EXCLUDE | NJ | Woodbridge Energy Center | 57839 | CT001 | NG | CC | 240 | 240 | 0 | 0 |  |  | 0 | 0 |  | IPP Non-CHP | N | L |  | Status of operation (IP,L,P,T,or U)
EXCLUDE | NJ | Woodbridge Energy Center | 57839 | CT002 | NG | CC | 240 | 240 | 0 | 0 |  |  | 0 | 0 |  | IPP Non-CHP | N | L |  | Status of operation (IP,L,P,T,or U)
EXCLUDE | NJ | Yards Creek | 6522 | 1 | WAT | PS | 151 | 140 | 0 | -65592.6667 |  |  | -65592.6667 | 0 |  | Electric Utility | N | OP |  | Non Combustion (NUC, WAT, WND, GEO, or SUN)
EXCLUDE | NJ | Yards Creek | 6522 | 2 | WAT | PS | 151 | 140 | 0 | -65592.6667 |  |  | -65592.6667 | 0 |  | Electric Utility | N | OP |  | Non Combustion (NUC, WAT, WND, GEO, or SUN)
EXCLUDE | NJ | Yards Creek | 6522 | 3 | WAT | PS | 151 | 120 | 0 | -65592.6667 |  |  | -65592.6667 | 0 |  | Electric Utility | N | OP |  | Non Combustion (NUC, WAT, WND, GEO, or SUN)
EXCLUDE | NJ | Yardville Solar Farm | 57382 | YARD | SUN | PV | 3.6 | 3.6 | 0 | 4616 |  |  | 4616 | 0 |  | Electric Utility | N | OP |  | Non Combustion (NUC, WAT, WND, GEO, or SUN)
EXCLUDE | NM | Abiquiu Dam | 7789 | 1 | WAT | HY | 6.3 | 6.9 | 0 | 15376.4423 |  |  | 15376.4423 | 0 |  | Electric Utility | N | OP |  | Non Combustion (NUC, WAT, WND, GEO, or SUN)
EXCLUDE | NM | Abiquiu Dam | 7789 | 2 | WAT | HY | 6.3 | 6.9 | 0 | 15376.4423 |  |  | 15376.4423 | 0 |  | Electric Utility | N | OP |  | Non Combustion (NUC, WAT, WND, GEO, or SUN)
EXCLUDE | NM | Abiquiu Dam | 7789 | 3 | WAT | HY | 3 | 3 | 0 | 7322.1154 |  |  | 7322.1154 | 0 |  | Electric Utility | N | OP |  | Non Combustion (NUC, WAT, WND, GEO, or SUN)
NGCC | NM | Afton Generating Station | 55210 | 1 | NG | CC | 177 | 141 | 0 | 179683.9861 |  |  | 179683.9861 | 83782.2546 |  | Electric Utility | N | OP
NGCC | NM | Afton Generating Station | 55210 | 2 | NG | CC | 110 | 94.6 | 0 | 111668.0139 |  |  | 111668.0139 | 52068.0679 |  | Electric Utility | N | OP
EXCLUDE | NM | Afton Generating Station | 55210 | 3 | NG | CC | 177 | 141 | 0 | 0 |  |  | 0 | 0 |  | Electric Utility | N | IP |  | Status of operation (IP,L,P,T,or U)
EXCLUDE | NM | Alamogordo Solar Energy Center | 57577 | AGSEC | SUN | PV | 5 | 5 | 0 | 2505 |  |  | 2505 | 0 |  | IPP Non-CHP | N | OP |  | Non Combustion (NUC, WAT, WND, GEO, or SUN)
EXCLUDE | NM | Albuquerque Solar Energy Center | 57567 | ASEC1 | SUN | PV | 2 | 2 | 0 | 3384 |  |  | 3384 | 0 |  | IPP Non-CHP | N | OP |  | Non Combustion (NUC, WAT, WND, GEO, or SUN)
EXCLUDE | NM | Algodones | 2475 | 1 | NG | ST | 15 | 15 | 0 | 0 |  |  | 0 | 0 |  | Electric Utility | N | OS |  | Steam unit (PRMVR=ST) under 25MW/250 MMBtu/hr
EXCLUDE | NM | Algodones | 2475 | 2 | NG | ST | 15 | 15 | 0 | 0 |  |  | 0 | 0 |  | Electric Utility | N | OS |  | Steam unit (PRMVR=ST) under 25MW/250 MMBtu/hr
EXCLUDE | NM | Algodones | 2475 | 3 | NG | ST | 15 | 15 | 0 | 0 |  |  | 0 | 0 |  | Electric Utility | N | OS |  | Steam unit (PRMVR=ST) under 25MW/250 MMBtu/hr
EXCLUDE | NM | Animas | 2465 | 1 | NG | CC | 3 | 3 | 0 | 18155.8537 |  |  | 18155.8537 | 10459.2426 |  | Electric Utility | N | OP |  | Combined Cycle (PRMVR=CC) unit under 25MW
EXCLUDE | NM | Animas | 2465 | 2 | NG | CC | 3 | 3 | 0 | 18155.8537 |  |  | 18155.8537 | 10459.2426 |  | Electric Utility | N | OP |  | Combined Cycle (PRMVR=CC) unit under 25MW
EXCLUDE | NM | Animas | 2465 | 3 | NG | ST | 9 | 9 | 0 | 0 |  |  | 0 | 0 |  | Electric Utility | N | OS |  | Steam unit (PRMVR=ST) under 25MW/250 MMBtu/hr
EXCLUDE | NM | Animas | 2465 | GT1 | NG | CC | 18.6 | 19 | 0 | 112566.2927 |  |  | 112566.2927 | 64847.3042 |  | Electric Utility | N | OP |  | Combined Cycle (PRMVR=CC) unit under 25MW
EXCLUDE | NM | Animas | 2465 | HY1 | WAT | HY | 0.2 | 0.2 | 0 | 0 |  |  | 0 | 0 |  | Electric Utility | N | OP |  | Non Combustion (NUC, WAT, WND, GEO, or SUN)
EXCLUDE | NM | Animas | 2465 | ST4 | NG | ST | 16.5 | 16 | 0 | 0 |  |  | 0 | 0 |  | Electric Utility | N | OS |  | Steam unit (PRMVR=ST) under 25MW/250 MMBtu/hr
EXCLUDE | NM | Aragonne Mesa Phase II | 56656 | 1 | WND | WT | 110.4 | 110.4 | 0 | 0 |  |  | 0 | 0 |  | IPP Non-CHP | N | IP |  | Non Combustion (NUC, WAT, WND, GEO, or SUN)
EXCLUDE | NM | Aragonne Wind LLC | 56336 | 1 | WND | WT | 90 | 90 | 0 | 235507 |  |  | 235507 | 0 |  | IPP Non-CHP | N | OP |  | Non Combustion (NUC, WAT, WND, GEO, or SUN)
EXCLUDE | NM | Blanco Compressor Station | 54221 | 1 | NG | ST | 1.5 | 1 | 0 | 0 |  |  | 0 | 0 |  | Industrial Non-CHP | N | RE | 2011 | Steam unit (PRMVR=ST) under 25MW/250 MMBtu/hr
EXCLUDE | NM | Blanco Compressor Station | 54221 | 2 | NG | ST | 1.5 | 1 | 0 | 0 |  |  | 0 | 0 |  | Industrial Non-CHP | N | RE | 2011 | Steam unit (PRMVR=ST) under 25MW/250 MMBtu/hr
NGCC | NM | Bluffview | 55977 | CTG1 | NG | CC | 40 | 38 | 532 | 138855.5224 |  |  | 138855.5224 | 66212.397 |  | Electric Utility | N | OP
NGCC | NM | Bluffview | 55977 | STG1 | NG | CC | 27 | 27 | 532 | 93727.4776 |  |  | 93727.4776 | 44693.368 |  | Electric Utility | N | OP
EXCLUDE | NM | Caprock Wind Farm | 56293 | 1 | WND | WT | 60 | 60 | 0 | 239018.25 |  |  | 239018.25 | 0 |  | IPP Non-CHP | N | OP |  | Non Combustion (NUC, WAT, WND, GEO, or SUN)
EXCLUDE | NM | Caprock Wind Farm | 56293 | 2 | WND | WT | 20 | 20 | 0 | 79672.75 |  |  | 79672.75 | 0 |  | IPP Non-CHP | N | OP |  | Non Combustion (NUC, WAT, WND, GEO, or SUN)
EXCLUDE | NM | Carlsbad | 2453 | 5 | NG | GT | 16.3 | 10 | 0 | 7717 |  |  | 7717 | 6928.7051 |  | Electric Utility | N | OP |  | Simple Cycle Turbine (PRMVR=GT or OT) unit under 25MW
EXCLUDE | NM | Chino Mines | 54667 | 4 | NG | ST | 7.5 | 7 | 0 | 0 |  |  | 0 | 0 |  | Industrial Non-CHP | N | RE | 2004 | Steam unit (PRMVR=ST) under 25MW/250 MMBtu/hr
EXCLUDE | NM | Chino Mines | 54667 | 5 | NG | ST | 10 | 9.3 | 0 | 0 |  |  | 0 | 0 |  | Industrial Non-CHP | N | RE | 2005 | Steam unit (PRMVR=ST) under 25MW/250 MMBtu/hr
EXCLUDE | NM | Chino Mines | 54667 | 7 | NG | CC | 16.5 | 15.4 | 0 | 13124.2222 |  |  | 13124.2222 | 9285.8793 |  | Industrial Non-CHP | N | SB |  | Combined Cycle (PRMVR=CC) unit under 25MW
EXCLUDE | NM | Chino Mines | 54667 | 8 | NG | ST | 30 | 27.9 | 0 | 0 |  |  | 0 | 0 |  | Industrial Non-CHP | N | RE | 2005 | Retired in 2005
EXCLUDE | NM | Chino Mines | 54667 | 9 | NG | CC | 37.5 | 35 | 0 | 29827.7778 |  |  | 29827.7778 | 21104.2712 |  | Industrial Non-CHP | N | OP |  | Commercial/Industrial Unit
EXCLUDE | NM | Cimarron Solar Facility | 57243 | CIM1 | SUN | PV | 30.2 | 30.2 | 0 | 67978 |  |  | 67978 | 0 |  | IPP Non-CHP | N | OP |  | Non Combustion (NUC, WAT, WND, GEO, or SUN)
OGST | NM | Cunningham | 2454 | 1 | NG | ST | 75 | 71 | 1000 | 283934 |  |  | 283934 | 196822.816 |  | Electric Utility | N | OP
OGST | NM | Cunningham | 2454 | 2 | NG | ST | 190.4 | 186 | 1902 | 713732 |  |  | 713732 | 463340.139 |  | Electric Utility | N | OP
SSTLOGN | NM | Cunningham | 2454 | 3 | NG | GT | 126.9 | 108 | 1246 | 68131 |  |  | 68131 | 35601.475 |  | Electric Utility | N | OP
SSTLOGN | NM | Cunningham | 2454 | 4 | NG | GT | 126.9 | 106 | 1282 | 68131 |  |  | 68131 | 54690.726 |  | Electric Utility | N | OP
SSTLOGN | NM | Delta Person LLC | 55039 | GT1 | NG | GT | 150 | 140 | 2600 | 20301 |  |  | 20301 | 23903.917 |  | Electric Utility/IPP Non-CHP | N | OP
EXCLUDE | NM | Deming Solar Energy Center | 57575 | DSEC | SUN | PV | 5 | 5 | 0 | 4459 |  |  | 4459 | 0 |  | IPP Non-CHP | N | OP |  | Non Combustion (NUC, WAT, WND, GEO, or SUN)
EXCLUDE | NM | Eddy County Generating Station | 55252 | 1 | NG | GT | 44 | 37 | 0 | 0 |  |  | 0 | 0 |  | Electric Utility | N | IP |  | Status of operation (IP,L,P,T,or U)
EXCLUDE | NM | El Vado Dam | 7593 | 1 | WAT | HY | 8 | 8 | 0 | 32524 |  |  | 32524 | 0 |  | Electric Utility | N | OP |  | Non Combustion (NUC, WAT, WND, GEO, or SUN)
EXCLUDE | NM | Elephant Butte | 6402 | 1 | WAT | HY | 9.3 | 9.3 | 0 | 11102.6667 |  |  | 11102.6667 | 0 |  | Electric Utility | N | OP |  | Non Combustion (NUC, WAT, WND, GEO, or SUN)
EXCLUDE | NM | Elephant Butte | 6402 | 2 | WAT | HY | 9.3 | 9.3 | 0 | 11102.6667 |  |  | 11102.6667 | 0 |  | Electric Utility | N | OP |  | Non Combustion (NUC, WAT, WND, GEO, or SUN)
EXCLUDE | NM | Elephant Butte | 6402 | 3 | WAT | HY | 9.3 | 9.3 | 0 | 11102.6667 |  |  | 11102.6667 | 0 |  | Electric Utility | N | OP |  | Non Combustion (NUC, WAT, WND, GEO, or SUN)
COALST | NM | Escalante | 87 | 1 | SUB | ST | 257 | 247 | 4400 | 1642862 |  |  | 1642862 | 2072636.857 |  | Electric Utility | N | OP
EXCLUDE | NM | Ford Utilities Center | 50906 | 2 | NG | ST | 1.5 | 1.4 | 0 | 0 |  |  | 0 | 0 |  | Commercial CHP | N | RE | 2003 | Steam unit (PRMVR=ST) under 25MW/250 MMBtu/hr
EXCLUDE | NM | Ford Utilities Center | 50906 | 3 | NG | GT | 7 | 6 | 0 | 37427 | 0.95932 | 7219.6652 | 39013.9721 | 24054.6515 |  | Commercial CHP | Y | OP |  | Simple Cycle Turbine (PRMVR=GT or OT) unit under 25MW
EXCLUDE | NM | Ford Utilities Center | 50906 | 4 | NG | ST | 1.1 | 0.7 | 0 | 553 |  |  | 553 | 0 |  | Commercial CHP | N | OP |  | Steam unit (PRMVR=ST) under 25MW/250 MMBtu/hr
EXCLUDE | NM | Gallup Refinery | 50997 | GEN1 | NG | GT | 3 | 2.9 | 0 | 0 | 0 |  |  | 0 |  | Industrial CHP | Y | OP |  | Simple Cycle Turbine (PRMVR=GT or OT) unit under 25MW
EXCLUDE | NM | Gallup Refinery | 50997 | GEN2 | NG | GT | 3 | 2.9 | 0 | 0 | 0 |  |  | 0 |  | Industrial CHP | Y | OP |  | Simple Cycle Turbine (PRMVR=GT or OT) unit under 25MW
EXCLUDE | NM | Hatch Solar Energy Center I, LLC | 57591 | 1 | SUN | PV | 5 | 5 | 0 | 5010 |  |  | 5010 | 0 |  | IPP Non-CHP | N | OP |  | Non Combustion (NUC, WAT, WND, GEO, or SUN)
EXCLUDE | NM | High Lonesome Mesa LLC | 56945 | 1 | WND | WT | 100 | 100 | 0 | 300538 |  |  | 300538 | 0 |  | IPP Non-CHP | N | OP |  | Non Combustion (NUC, WAT, WND, GEO, or SUN)
NGCC | NM | Hobbs Generating Station | 56458 | GT1 | NG | CC | 185 | 159.1 | 2240 | 830588.4214 |  |  | 830588.4214 | 371345.1242 |  | Electric Utility/IPP Non-CHP | N | OP
NGCC | NM | Hobbs Generating Station | 56458 | GT2 | NG | CC | 185 | 159.1 | 2240 | 830588.4214 |  |  | 830588.4214 | 371345.1242 |  | Electric Utility/IPP Non-CHP | N | OP
NGCC | NM | Hobbs Generating Station | 56458 | ST3 | NG | CC | 330 | 207.8 | 2240 | 1481590.1571 |  |  | 1481590.1571 | 662399.4107 |  | Electric Utility/IPP Non-CHP | N | OP
EXCLUDE | NM | Kit Carson Solar Carport | 57512 | 1 | SUN | PV | 0.5 | 0.5 | 0 | 0 |  |  | 0 | 0 |  | Electric Utility | N | OP |  | Non Combustion (NUC, WAT, WND, GEO, or SUN)
EXCLUDE | NM | KTAOS Solar Carport | 57510 | 1 | SUN | PV | 0.1 | 0.1 | 0 | 0 |  |  | 0 | 0 |  | Commercial Non-CHP | N | OP |  | Non Combustion (NUC, WAT, WND, GEO, or SUN)
EXCLUDE | NM | Las Vegas | 2447 | 1 | DFO | GT | 20 | 20 | 0 | 0 |  |  | 0 | 0 |  | Electric Utility | N | RE | 2011 | Simple Cycle Turbine (PRMVR=GT or OT) unit under 25MW
EXCLUDE | NM | Las Vegas Solar Energy Center | 57576 | LVSEC | SUN | PV | 5 | 5 | 0 | 1028 |  |  | 1028 | 0 |  | IPP Non-CHP | N | OP |  | Non Combustion (NUC, WAT, WND, GEO, or SUN)
EXCLUDE | NM | LCEC Generation LLVC | 57872 | UNIT1 | NG | IC | 9.3 | 8.7 | 0 | 0 |  |  | 0 | 0 |  | IPP Non-CHP | N | TS |  | Internal Combustion (PRMVR=IC)
EXCLUDE | NM | LCEC Generation LLVC | 57872 | UNIT2 | NG | IC | 9.3 | 8.7 | 0 | 0 |  |  | 0 | 0 |  | IPP Non-CHP | N | TS |  | Internal Combustion (PRMVR=IC)
EXCLUDE | NM | LCEC Generation LLVC | 57872 | UNIT3 | NG | IC | 9.3 | 8.7 | 0 | 0 |  |  | 0 | 0 |  | IPP Non-CHP | N | TS |  | Internal Combustion (PRMVR=IC)
EXCLUDE | NM | LCEC Generation LLVC | 57872 | UNIT4 | NG | IC | 9.3 | 8.7 | 0 | 0 |  |  | 0 | 0 |  | IPP Non-CHP | N | TS |  | Internal Combustion (PRMVR=IC)
EXCLUDE | NM | LCEC Generation LLVC | 57872 | UNIT5 | NG | IC | 9.3 | 8.7 | 0 | 0 |  |  | 0 | 0 |  | IPP Non-CHP | N | TS |  | Internal Combustion (PRMVR=IC)
SSTLOGN | NM | Lordsburg Generating | 7967 | GT1 | NG | GT | 44 | 37 | 410 | 10778.5 |  |  | 10778.5 | 7264.2 |  | Electric Utility | N | OP
SSTLOGN | NM | Lordsburg Generating | 7967 | GT2 | NG | GT | 44 | 37 | 410 | 10778.5 |  |  | 10778.5 | 8701.075 |  | Electric Utility | N | OP
EXCLUDE | NM | Los Lunas Solar Energy Center | 57571 | LLSEC | SUN | PV | 5 | 5 | 0 | 6714 |  |  | 6714 | 0 |  | IPP Non-CHP | N | OP |  | Non Combustion (NUC, WAT, WND, GEO, or SUN)
NGCC | NM | Luna Energy Facility | 55343 | CTG1 | NG | CC | 175 | 150.5 | 2381.2 | 483127.3462 |  |  | 483127.3462 | 218410.9092 |  | Electric Utility | N | OP
NGCC | NM | Luna Energy Facility | 55343 | CTG2 | NG | CC | 175 | 150.5 | 2381.2 | 483127.3462 |  |  | 483127.3462 | 218410.9092 |  | Electric Utility | N | OP
NGCC | NM | Luna Energy Facility | 55343 | STG1 | NG | CC | 300 | 258 | 2381.2 | 828218.3077 |  |  | 828218.3077 | 374418.7015 |  | Electric Utility | N | OP
EXCLUDE | NM | Macho Springs Power I | 57947 | GEN | WND | WT | 50.4 | 50.4 | 0 | 16789 |  |  | 16789 | 0 |  | IPP Non-CHP | N | OP |  | Non Combustion (NUC, WAT, WND, GEO, or SUN)
OGST | NM | Maddox | 2446 | 1 | NG | ST | 113.6 | 112 | 2155 | 384760 |  |  | 384760 | 246582.263 |  | Electric Utility | N | OP
SSTLOGN | NM | Maddox | 2446 | 2 | NG | GT | 86.9 | 61 | 0 | 40566.5803 |  |  | 40566.5803 | 32745.2206 |  | Electric Utility | N | OP
EXCLUDE | NM | Maddox | 2446 | 3 | NG | GT | 11.5 | 10 | 0 | 5368.4197 |  |  | 5368.4197 | 4333.3721 |  | Electric Utility | N | SB |  | Simple Cycle Turbine (PRMVR=GT or OT) unit under 25MW
EXCLUDE | NM | Mesalands Community College Wind Turbine | 57106 | 1 | WND | WT | 1.5 | 1.5 | 0 | 3422 |  |  | 3422 | 0 |  | Commercial Non-CHP | N | OP |  | Non Combustion (NUC, WAT, WND, GEO, or SUN)
SSTLOGN | NM | Milagro Cogeneration Plant | 54814 | GENA | NG | GT | 30.4 | 30.4 | 317.45 | 63619.25 | 0.36058 | 513231.5563 | 176433.9239 | 60429.4398 |  | IPP CHP | Y | OP
SSTLOGN | NM | Milagro Cogeneration Plant | 54814 | GENB | NG | GT | 30.4 | 30.4 | 317.45 | 63619.25 | 0.36058 | 513231.5563 | 176433.9239 | 60429.4398 |  | IPP CHP | Y | OP
SSTLOGN | NM | Milagro Cogeneration Plant | 54814 | GO1A | NG | GT | 30.4 | 30.4 | 317.45 | 63619.25 | 0.36058 | 513231.5563 | 176433.9239 | 60429.4398 |  | IPP CHP | Y | OP
SSTLOGN | NM | Milagro Cogeneration Plant | 54814 | GO1B | NG | GT | 30.4 | 30.4 | 317.45 | 63619.25 | 0.36058 | 513231.5563 | 176433.9239 | 60429.4398 |  | IPP CHP | Y | OP
EXCLUDE | NM | Navajo Dam | 584 | 1 | WAT | HY | 15 | 15 | 0 | 45429.5 |  |  | 45429.5 | 0 |  | Electric Utility | N | OP |  | Non Combustion (NUC, WAT, WND, GEO, or SUN)
EXCLUDE | NM | Navajo Dam | 584 | 2 | WAT | HY | 15 | 15 | 0 | 45429.5 |  |  | 45429.5 | 0 |  | Electric Utility | N | OP |  | Non Combustion (NUC, WAT, WND, GEO, or SUN)
EXCLUDE | NM | New Mexico State University | 54975 | 1 | NG | GT | 4.7 | 4.5 | 0 | 38395 | 0.81588 | 39418.1989 | 47059.6099 | 28251.1022 |  | Commercial CHP | Y | OP |  | Simple Cycle Turbine (PRMVR=GT or OT) unit under 25MW
EXCLUDE | NM | New Mexico Wind Energy Center | 56097 | GE15 | WND | WT | 204 | 204 | 0 | 579900 |  |  | 579900 | 0 |  | IPP Non-CHP | N | OP |  | Non Combustion (NUC, WAT, WND, GEO, or SUN)
EXCLUDE | NM | Phelps Dodge Cobre Mining | 55312 | 1 | DFO | IC | 0.8 | 0.8 | 0 | 0 |  |  | 0 | 0 |  | Industrial Non-CHP | N | SB |  | Internal Combustion (PRMVR=IC)
EXCLUDE | NM | Phelps Dodge Cobre Mining | 55312 | 2 | DFO | IC | 0.8 | 0.8 | 0 | 0 |  |  | 0 | 0 |  | Industrial Non-CHP | N | SB |  | Internal Combustion (PRMVR=IC)
EXCLUDE | NM | Phelps Dodge Cobre Mining | 55312 | 3 | DFO | IC | 0.8 | 0.8 | 0 | 0 |  |  | 0 | 0 |  | Industrial Non-CHP | N | OS |  | Internal Combustion (PRMVR=IC)
EXCLUDE | NM | Phelps Dodge Tyrone | 54734 | 1 | NG | IC | 3 | 2.9 | 0 | 0 |  |  | 0 | 0 |  | Industrial Non-CHP | N | SB |  | Internal Combustion (PRMVR=IC)
EXCLUDE | NM | Phelps Dodge Tyrone | 54734 | 2 | NG | IC | 3 | 2.9 | 0 | 0 |  |  | 0 | 0 |  | Industrial Non-CHP | N | OS |  | Internal Combustion (PRMVR=IC)
EXCLUDE | NM | Phelps Dodge Tyrone | 54734 | 3 | NG | IC | 3.1 | 2.9 | 0 | 0 |  |  | 0 | 0 |  | Industrial Non-CHP | N | SB |  | Internal Combustion (PRMVR=IC)
EXCLUDE | NM | Phelps Dodge Tyrone | 54734 | 4 | NG | IC | 3.1 | 2.9 | 0 | 0 |  |  | 0 | 0 |  | Industrial Non-CHP | N | SB |  | Internal Combustion (PRMVR=IC)
EXCLUDE | NM | Phelps Dodge Tyrone | 54734 | 5 | NG | IC | 3 | 2.9 | 0 | 0 |  |  | 0 | 0 |  | Industrial Non-CHP | N | OS |  | Internal Combustion (PRMVR=IC)
EXCLUDE | NM | Phelps Dodge Tyrone | 54734 | 6 | NG | IC | 3 | 2.9 | 0 | 0 |  |  | 0 | 0 |  | Industrial Non-CHP | N | OS |  | Internal Combustion (PRMVR=IC)
EXCLUDE | NM | Phelps Dodge Tyrone | 54734 | 7 | NG | IC | 3.1 | 2.9 | 0 | 0 |  |  | 0 | 0 |  | Industrial Non-CHP | N | SB |  | Internal Combustion (PRMVR=IC)
EXCLUDE | NM | Phelps Dodge Tyrone | 54734 | 8 | NG | IC | 3 | 2.9 | 0 | 0 |  |  | 0 | 0 |  | Industrial Non-CHP | N | SB |  | Internal Combustion (PRMVR=IC)
EXCLUDE | NM | Phelps Dodge Tyrone | 54734 | 9 | NG | IC | 3 | 2.9 | 0 | 0 |  |  | 0 | 0 |  | Industrial Non-CHP | N | OS |  | Internal Combustion (PRMVR=IC)
EXCLUDE | NM | Phelps Dodge Tyrone | 54734 | 10 | NG | IC | 3 | 2.9 | 0 | 0 |  |  | 0 | 0 |  | Industrial Non-CHP | N | OS |  | Internal Combustion (PRMVR=IC)
EXCLUDE | NM | Phelps Dodge Tyrone | 54734 | 11 | NG | IC | 3 | 2.9 | 0 | 0 |  |  | 0 | 0 |  | Industrial Non-CHP | N | SB |  | Internal Combustion (PRMVR=IC)
EXCLUDE | NM | Phelps Dodge Tyrone | 54734 | 12 | NG | IC | 3 | 2.9 | 0 | 0 |  |  | 0 | 0 |  | Industrial Non-CHP | N | SB |  | Internal Combustion (PRMVR=IC)
EXCLUDE | NM | Phelps Dodge Tyrone | 54734 | 13 | NG | IC | 3 | 2.9 | 0 | 0 |  |  | 0 | 0 |  | Industrial Non-CHP | N | SB |  | Internal Combustion (PRMVR=IC)
EXCLUDE | NM | Phelps Dodge Tyrone | 54734 | 14 | NG | IC | 3 | 2.9 | 0 | 0 |  |  | 0 | 0 |  | Industrial Non-CHP | N | SB |  | Internal Combustion (PRMVR=IC)
EXCLUDE | NM | Phelps Dodge Tyrone | 54734 | 15 | NG | IC | 3.1 | 2.9 | 0 | 0 |  |  | 0 | 0 |  | Industrial Non-CHP | N | SB |  | Internal Combustion (PRMVR=IC)
SSTLOGN | NM | Pyramid | 7975 | 1 | NG | GT | 46.5 | 39.5 | 500 | 2455.75 |  |  | 2455.75 | 2651.764 |  | Electric Utility | N | OP
SSTLOGN | NM | Pyramid | 7975 | 2 | NG | GT | 46.5 | 39.5 | 500 | 2455.75 |  |  | 2455.75 | 3376.089 |  | Electric Utility | N | OP
SSTLOGN | NM | Pyramid | 7975 | 3 | NG | GT | 46.5 | 39.5 | 500 | 2455.75 |  |  | 2455.75 | 1195.871 |  | Electric Utility | N | OP
SSTLOGN | NM | Pyramid | 7975 | 4 | NG | GT | 46.5 | 39.5 | 500 | 28395.032 |  |  | 28395.032 | 17324.33 |  | Electric Utility | N | OP
EXCLUDE | NM | Questa Solar Facility | 57369 | QST | SUN | PV | 1 | 1 | 0 | 1827 |  |  | 1827 | 0 |  | IPP Non-CHP | N | OP |  | Non Combustion (NUC, WAT, WND, GEO, or SUN)
EXCLUDE | NM | Raton | 2468 | 3 | BIT | ST | 1.5 | 1.8 | 0 | 0 | 0 |  |  | 0 |  | Electric Utility | Y | RE | 1970 | Steam unit (PRMVR=ST) under 25MW/250 MMBtu/hr
EXCLUDE | NM | Raton | 2468 | 4 | BIT | ST | 3.7 | 3.2 | 0 | 0 | 0 |  |  | 0 |  | Electric Utility | Y | RE | 1996 | Steam unit (PRMVR=ST) under 25MW/250 MMBtu/hr
EXCLUDE | NM | Raton | 2468 | 5 | BIT | ST | 7.5 | 6.9 | 0 | 0 | 0 |  |  | 0 |  | Electric Utility | Y | RE | 2010 | Steam unit (PRMVR=ST) under 25MW/250 MMBtu/hr
EXCLUDE | NM | Raton | 2468 | 6 | NG | IC | 8 | 7.3 | 0 | 0 |  |  | 0 | 0 |  | Electric Utility | N | OP |  | Internal Combustion (PRMVR=IC)
EXCLUDE | NM | Red Mesa Wind LLC | 57357 | EXIS | WND | WT | 102.4 | 102.4 | 0 | 215280 |  |  | 215280 | 0 |  | IPP Non-CHP | N | OP |  | Non Combustion (NUC, WAT, WND, GEO, or SUN)
OGST | NM | Reeves | 2450 | 1 | NG | ST | 44 | 44 | 623.4 | 26892 |  |  | 26892 | 21394.579 |  | Electric Utility | N | OP
OGST | NM | Reeves | 2450 | 2 | NG | ST | 44 | 44 | 623.4 | 18124 |  |  | 18124 | 15875.763 |  | Electric Utility | N | OP
OGST | NM | Reeves | 2450 | 3 | NG | ST | 66 | 66 | 872 | 41336 |  |  | 41336 | 32223.657 |  | Electric Utility | N | OP
OGST | NM | Rio Grande | 2444 | 6 | NG | ST | 50 | 45 | 610 | 128163 |  |  | 128163 | 97264.106 |  | Electric Utility | N | OP | 2014
OGST | NM | Rio Grande | 2444 | 7 | NG | ST | 50 | 46 | 615 | 107882 |  |  | 107882 | 74252.889 |  | Electric Utility | N | OP | 2017
OGST | NM | Rio Grande | 2444 | 8 | NG | ST | 166.5 | 145 | 1569 | 465391 |  |  | 465391 | 323632.289 |  | Electric Utility | N | OP
EXCLUDE | NM | Rio Grande | 2444 | 9 | NG | GT | 106 | 88.9 | 0 | 0 |  |  | 0 | 0 |  | Electric Utility | N | L |  | Status of operation (IP,L,P,T,or U)
EXCLUDE | NM | Roadrunner Solar | 57338 | 1 | SUN | PV | 20 | 20 | 0 | 18452 |  |  | 18452 | 0 |  | IPP Non-CHP | N | OP |  | Non Combustion (NUC, WAT, WND, GEO, or SUN)
COALST | NM | San Juan | 2451 | 1 | SUB | ST | 369 | 321.7 | 4709.7 | 2042681 |  |  | 2042681 | 2415625.37 |  | Electric Utility | N | OP
COALST | NM | San Juan | 2451 | 2 | SUB | ST | 369 | 319.8 | 6770 | 2257069 |  |  | 2257069 | 2597570.708 |  | Electric Utility | N | OP
COALST | NM | San Juan | 2451 | 3 | SUB | ST | 555 | 495.4 | 7213.9 | 3508278 |  |  | 3508278 | 3836689.119 |  | Electric Utility | N | OP
COALST | NM | San Juan | 2451 | 4 | SUB | ST | 555 | 506.1 | 7749.9 | 3732031 |  |  | 3732031 | 4082776.759 |  | Electric Utility | N | OP
EXCLUDE | NM | San Juan Mesa | 56304 | 1 | WND | WT | 120 | 120 | 0 | 428210 |  |  | 428210 | 0 |  | IPP Non-CHP | N | OP |  | Non Combustion (NUC, WAT, WND, GEO, or SUN)
EXCLUDE | NM | Southside Water Reclamation Plant | 10339 | GEN1 | OBG | IC | 2.2 | 2.1 | 0 | 0 | 0.30042 | 0 | 0 | 0 |  | IPP CHP | Y | OP |  | Internal Combustion (PRMVR=IC)
EXCLUDE | NM | Southside Water Reclamation Plant | 10339 | GEN2 | OBG | IC | 2.2 | 2.1 | 0 | 0 | 0.30042 | 0 | 0 | 0 |  | IPP CHP | Y | OP |  | Internal Combustion (PRMVR=IC)
EXCLUDE | NM | Southside Water Reclamation Plant | 10339 | GEN3 | OBG | IC | 1.1 | 1.1 | 0 | 0 | 0.30042 | 0 | 0 | 0 |  | IPP CHP | Y | OP |  | Internal Combustion (PRMVR=IC)
EXCLUDE | NM | Southside Water Reclamation Plant | 10339 | GEN4 | OBG | IC | 1.1 | 1.1 | 0 | 0 | 0.30042 | 0 | 0 | 0 |  | IPP CHP | Y | OP |  | Internal Combustion (PRMVR=IC)
EXCLUDE | NM | SPS1 Dollarhide | 57736 | 1 | SUN | PV | 10 | 10 | 0 | 4864 |  |  | 4864 | 0 |  | IPP Non-CHP | N | OP |  | Non Combustion (NUC, WAT, WND, GEO, or SUN)
EXCLUDE | NM | SPS2 Jal | 57737 | 1 | SUN | PV | 10 | 10 | 0 | 4440 |  |  | 4440 | 0 |  | IPP Non-CHP | N | OP |  | Non Combustion (NUC, WAT, WND, GEO, or SUN)
EXCLUDE | NM | SPS3 Lea | 57738 | 1 | SUN | PV | 10 | 10 | 0 | 974 |  |  | 974 | 0 |  | IPP Non-CHP | N | OP |  | Non Combustion (NUC, WAT, WND, GEO, or SUN)
EXCLUDE | NM | SPS4 Monument | 57739 | 1 | SUN | PV | 10.1 | 10.1 | 0 | 1035 |  |  | 1035 | 0 |  | IPP Non-CHP | N | OP |  | Non Combustion (NUC, WAT, WND, GEO, or SUN)
EXCLUDE | NM | SPS5 Hopi | 57740 | 1 | SUN | PV | 10.1 | 10.1 | 0 | 5132 |  |  | 5132 | 0 |  | IPP Non-CHP | N | OP |  | Non Combustion (NUC, WAT, WND, GEO, or SUN)
EXCLUDE | NM | SunE EPE1 LLC | 57986 | 1 | SUN | PV | 11.3 | 11.3 | 0 | 0 |  |  | 0 | 0 |  | IPP Non-CHP | N | U |  | Non Combustion (NUC, WAT, WND, GEO, or SUN)
EXCLUDE | NM | SunE EPE2 LLC | 57985 | 1 | SUN | PV | 13.6 | 13.6 | 0 | 0 |  |  | 0 | 0 |  | IPP Non-CHP | N | U |  | Non Combustion (NUC, WAT, WND, GEO, or SUN)
EXCLUDE | NM | Texico Wind Ranch LP | 57258 | 1 | WND | WT | 1.9 | 1.9 | 0 | 6160 |  |  | 6160 | 0 |  | IPP Non-CHP | N | OP |  | Non Combustion (NUC, WAT, WND, GEO, or SUN)
EXCLUDE | NM | TSGT Mobile Generator #15 | 57476 | M15G | DFO | IC | 2 | 2 | 0 | 0 |  |  | 0 | 0 |  | IPP Non-CHP | N | OP |  | Internal Combustion (PRMVR=IC)
EXCLUDE | NM | Tucumcari | 2469 | 3 | DFO | IC | 1 | 1 | 0 | 0 |  |  | 0 | 0 |  | Electric Utility | N | RE | 2010 | Internal Combustion (PRMVR=IC)
EXCLUDE | NM | Tucumcari | 2469 | 4 | DFO | IC | 2.2 | 2 | 0 | 0 |  |  | 0 | 0 |  | Electric Utility | N | RE | 2006 | Internal Combustion (PRMVR=IC)
EXCLUDE | NM | Tucumcari | 2469 | 5 | DFO | IC | 1 | 1 | 0 | 0 |  |  | 0 | 0 |  | Electric Utility | N | RE | 2006 | Internal Combustion (PRMVR=IC)
EXCLUDE | NM | Tucumcari | 2469 | 6 | DFO | IC | 4.1 | 3 | 0 | 0 |  |  | 0 | 0 |  | Electric Utility | N | RE | 2006 | Internal Combustion (PRMVR=IC)
EXCLUDE | NM | Tucumcari | 2469 | 8 | DFO | IC | 3 | 3 | 0 | 0 |  |  | 0 | 0 |  | Electric Utility | N | RE | 2006 | Internal Combustion (PRMVR=IC)
EXCLUDE | NM | Tucumcari | 2469 | 9 | DFO | IC | 4.8 | 5 | 0 | 0 |  |  | 0 | 0 |  | Electric Utility | N | RE | 2010 | Internal Combustion (PRMVR=IC)
EXCLUDE | NM | Univ New Mexico Cogen Plant | 50905 | 1 | NG | GT | 2.5 | 2.1 | 0 | 0 | 0 |  |  | 0 |  | Commercial CHP | Y | RE | 2009 | Simple Cycle Turbine (PRMVR=GT or OT) unit under 25MW
EXCLUDE | NM | UNM Solar Array | 57511 | 1 | SUN | PV | 0.5 | 0.5 | 0 | 0 |  |  | 0 | 0 |  | Commercial Non-CHP | N | OP |  | Non Combustion (NUC, WAT, WND, GEO, or SUN)
SSTLOGN | NM | Valencia Energy Facility | 55802 | CTG1 | NG | GT | 159.5 | 144.3 | 1629.4 | 94928 |  |  | 94928 | 68261.288 |  | Electric Utility/IPP Non-CHP | N | OP
EXCLUDE | NM | Valencia Energy Facility | 55802 | CTG2 | NG | GT | 159.5 | 159.5 | 0 | 0 |  |  | 0 | 0 |  | IPP Non-CHP | N | IP |  | Status of operation (IP,L,P,T,or U)
EXCLUDE | NM | Valencia Energy Facility | 55802 | CTG3 | NG | GT | 84.2 | 84.2 | 0 | 0 |  |  | 0 | 0 |  | IPP Non-CHP | N | IP |  | Status of operation (IP,L,P,T,or U)
EXCLUDE | NM | Valencia Energy Facility | 55802 | CTG4 | NG | GT | 84.2 | 84.2 | 0 | 0 |  |  | 0 | 0 |  | IPP Non-CHP | N | IP |  | Status of operation (IP,L,P,T,or U)
EXCLUDE | NM | Valencia Energy Facility | 55802 | CTG5 | NG | CC | 84.2 | 84.2 | 0 | 0 |  |  | 0 | 0 |  | IPP Non-CHP | N | IP |  | Status of operation (IP,L,P,T,or U)
EXCLUDE | NM | Valencia Energy Facility | 55802 | CTG6 | NG | CC | 84.2 | 84.2 | 0 | 0 |  |  | 0 | 0 |  | IPP Non-CHP | N | IP |  | Status of operation (IP,L,P,T,or U)
EXCLUDE | NM | Wildcat Wind | 57887 | 1 | WND | WT | 27.3 | 27.3 | 0 | 0 |  |  | 0 | 0 |  | IPP Non-CHP | N | U |  | Non Combustion (NUC, WAT, WND, GEO, or SUN)
EXCLUDE | NM | WSMR I | 58010 | WSMR1 | SUN | PV | 3.7 | 3.7 | 0 | 0 |  |  | 0 | 0 |  | IPP Non-CHP | N | U |  | Non Combustion (NUC, WAT, WND, GEO, or SUN)
EXCLUDE | NM | WSMR I | 58010 | WSMR2 | SUN | PV | 0.4 | 0.4 | 0 | 0 |  |  | 0 | 0 |  | IPP Non-CHP | N | U |  | Non Combustion (NUC, WAT, WND, GEO, or SUN)
EXCLUDE | NV | Amargosa Solar Power Project | 57288 | 1 | SUN | ST | 273.4 | 232 | 0 | 0 |  |  | 0 | 0 |  | IPP Non-CHP | N | P |  | Non Combustion (NUC, WAT, WND, GEO, or SUN)
EXCLUDE | NV | Amargosa Solar Power Project | 57288 | 2 | SUN | ST | 273.4 | 232 | 0 | 0 |  |  | 0 | 0 |  | IPP Non-CHP | N | P |  | Non Combustion (NUC, WAT, WND, GEO, or SUN)
NGCC | NV | Apex Generating Station | 55514 | CTG1 | NG | CC | 174 | 149.6 | 2410 | 292787.5924 |  |  | 292787.5924 | 126571.6452 |  | Electric Utility/IPP Non-CHP | N | OP
NGCC | NV | Apex Generating Station | 55514 | CTG2 | NG | CC | 174 | 149.6 | 2410 | 292787.5924 |  |  | 292787.5924 | 126571.6452 |  | Electric Utility/IPP Non-CHP | N | OP
NGCC | NV | Apex Generating Station | 55514 | STG1 | NG | CC | 252.6 | 195.2 | 2410 | 425046.8152 |  |  | 425046.8152 | 183747.1126 |  | Electric Utility/IPP Non-CHP | N | OP
EXCLUDE | NV | Battle Mountain | 6509 | 1 | DFO | IC | 2 | 1.8 | 0 | 0 |  |  | 0 | 0 |  | Electric Utility | N | RE | 2011 | Internal Combustion (PRMVR=IC)
EXCLUDE | NV | Battle Mountain | 6509 | 2 | DFO | IC | 2 | 1.8 | 0 | 0 |  |  | 0 | 0 |  | Electric Utility | N | RE | 2011 | Internal Combustion (PRMVR=IC)
EXCLUDE | NV | Battle Mountain | 6509 | 3 | DFO | IC | 2 | 1.8 | 0 | 0 |  |  | 0 | 0 |  | Electric Utility | N | RE | 2011 | Internal Combustion (PRMVR=IC)
EXCLUDE | NV | Battle Mountain | 6509 | 4 | DFO | IC | 2 | 1.8 | 0 | 0 |  |  | 0 | 0 |  | Electric Utility | N | RE | 2011 | Internal Combustion (PRMVR=IC)
EXCLUDE | NV | Beowawe Power | 10287 | GEN1 | GEO | ST | 17 | 12.8 | 0 | 115941 |  |  | 115941 | 0 |  | IPP Non-CHP | N | OP |  | Non Combustion (NUC, WAT, WND, GEO, or SUN)
EXCLUDE | NV | Beowawe Power | 10287 | GEN2 | GEO | BT | 3.6 | 1.3 | 0 | 0 |  |  | 0 | 0 |  | IPP Non-CHP | N | OP |  | Non Combustion (NUC, WAT, WND, GEO, or SUN)
EXCLUDE | NV | Brady | 55991 | OEC | GEO | ST | 6.5 | 5.5 | 0 | 14064.8936 |  |  | 14064.8936 | 0 |  | IPP Non-CHP | N | OP |  | Non Combustion (NUC, WAT, WND, GEO, or SUN)
EXCLUDE | NV | Brady | 55991 | TG-1 | GEO | ST | 9.2 | 7.5 | 0 | 19907.234 |  |  | 19907.234 | 0 |  | IPP Non-CHP | N | OP |  | Non Combustion (NUC, WAT, WND, GEO, or SUN)
EXCLUDE | NV | Brady | 55991 | TG-2 | GEO | ST | 9.2 | 7.5 | 0 | 19907.234 |  |  | 19907.234 | 0 |  | IPP Non-CHP | N | OP |  | Non Combustion (NUC, WAT, WND, GEO, or SUN)
EXCLUDE | NV | Brady | 55991 | TG-3 | GEO | ST | 8 | 6.3 | 0 | 17310.6383 |  |  | 17310.6383 | 0 |  | IPP Non-CHP | N | OP |  | Non Combustion (NUC, WAT, WND, GEO, or SUN)
EXCLUDE | NV | Brunswick | 6510 | 1 | DFO | IC | 2 | 2 | 0 | 0 |  |  | 0 | 0 |  | Electric Utility | N | OP | 2019 | Internal Combustion (PRMVR=IC)
EXCLUDE | NV | Brunswick | 6510 | 2 | DFO | IC | 2 | 2 | 0 | 0 |  |  | 0 | 0 |  | Electric Utility | N | OP | 2019 | Internal Combustion (PRMVR=IC)
EXCLUDE | NV | Brunswick | 6510 | 3 | DFO | IC | 2 | 2 | 0 | 0 |  |  | 0 | 0 |  | Electric Utility | N | OP | 2019 | Internal Combustion (PRMVR=IC)
EXCLUDE | NV | Caithness Dixie Valley | 52015 | GEN1 | GEO | ST | 60.5 | 56 | 0 | 474037 |  |  | 474037 | 0 |  | IPP Non-CHP | N | OP |  | Non Combustion (NUC, WAT, WND, GEO, or SUN)
NGCC | NV | Chuck Lenzie Generating Station | 55322 | CTG1 | NG | CC | 201.5 | 163 | 2381 | 829491.3309 | 0.6718 | 1843601.6195 | 1234737.8768 | 362932.4207 |  | Electric Utility | Y | OP
NGCC | NV | Chuck Lenzie Generating Station | 55322 | CTG2 | NG | CC | 201.5 | 163 | 2381 | 829491.3309 |  |  | 829491.3309 | 362932.4207 |  | Electric Utility | N | OP
NGCC | NV | Chuck Lenzie Generating Station | 55322 | CTG3 | NG | CC | 201.5 | 163 | 2381 | 829491.3309 |  |  | 829491.3309 | 362932.4207 |  | Electric Utility | N | OP
NGCC | NV | Chuck Lenzie Generating Station | 55322 | CTG4 | NG | CC | 201.5 | 163 | 2381 | 829491.3309 |  |  | 829491.3309 | 362932.4207 |  | Electric Utility | N | OP
NGCC | NV | Chuck Lenzie Generating Station | 55322 | ST1 | NG | CC | 329.8 | 238 | 2381 | 1357648.8383 |  |  | 1357648.8383 | 594020.4086 |  | Electric Utility | N | OP
NGCC | NV | Chuck Lenzie Generating Station | 55322 | ST2 | NG | CC | 329.8 | 238 | 2381 | 1357648.8383 |  |  | 1357648.8383 | 594020.4086 |  | Electric Utility | N | OP
EXCLUDE | NV | CityCenter Central Plant Cogen Units | 57348 | UNITA | NG | GT | 4.3 | 4 | 0 | 29947.82 | 1 | 0 | 29947.82 | 18229.2804 |  | Commercial CHP | Y | OP |  | Simple Cycle Turbine (PRMVR=GT or OT) unit under 25MW
EXCLUDE | NV | CityCenter Central Plant Cogen Units | 57348 | UNITB | NG | GT | 4.3 | 4 | 0 | 29947.82 | 1 | 0 | 29947.82 | 18229.2804 |  | Commercial CHP | Y | OP |  | Simple Cycle Turbine (PRMVR=GT or OT) unit under 25MW
EXCLUDE | NV | Clark | 2322 | 1 | NG | ST | 50 | 42 | 0 | 0 |  |  | 0 | 0 |  | Electric Utility | N | RE | 2005 | Retired in 2005
EXCLUDE | NV | Clark | 2322 | 2 | NG | ST | 65 | 66 | 0 | 0 |  |  | 0 | 0 |  | Electric Utility | N | RE | 2005 | Retired in 2005
EXCLUDE | NV | Clark | 2322 | 3 | NG | ST | 75 | 73 | 0 | 0 |  |  | 0 | 0 |  | Electric Utility | N | RE | 2005 | Retired in 2005
NGCC | NV | Clark | 2322 | 9 | NG | CC | 104.4 | 85 | 0 | 37836.5225 |  |  | 37836.5225 | 21280.793 |  | Electric Utility | N | OP
NGCC | NV | Clark | 2322 | 10 | NG | CC | 104.4 | 85 | 0 | 37836.5225 |  |  | 37836.5225 | 21280.793 |  | Electric Utility | N | OP
SSTLOGN | NV | Clark | 2322 | 11 | NG | GT | 60.5 | 52 | 597.2405 | 6597.0309 |  |  | 6597.0309 | 4169.0123 |  | Electric Utility | N | OP
SSTLOGN | NV | Clark | 2322 | 12 | NG | GT | 60.5 | 52 | 597.2405 | 6597.0309 |  |  | 6597.0309 | 4169.0123 |  | Electric Utility | N | OP
SSTLOGN | NV | Clark | 2322 | 13 | NG | GT | 60.5 | 52 | 597.2405 | 6597.0309 |  |  | 6597.0309 | 4169.0123 |  | Electric Utility | N | OP
SSTLOGN | NV | Clark | 2322 | 14 | NG | GT | 60.5 | 52 | 597.2405 | 6597.0309 |  |  | 6597.0309 | 4169.0123 |  | Electric Utility | N | OP
SSTLOGN | NV | Clark | 2322 | 15 | NG | GT | 60.5 | 52 | 597.2405 | 6597.0309 |  |  | 6597.0309 | 4169.0123 |  | Electric Utility | N | OP
SSTLOGN | NV | Clark | 2322 | 16 | NG | GT | 60.5 | 52 | 597.2405 | 6597.0309 |  |  | 6597.0309 | 4169.0123 |  | Electric Utility | N | OP
SSTLOGN | NV | Clark | 2322 | 17 | NG | GT | 60.5 | 52 | 597.2405 | 6597.0309 |  |  | 6597.0309 | 4169.0123 |  | Electric Utility | N | OP
SSTLOGN | NV | Clark | 2322 | 18 | NG | GT | 60.5 | 52 | 597.2405 | 6597.0309 |  |  | 6597.0309 | 4169.0123 |  | Electric Utility | N | OP
SSTLOGN | NV | Clark | 2322 | 19 | NG | GT | 60.5 | 52 | 597.2405 | 6597.0309 |  |  | 6597.0309 | 4169.0123 |  | Electric Utility | N | OP
SSTLOGN | NV | Clark | 2322 | 20 | NG | GT | 60.5 | 52 | 597.2405 | 6597.0309 |  |  | 6597.0309 | 4169.0123 |  | Electric Utility | N | OP
SSTLOGN | NV | Clark | 2322 | 21 | NG | GT | 60.5 | 52 | 597.2405 | 6597.0309 |  |  | 6597.0309 | 4169.0123 |  | Electric Utility | N | OP
SSTLOGN | NV | Clark | 2322 | 22 | NG | GT | 60.5 | 52 | 597.2405 | 6597.0309 |  |  | 6597.0309 | 4169.0123 |  | Electric Utility | N | OP
SSTLOGN | NV | Clark | 2322 | GT4 | NG | GT | 72.4 | 50 | 714.7142 | 7894.6288 |  |  | 7894.6288 | 4989.0329 |  | Electric Utility | N | OP
NGCC | NV | Clark | 2322 | GT5 | NG | CC | 92.5 | 73 | 0 | 33523.7388 |  |  | 33523.7388 | 18855.1088 |  | Electric Utility | N | OP
NGCC | NV | Clark | 2322 | GT6 | NG | CC | 92.5 | 75 | 0 | 33523.7388 |  |  | 33523.7388 | 18855.1088 |  | Electric Utility | N | OP
NGCC | NV | Clark | 2322 | GT7 | NG | CC | 92.5 | 73 | 0 | 33523.7388 |  |  | 33523.7388 | 18855.1088 |  | Electric Utility | N | OP
NGCC | NV | Clark | 2322 | GT8 | NG | CC | 92.5 | 73 | 0 | 33523.7388 |  |  | 33523.7388 | 18855.1088 |  | Electric Utility | N | OP
EXCLUDE | NV | CM10 | 56944 | PV01 | SUN | PV | 10 | 10 | 0 | 21546 |  |  | 21546 | 0 |  | IPP Non-CHP | N | OP |  | Non Combustion (NUC, WAT, WND, GEO, or SUN)
EXCLUDE | NV | CM48 | 57205 | PV02 | SUN | PV | 8 | 8 | 0 | 18007.3333 |  |  | 18007.3333 | 0 |  | IPP Non-CHP | N | OP |  | Non Combustion (NUC, WAT, WND, GEO, or SUN)
EXCLUDE | NV | CM48 | 57205 | PV03 | SUN | PV | 10 | 10 | 0 | 22509.1667 |  |  | 22509.1667 | 0 |  | IPP Non-CHP | N | OP |  | Non Combustion (NUC, WAT, WND, GEO, or SUN)
EXCLUDE | NV | CM48 | 57205 | PV04 | SUN | PV | 10 | 10 | 0 | 22509.1667 |  |  | 22509.1667 | 0 |  | IPP Non-CHP | N | OP |  | Non Combustion (NUC, WAT, WND, GEO, or SUN)
EXCLUDE | NV | CM48 | 57205 | PV05 | SUN | PV | 10 | 10 | 0 | 22509.1667 |  |  | 22509.1667 | 0 |  | IPP Non-CHP | N | OP |  | Non Combustion (NUC, WAT, WND, GEO, or SUN)
EXCLUDE | NV | CM48 | 57205 | PV06 | SUN | PV | 10 | 10 | 0 | 22509.1667 |  |  | 22509.1667 | 0 |  | IPP Non-CHP | N | OP |  | Non Combustion (NUC, WAT, WND, GEO, or SUN)
EXCLUDE | NV | Copper Mountain Solar 2 | 58017 | PV01 | SUN | PV | 150 | 150 | 0 | 0 |  |  | 0 | 0 |  | IPP Non-CHP | N | V |  | Non Combustion (NUC, WAT, WND, GEO, or SUN)
EXCLUDE | NV | Crescent Dunes Solar Energy | 57275 | TSE-1 | SUN | CP | 125 | 110 | 0 | 0 |  |  | 0 | 0 |  | IPP Non-CHP | N | U |  | Non Combustion (NUC, WAT, WND, GEO, or SUN)
EXCLUDE | NV | Desert Peak Power Plant | 10018 | GEN1 | GEO | ST | 11 | 9 | 0 | 0 |  |  | 0 | 0 |  | IPP Non-CHP | N | RE | 2006 | Non Combustion (NUC, WAT, WND, GEO, or SUN)
EXCLUDE | NV | Desert Peak Power Plant | 10018 | GEN2 | GEO | BT | 15 | 10 | 0 | 62638.2692 |  |  | 62638.2692 | 0 |  | IPP Non-CHP | N | OP |  | Non Combustion (NUC, WAT, WND, GEO, or SUN)
EXCLUDE | NV | Desert Peak Power Plant | 10018 | OEC2 | GEO | BT | 11 | 7.5 | 0 | 45934.7308 |  |  | 45934.7308 | 0 |  | IPP Non-CHP | N | OP |  | Non Combustion (NUC, WAT, WND, GEO, or SUN)
NGCC | NV | Desert Star Energy Center | 55077 | ED01 | NG | CC | 170 | 150 | 1925 | 872466.959 |  |  | 872466.959 | 375176.5589 |  | IPP Non-CHP | N | OP
NGCC | NV | Desert Star Energy Center | 55077 | ED02 | NG | CC | 170 | 150 | 1925 | 872466.959 |  |  | 872466.959 | 375176.5589 |  | IPP Non-CHP | N | OP
NGCC | NV | Desert Star Energy Center | 55077 | ED03 | NG | CC | 196 | 150 | 1925 | 1005903.0821 |  |  | 1005903.0821 | 432556.5032 |  | IPP Non-CHP | N | OP
EXCLUDE | NV | Dixie Valley Power Partnership | 10681 | GEN1 | GEO | ST | 28 | 25 | 0 | 0 |  |  | 0 | 0 |  | IPP Non-CHP | N | P |  | Non Combustion (NUC, WAT, WND, GEO, or SUN)
EXCLUDE | NV | Ely Energy Center | 56642 | 1 | SUB | ST | 750 | 750 | 0 | 0 |  |  | 0 | 0 |  | Electric Utility | N | IP |  | Status of operation (IP,L,P,T,or U)
EXCLUDE | NV | Ely Energy Center | 56642 | 2 | SUB | ST | 750 | 750 | 0 | 0 |  |  | 0 | 0 |  | Electric Utility | N | IP |  | Status of operation (IP,L,P,T,or U)
EXCLUDE | NV | Empire | 50760 | OE11 | GEO | ST | 1.2 | 0.6 | 0 | 4857.25 |  |  | 4857.25 | 0 |  | IPP Non-CHP | N | RE | 2011 | Non Combustion (NUC, WAT, WND, GEO, or SUN)
EXCLUDE | NV | Empire | 50760 | OE12 | GEO | ST | 1.2 | 0.9 | 0 | 4857.25 |  |  | 4857.25 | 0 |  | IPP Non-CHP | N | RE | 2011 | Non Combustion (NUC, WAT, WND, GEO, or SUN)
EXCLUDE | NV | Empire | 50760 | OE13 | GEO | ST | 1.2 | 0.9 | 0 | 4857.25 |  |  | 4857.25 | 0 |  | IPP Non-CHP | N | RE | 2011 | Non Combustion (NUC, WAT, WND, GEO, or SUN)
EXCLUDE | NV | Empire | 50760 | OE14 | GEO | ST | 1.2 | 0.9 | 0 | 4857.25 |  |  | 4857.25 | 0 |  | IPP Non-CHP | N | RE | 2011 | Non Combustion (NUC, WAT, WND, GEO, or SUN)
EXCLUDE | NV | ENEL Salt Wells LLC | 57213 | 101 | GEO | BT | 11.8 | 10.1 | 0 | 56089.5 |  |  | 56089.5 | 0 |  | IPP Non-CHP | N | OP |  | Non Combustion (NUC, WAT, WND, GEO, or SUN)
EXCLUDE | NV | ENEL Salt Wells LLC | 57213 | 201 | GEO | BT | 11.8 | 10.1 | 0 | 56089.5 |  |  | 56089.5 | 0 |  | IPP Non-CHP | N | OP |  | Non Combustion (NUC, WAT, WND, GEO, or SUN)
EXCLUDE | NV | Fallon | 6511 | 1 | DFO | IC | 2 | 1.7 | 0 | 0 |  |  | 0 | 0 |  | Electric Utility | N | RE | 1998 | Internal Combustion (PRMVR=IC)
EXCLUDE | NV | Fleish | 6513 | 1 | WAT | HY | 2 | 2.5 | 0 | 16365 |  |  | 16365 | 0 |  | IPP Non-CHP | N | OP |  | Non Combustion (NUC, WAT, WND, GEO, or SUN)
OGST | NV | Fort Churchill | 2330 | 1 | NG | ST | 115 | 113 | 1319.8 | 60917 |  |  | 60917 | 43096.813 |  | Electric Utility | N | OP | 2018
OGST | NV | Fort Churchill | 2330 | 2 | NG | ST | 115 | 113 | 1320 | 30950 |  |  | 30950 | 22606.988 |  | Electric Utility | N | OP | 2021
EXCLUDE | NV | Gabbs | 6514 | 1 | DFO | IC | 2.7 | 2.7 | 0 | 0 |  |  | 0 | 0 |  | Electric Utility | N | OP | 2019 | Internal Combustion (PRMVR=IC)
EXCLUDE | NV | Gabbs | 6514 | 2 | DFO | IC | 2.7 | 2.7 | 0 | 0 |  |  | 0 | 0 |  | Electric Utility | N | OP | 2019 | Internal Combustion (PRMVR=IC)
EXCLUDE | NV | Galena 2 Geothermal Power Plant | 56540 | GEN1 | GEO | BT | 13.5 | 9.2 | 0 | 70789 |  |  | 70789 | 0 |  | IPP Non-CHP | N | OP |  | Non Combustion (NUC, WAT, WND, GEO, or SUN)
EXCLUDE | NV | Galena 3 Geothermal Power Plant | 56541 | GEN1 | GEO | BT | 15 | 7.9 | 0 | 86850 |  |  | 86850 | 0 |  | IPP Non-CHP | N | OP |  | Non Combustion (NUC, WAT, WND, GEO, or SUN)
EXCLUDE | NV | Galena 3 Geothermal Power Plant | 56541 | GEN2 | GEO | BT | 15 | 7.9 | 0 | 86850 |  |  | 86850 | 0 |  | IPP Non-CHP | N | OP |  | Non Combustion (NUC, WAT, WND, GEO, or SUN)
EXCLUDE | NV | Goodsprings Waste Heat Recovery | 57684 | HR1 | NG | ST | 7.5 | 6.5 | 0 | 37817 |  |  | 37817 | 21474.0006 |  | Electric Utility | N | OP |  | Steam unit (PRMVR=ST) under 25MW/250 MMBtu/hr
NGCC | NV | Harry Allen | 7082 | 5 | NG | CC | 167.5 | 151.6 | 2100 | 591113.0483 |  |  | 591113.0483 | 257954.1193 |  | Electric Utility | N | OP
NGCC | NV | Harry Allen | 7082 | 6 | NG | CC | 167.5 | 151.6 | 2100 | 591113.0483 |  |  | 591113.0483 | 257954.1193 |  | Electric Utility | N | OP
NGCC | NV | Harry Allen | 7082 | 7 | NG | CC | 223.5 | 119.6 | 2100 | 788738.9033 |  |  | 788738.9033 | 344195.4965 |  | Electric Utility | N | OP
SSTLOGN | NV | Harry Allen | 7082 | GT1 | NG | GT | 101.5 | 72 | 960 | 4050.2038 |  |  | 4050.2038 | 1156.763 |  | Electric Utility | N | OP
SSTLOGN | NV | Harry Allen | 7082 | GT4 | NG | GT | 85 | 72 | 1060 | 3391.7962 |  |  | 3391.7962 | 4464.303 |  | Electric Utility | N | OP
NGCC | NV | Higgins Generating Station | 55687 | A01 | NG | CC | 178 | 150 | 2404 | 473675.7379 |  |  | 473675.7379 | 217434.9469 |  | Electric Utility | N | OP
NGCC | NV | Higgins Generating Station | 55687 | A02 | NG | CC | 178 | 150 | 2404 | 473675.7379 |  |  | 473675.7379 | 217434.9469 |  | Electric Utility | N | OP
NGCC | NV | Higgins Generating Station | 55687 | ST1 | NG | CC | 332.4 | 270 | 2404 | 884549.5241 |  |  | 884549.5241 | 406041.4402 |  | Electric Utility | N | OP
EXCLUDE | NV | Hoover Dam | 154 | N0 | WAT | HY | 2.4 | 2.4 | 0 | 4890.7562 |  |  | 4890.7562 | 0 |  | Electric Utility | N | OP |  | Non Combustion (NUC, WAT, WND, GEO, or SUN)
EXCLUDE | NV | Hoover Dam | 154 | N1 | WAT | HY | 130 | 130 | 0 | 264915.9611 |  |  | 264915.9611 | 0 |  | Electric Utility | N | OP |  | Non Combustion (NUC, WAT, WND, GEO, or SUN)
EXCLUDE | NV | Hoover Dam | 154 | N2 | WAT | HY | 130 | 130 | 0 | 264915.9611 |  |  | 264915.9611 | 0 |  | Electric Utility | N | OP |  | Non Combustion (NUC, WAT, WND, GEO, or SUN)
EXCLUDE | NV | Hoover Dam | 154 | N3 | WAT | HY | 130 | 130 | 0 | 264915.9611 |  |  | 264915.9611 | 0 |  | Electric Utility | N | OP |  | Non Combustion (NUC, WAT, WND, GEO, or SUN)
EXCLUDE | NV | Hoover Dam | 154 | N4 | WAT | HY | 130 | 130 | 0 | 264915.9611 |  |  | 264915.9611 | 0 |  | Electric Utility | N | OP |  | Non Combustion (NUC, WAT, WND, GEO, or SUN)
EXCLUDE | NV | Hoover Dam | 154 | N5 | WAT | HY | 130 | 130 | 0 | 264915.9611 |  |  | 264915.9611 | 0 |  | Electric Utility | N | OP |  | Non Combustion (NUC, WAT, WND, GEO, or SUN)
EXCLUDE | NV | Hoover Dam | 154 | N6 | WAT | HY | 130 | 130 | 0 | 264915.9611 |  |  | 264915.9611 | 0 |  | Electric Utility | N | OP |  | Non Combustion (NUC, WAT, WND, GEO, or SUN)
EXCLUDE | NV | Hoover Dam | 154 | N7 | WAT | HY | 127 | 127 | 0 | 258802.5159 |  |  | 258802.5159 | 0 |  | Electric Utility | N | OP |  | Non Combustion (NUC, WAT, WND, GEO, or SUN)
EXCLUDE | NV | Hoover Dam | 154 | N8 | WAT | HY | 130 | 130 | 0 | 264915.9611 |  |  | 264915.9611 | 0 |  | Electric Utility | N | OP |  | Non Combustion (NUC, WAT, WND, GEO, or SUN)
EXCLUDE | NV | Jersey Valley Geothermal Power Plant | 57376 | OEC1 | GEO | BT | 16 | 8.5 | 0 | 31042.7234 |  |  | 31042.7234 | 0 |  | IPP Non-CHP | N | OP |  | Non Combustion (NUC, WAT, WND, GEO, or SUN)
EXCLUDE | NV | Jersey Valley Geothermal Power Plant | 57376 | OEC2 | GEO | BT | 7.5 | 4 | 0 | 14551.2766 |  |  | 14551.2766 | 0 |  | IPP Non-CHP | N | OP |  | Non Combustion (NUC, WAT, WND, GEO, or SUN)
EXCLUDE | NV | K Road Moapa Solar | 57859 | 1 | SUN | PV | 200 | 200 | 0 | 0 |  |  | 0 | 0 |  | IPP Non-CHP | N | L |  | Non Combustion (NUC, WAT, WND, GEO, or SUN)
EXCLUDE | NV | K Road Moapa Solar | 57859 | 2 | SUN | PV | 150 | 150 | 0 | 0 |  |  | 0 | 0 |  | IPP Non-CHP | N | L |  | Non Combustion (NUC, WAT, WND, GEO, or SUN)
EXCLUDE | NV | Lahontan | 6521 | 1 | WAT | HY | 0.6 | 0.6 | 0 | 2683.6667 |  |  | 2683.6667 | 0 |  | Electric Utility | N | OP |  | Non Combustion (NUC, WAT, WND, GEO, or SUN)
EXCLUDE | NV | Lahontan | 6521 | 2 | WAT | HY | 0.6 | 0.6 | 0 | 2683.6667 |  |  | 2683.6667 | 0 |  | Electric Utility | N | OP |  | Non Combustion (NUC, WAT, WND, GEO, or SUN)
EXCLUDE | NV | Lahontan | 6521 | 3 | WAT | HY | 0.6 | 0.6 | 0 | 2683.6667 |  |  | 2683.6667 | 0 |  | Electric Utility | N | OP |  | Non Combustion (NUC, WAT, WND, GEO, or SUN)
EXCLUDE | NV | Lahontan | 6521 | IC1 | DFO | IC | 1 | 0.9 | 0 | 0 |  |  | 0 | 0 |  | Electric Utility | N | RE | 1992 | Internal Combustion (PRMVR=IC)
EXCLUDE | NV | Lahontan | 6521 | IC2 | DFO | IC | 1 | 0.9 | 0 | 0 |  |  | 0 | 0 |  | Electric Utility | N | RE | 1992 | Internal Combustion (PRMVR=IC)
NGCC | NV | Las Vegas Cogeneration II LLC | 55952 | GEN3 | NG | CC | 60.5 | 42 | 0 | 52095.2571 |  |  | 52095.2571 | 27341.3603 |  | Electric Utility/IPP Non-CHP | N | OP
NGCC | NV | Las Vegas Cogeneration II LLC | 55952 | GEN4 | NG | CC | 60.5 | 42 | 0 | 52095.2571 |  |  | 52095.2571 | 27341.3603 |  | Electric Utility/IPP Non-CHP | N | OP
NGCC | NV | Las Vegas Cogeneration II LLC | 55952 | GEN5 | NG | CC | 60.5 | 42 | 0 | 52095.2571 |  |  | 52095.2571 | 27341.3603 |  | Electric Utility/IPP Non-CHP | N | OP
NGCC | NV | Las Vegas Cogeneration II LLC | 55952 | GEN6 | NG | CC | 60.5 | 42 | 0 | 52095.2571 |  |  | 52095.2571 | 27341.3603 |  | Electric Utility/IPP Non-CHP | N | OP
NGCC | NV | Las Vegas Cogeneration II LLC | 55952 | GEN7 | NG | CC | 27.8 | 26 | 0 | 23937.9859 |  |  | 23937.9859 | 12563.4681 |  | Electric Utility/IPP Non-CHP | N | OP
NGCC | NV | Las Vegas Cogeneration II LLC | 55952 | GEN8 | NG | CC | 27.8 | 26 | 0 | 23937.9859 |  |  | 23937.9859 | 12563.4681 |  | Electric Utility/IPP Non-CHP | N | OP
NGCC | NV | Las Vegas Cogeneration LP | 10761 | GEN1 | NG | CC | 49.8 | 41 | 420 | 33359.5008 | 1 | 0 | 33359.5008 | 16111.7274 |  | Electric Utility/IPP CHP | Y | OP
NGCC | NV | Las Vegas Cogeneration LP | 10761 | GEN2 | NG | CC | 11.5 | 9 | 420 | 7703.4992 | 0.19619 | 143586.6945 | 39265.6389 | 3720.5796 | 1 | Electric Utility/IPP CHP | Y | OP
EXCLUDE | NV | McGinness Hills | 57446 | 1 | GEO | BT | 20 | 12 | 0 | 0 |  |  | 0 | 0 |  | IPP Non-CHP | N | V |  | Non Combustion (NUC, WAT, WND, GEO, or SUN)
EXCLUDE | NV | McGinness Hills | 57446 | 2 | GEO | BT | 20 | 12 | 0 | 0 |  |  | 0 | 0 |  | IPP Non-CHP | N | V |  | Non Combustion (NUC, WAT, WND, GEO, or SUN)
EXCLUDE | NV | McGinness Hills | 57446 | 3 | GEO | BT | 12 | 6 | 0 | 0 |  |  | 0 | 0 |  | IPP Non-CHP | N | V |  | Non Combustion (NUC, WAT, WND, GEO, or SUN)
EXCLUDE | NV | Moapa Paiute Energy Center | 55642 | CTG1 | NG | CC | 212 | 185 | 0 | 0 |  |  | 0 | 0 |  | IPP Non-CHP | N | IP |  | Status of operation (IP,L,P,T,or U)
EXCLUDE | NV | Moapa Paiute Energy Center | 55642 | CTG2 | NG | CC | 212 | 185 | 0 | 0 |  |  | 0 | 0 |  | IPP Non-CHP | N | IP |  | Status of operation (IP,L,P,T,or U)
EXCLUDE | NV | Moapa Paiute Energy Center | 55642 | CTG3 | NG | CC | 212 | 185 | 0 | 0 |  |  | 0 | 0 |  | IPP Non-CHP | N | IP |  | Status of operation (IP,L,P,T,or U)
EXCLUDE | NV | Moapa Paiute Energy Center | 55642 | STG1 | NG | CC | 574 | 492 | 0 | 0 |  |  | 0 | 0 |  | IPP Non-CHP | N | IP |  | Status of operation (IP,L,P,T,or U)
COALST | NV | Mohave | 2341 | 1 | SUB | ST | 818.1 | 790 | 0 | 0 |  |  | 0 | 0 |  | Electric Utility | N | OS | 2012
COALST | NV | Mohave | 2341 | 2 | SUB | ST | 818.1 | 790 | 0 | 0 |  |  | 0 | 0 |  | Electric Utility | N | OS | 2012
EXCLUDE | NV | Nellis Air Force Base Solar Array | 56568 | NS1 | SUN | PV | 4.9 | 4.9 | 0 | 11243.5785 |  |  | 11243.5785 | 0 |  | Commercial Non-CHP | N | OP |  | Non Combustion (NUC, WAT, WND, GEO, or SUN)
EXCLUDE | NV | Nellis Air Force Base Solar Array | 56568 | NS2 | SUN | PV | 5.2 | 5.2 | 0 | 11931.9609 |  |  | 11931.9609 | 0 |  | Commercial Non-CHP | N | OP |  | Non Combustion (NUC, WAT, WND, GEO, or SUN)
EXCLUDE | NV | Nellis Air Force Base Solar Array | 56568 | NS3 | SUN | PV | 3.9 | 3.9 | 0 | 8948.9706 |  |  | 8948.9706 | 0 |  | Commercial Non-CHP | N | OP |  | Non Combustion (NUC, WAT, WND, GEO, or SUN)
EXCLUDE | NV | Nevada Cogen Assoc#1 GarnetVly | 54350 | GTA | NG | CC | 22.2 | 21.7 | 0 | 166690.4174 | 0.80269 | 186409.4237 | 207665.5252 | 87463.8399 |  | IPP CHP | Y | OP |  | Combined Cycle (PRMVR=CC) unit under 25MW
EXCLUDE | NV | Nevada Cogen Assoc#1 GarnetVly | 54350 | GTB | NG | CC | 22.2 | 21.7 | 0 | 166690.4174 | 0.80269 | 186409.4237 | 207665.5252 | 87463.8399 |  | IPP CHP | Y | OP |  | Combined Cycle (PRMVR=CC) unit under 25MW
EXCLUDE | NV | Nevada Cogen Assoc#1 GarnetVly | 54350 | GTC | NG | CC | 22.2 | 21.7 | 0 | 166690.4174 | 0.80269 | 186409.4237 | 207665.5252 | 87463.8399 |  | IPP CHP | Y | OP |  | Combined Cycle (PRMVR=CC) unit under 25MW
NGCC | NV | Nevada Cogen Assoc#1 GarnetVly | 54350 | STM | NG | CC | 29.7 | 19.9 | 0 | 223004.7477 | 0.80269 | 249385.5803 | 277822.7973 | 117012.4344 |  | IPP CHP | Y | OP
EXCLUDE | NV | Nevada Cogen Associates 2 Black Mountain | 54349 | GTA | NG | CC | 22.2 | 21.7 | 0 | 164786.4735 | 0.7028 | 317022.8235 | 234472.0297 | 90814.2124 |  | IPP CHP | Y | OP |  | Combined Cycle (PRMVR=CC) unit under 25MW
EXCLUDE | NV | Nevada Cogen Associates 2 Black Mountain | 54349 | GTB | NG | CC | 22.2 | 21.7 | 0 | 164786.4735 | 0.7028 | 317022.8235 | 234472.0297 | 90814.2124 |  | IPP CHP | Y | OP |  | Combined Cycle (PRMVR=CC) unit under 25MW
EXCLUDE | NV | Nevada Cogen Associates 2 Black Mountain | 54349 | GTC | NG | CC | 22.2 | 21.7 | 0 | 164786.4735 | 0.7028 | 317022.8235 | 234472.0297 | 90814.2124 |  | IPP CHP | Y | OP |  | Combined Cycle (PRMVR=CC) unit under 25MW
NGCC | NV | Nevada Cogen Associates 2 Black Mountain | 54349 | STM | NG | CC | 29.7 | 19.9 | 0 | 220457.5794 | 0.7028 | 424125.1288 | 313685.5532 | 121494.6896 |  | IPP CHP | Y | OP
OGST | NV | Nevada Solar One | 56405 | ONE | NG | ST | 75.7 | 64 | 0 | 1992 |  |  | 1992 | 1635.3785 |  | IPP Non-CHP | N | OP
EXCLUDE | NV | New Lahontan | 50261 | GEN1 | WAT | HY | 4 | 3.8 | 0 | 15582 |  |  | 15582 | 0 |  | IPP Non-CHP | N | OP |  | Non Combustion (NUC, WAT, WND, GEO, or SUN)
EXCLUDE | NV | NGP Blue Mountain I LLC | 56982 | BM1 | GEO | BT | 21.3 | 13 | 0 | 95116.6667 |  |  | 95116.6667 | 0 |  | IPP Non-CHP | N | OP |  | Non Combustion (NUC, WAT, WND, GEO, or SUN)
EXCLUDE | NV | NGP Blue Mountain I LLC | 56982 | BM2 | GEO | BT | 21.3 | 13 | 0 | 95116.6667 |  |  | 95116.6667 | 0 |  | IPP Non-CHP | N | OP |  | Non Combustion (NUC, WAT, WND, GEO, or SUN)
EXCLUDE | NV | NGP Blue Mountain I LLC | 56982 | BM3 | GEO | BT | 21.3 | 13 | 0 | 95116.6667 |  |  | 95116.6667 | 0 |  | IPP Non-CHP | N | OP |  | Non Combustion (NUC, WAT, WND, GEO, or SUN)
COALST | NV | North Valmy | 8224 | 1 | SUB | ST | 277.2 | 254 | 2560 | 777106 |  |  | 777106 | 812506.338 |  | Electric Utility | N | OP | 2021
COALST | NV | North Valmy | 8224 | 2 | SUB | ST | 289.8 | 268 | 3050 | 1084366 |  |  | 1084366 | 1221499.014 |  | Electric Utility | N | OP
COALST | NV | Reid Gardner | 2324 | 1 | BIT | ST | 114 | 100 | 1250 | 464536 |  |  | 464536 | 569219.712 |  | Electric Utility | N | OP
COALST | NV | Reid Gardner | 2324 | 2 | BIT | ST | 114 | 100 | 1275 | 434980 |  |  | 434980 | 546329.064 |  | Electric Utility | N | OP
COALST | NV | Reid Gardner | 2324 | 3 | BIT | ST | 114 | 98 | 1330 | 419247 |  |  | 419247 | 592630.835 |  | Electric Utility | N | OP
COALST | NV | Reid Gardner | 2324 | 4 | BIT | ST | 294.8 | 255 | 2956 | 939415 |  |  | 939415 | 1126632.374 |  | Electric Utility | N | OP
EXCLUDE | NV | Richard Burdette Geothermal | 56321 | 1 | GEO | BT | 15 | 7.8 | 0 | 80916.5 |  |  | 80916.5 | 0 |  | IPP Non-CHP | N | OP |  | Non Combustion (NUC, WAT, WND, GEO, or SUN)
EXCLUDE | NV | Richard Burdette Geothermal | 56321 | OEC2 | GEO | BT | 15 | 7.8 | 0 | 80916.5 |  |  | 80916.5 | 0 |  | IPP Non-CHP | N | OP |  | Non Combustion (NUC, WAT, WND, GEO, or SUN)
NGCC | NV | Saguaro Power | 54271 | CTG1 | NG | CC | 45.1 | 36 | 0 | 258586.4513 | 0.93505 | 81714.2589 | 276548.2609 | 145346.5379 |  | IPP CHP | Y | OP
NGCC | NV | Saguaro Power | 54271 | CTG2 | NG | CC | 45.1 | 36 | 0 | 258586.4513 | 0.93505 | 81714.2589 | 276548.2609 | 145346.5379 |  | IPP CHP | Y | OP
NGCC | NV | Saguaro Power | 54271 | STG | NG | CC | 37 | 29 | 0 | 212144.0953 | 0.93505 | 67038.3055 | 226879.9479 | 119242.1708 |  | IPP CHP | Y | OP
EXCLUDE | NV | San Emidio | 57456 | SE-U1 | GEO | ST | 11.8 | 8 | 0 | 0 |  |  | 0 | 0 |  | IPP Non-CHP | N | U |  | Non Combustion (NUC, WAT, WND, GEO, or SUN)
EXCLUDE | NV | Silver State Solar Power North | 57442 | 56188 | SUN | PV | 53 | 53 | 0 | 0 |  |  | 0 | 0 |  | IPP Non-CHP | N | U |  | Non Combustion (NUC, WAT, WND, GEO, or SUN)
NGCC | NV | Silverhawk | 55841 | CT1 | NG | CC | 197.2 | 151.5 | 2463 | 587846.7621 |  |  | 587846.7621 | 275354.4141 |  | Electric Utility | N | OP
NGCC | NV | Silverhawk | 55841 | CT2 | NG | CC | 197.2 | 151.5 | 2463 | 587846.7621 |  |  | 587846.7621 | 275354.4141 |  | Electric Utility | N | OP
NGCC | NV | Silverhawk | 55841 | ST1 | NG | CC | 270.3 | 257 | 2463 | 805755.4757 |  |  | 805755.4757 | 377425.4469 |  | Electric Utility | N | OP
EXCLUDE | NV | Soda Lake Geothermal No I II | 52174 | OE11 | GEO | ST | 1.2 | 0.8 | 0 | 3308.8276 |  |  | 3308.8276 | 0 |  | IPP Non-CHP | N | OP |  | Non Combustion (NUC, WAT, WND, GEO, or SUN)
EXCLUDE | NV | Soda Lake Geothermal No I II | 52174 | OE12 | GEO | ST | 1.2 | 0.9 | 0 | 3308.8276 |  |  | 3308.8276 | 0 |  | IPP Non-CHP | N | OP |  | Non Combustion (NUC, WAT, WND, GEO, or SUN)
EXCLUDE | NV | Soda Lake Geothermal No I II | 52174 | OE13 | GEO | ST | 1.2 | 0.9 | 0 | 3308.8276 |  |  | 3308.8276 | 0 |  | IPP Non-CHP | N | OP |  | Non Combustion (NUC, WAT, WND, GEO, or SUN)
EXCLUDE | NV | Soda Lake Geothermal No I II | 52174 | OE21 | GEO | ST | 1.5 | 1.1 | 0 | 4136.0345 |  |  | 4136.0345 | 0 |  | IPP Non-CHP | N | OP |  | Non Combustion (NUC, WAT, WND, GEO, or SUN)
EXCLUDE | NV | Soda Lake Geothermal No I II | 52174 | OEC1 | GEO | ST | 3.5 | 1.2 | 0 | 9650.7471 |  |  | 9650.7471 | 0 |  | IPP Non-CHP | N | OP |  | Non Combustion (NUC, WAT, WND, GEO, or SUN)
EXCLUDE | NV | Soda Lake Geothermal No I II | 52174 | OEC2 | GEO | ST | 3.5 | 1.2 | 0 | 9650.7471 |  |  | 9650.7471 | 0 |  | IPP Non-CHP | N | OP |  | Non Combustion (NUC, WAT, WND, GEO, or SUN)
EXCLUDE | NV | Soda Lake Geothermal No I II | 52174 | OEC3 | GEO | ST | 3.5 | 1.3 | 0 | 9650.7471 |  |  | 9650.7471 | 0 |  | IPP Non-CHP | N | OP |  | Non Combustion (NUC, WAT, WND, GEO, or SUN)
EXCLUDE | NV | Soda Lake Geothermal No I II | 52174 | OEC4 | GEO | ST | 3.5 | 1.3 | 0 | 9650.7471 |  |  | 9650.7471 | 0 |  | IPP Non-CHP | N | OP |  | Non Combustion (NUC, WAT, WND, GEO, or SUN)
EXCLUDE | NV | Soda Lake Geothermal No I II | 52174 | OEC5 | GEO | ST | 3.5 | 1.3 | 0 | 9650.7471 |  |  | 9650.7471 | 0 |  | IPP Non-CHP | N | OP |  | Non Combustion (NUC, WAT, WND, GEO, or SUN)
EXCLUDE | NV | Soda Lake Geothermal No I II | 52174 | OEC6 | GEO | ST | 3.5 | 1.3 | 0 | 9650.7471 |  |  | 9650.7471 | 0 |  | IPP Non-CHP | N | OP |  | Non Combustion (NUC, WAT, WND, GEO, or SUN)
EXCLUDE | NV | Spring Valley Wind Project | 57192 | WTG | WND | WT | 151.8 | 151.8 | 0 | 0 |  |  | 0 | 0 |  | IPP Non-CHP | N | U |  | Non Combustion (NUC, WAT, WND, GEO, or SUN)
EXCLUDE | NV | Steamboat 1 | 50763 | OE11 | GEO | BT | 1.2 | 0.9 | 0 | 0 |  |  | 0 | 0 |  | IPP Non-CHP | N | OS |  | Non Combustion (NUC, WAT, WND, GEO, or SUN)
EXCLUDE | NV | Steamboat 1 | 50763 | OE12 | GEO | BT | 1.2 | 0.9 | 0 | 0 |  |  | 0 | 0 |  | IPP Non-CHP | N | OS |  | Non Combustion (NUC, WAT, WND, GEO, or SUN)
EXCLUDE | NV | Steamboat 1 | 50763 | OE13 | GEO | BT | 1.2 | 0.9 | 0 | 0 |  |  | 0 | 0 |  | IPP Non-CHP | N | OS |  | Non Combustion (NUC, WAT, WND, GEO, or SUN)
EXCLUDE | NV | Steamboat 1 | 50763 | OE14 | GEO | BT | 1.2 | 0.9 | 0 | 0 |  |  | 0 | 0 |  | IPP Non-CHP | N | OS |  | Non Combustion (NUC, WAT, WND, GEO, or SUN)
EXCLUDE | NV | Steamboat 1 | 50763 | OE21 | GEO | BT | 1.2 | 0.9 | 0 | 0 |  |  | 0 | 0 |  | IPP Non-CHP | N | OS |  | Non Combustion (NUC, WAT, WND, GEO, or SUN)
EXCLUDE | NV | Steamboat 1 | 50763 | OE22 | GEO | BT | 1.2 | 0.9 | 0 | 0 |  |  | 0 | 0 |  | IPP Non-CHP | N | OS |  | Non Combustion (NUC, WAT, WND, GEO, or SUN)
EXCLUDE | NV | Steamboat 1 | 50763 | OE23 | GEO | BT | 1.2 | 0.9 | 0 | 0 |  |  | 0 | 0 |  | IPP Non-CHP | N | OS |  | Non Combustion (NUC, WAT, WND, GEO, or SUN)
EXCLUDE | NV | Steamboat 1A Power Plant | 52138 | DE31 | GEO | BT | 1.2 | 0.9 | 0 | 2702.5 |  |  | 2702.5 | 0 |  | IPP Non-CHP | N | OP |  | Non Combustion (NUC, WAT, WND, GEO, or SUN)
EXCLUDE | NV | Steamboat 1A Power Plant | 52138 | DE32 | GEO | BT | 1.2 | 0.9 | 0 | 2702.5 |  |  | 2702.5 | 0 |  | IPP Non-CHP | N | OS |  | Non Combustion (NUC, WAT, WND, GEO, or SUN)
EXCLUDE | NV | Steamboat Hills LP | 50654 | GEN1 | GEO | ST | 14.6 | 5.5 | 0 | 43869 |  |  | 43869 | 0 |  | IPP Non-CHP | N | OP |  | Non Combustion (NUC, WAT, WND, GEO, or SUN)
EXCLUDE | NV | Steamboat Hills LP | 50654 | OEC41 | GEO | BT | 5.5 | 2.1 | 0 | 31917 |  |  | 31917 | 0 |  | IPP Non-CHP | N | OP |  | Non Combustion (NUC, WAT, WND, GEO, or SUN)
EXCLUDE | NV | Steamboat II | 54665 | T201 | GEO | BT | 9.1 | 5.4 | 0 | 40506 |  |  | 40506 | 0 |  | IPP Non-CHP | N | OP |  | Non Combustion (NUC, WAT, WND, GEO, or SUN)
EXCLUDE | NV | Steamboat II | 54665 | T202 | GEO | BT | 9.1 | 5.4 | 0 | 40506 |  |  | 40506 | 0 |  | IPP Non-CHP | N | OP |  | Non Combustion (NUC, WAT, WND, GEO, or SUN)
EXCLUDE | NV | Steamboat III | 54666 | T301 | GEO | BT | 9.1 | 5.4 | 0 | 55671 |  |  | 55671 | 0 |  | IPP Non-CHP | N | OP |  | Non Combustion (NUC, WAT, WND, GEO, or SUN)
EXCLUDE | NV | Steamboat III | 54666 | T302 | GEO | BT | 9.1 | 5.4 | 0 | 55671 |  |  | 55671 | 0 |  | IPP Non-CHP | N | OP |  | Non Combustion (NUC, WAT, WND, GEO, or SUN)
EXCLUDE | NV | Stillwater Facility | 50765 | 1 | SUN | PV | 20 | 19.8 | 0 | 0 |  |  | 0 | 0 |  | IPP Non-CHP | N | V |  | Non Combustion (NUC, WAT, WND, GEO, or SUN)
EXCLUDE | NV | Stillwater Facility | 50765 | 1-1 | GEO | BT | 11.8 | 10.1 | 0 | 38858.5 |  |  | 38858.5 | 0 |  | IPP Non-CHP | N | OP |  | Non Combustion (NUC, WAT, WND, GEO, or SUN)
EXCLUDE | NV | Stillwater Facility | 50765 | 1-2 | GEO | BT | 11.8 | 10.1 | 0 | 38858.5 |  |  | 38858.5 | 0 |  | IPP Non-CHP | N | OP |  | Non Combustion (NUC, WAT, WND, GEO, or SUN)
EXCLUDE | NV | Stillwater Facility | 50765 | 2-1 | GEO | BT | 11.8 | 10.1 | 0 | 38858.5 |  |  | 38858.5 | 0 |  | IPP Non-CHP | N | OP |  | Non Combustion (NUC, WAT, WND, GEO, or SUN)
EXCLUDE | NV | Stillwater Facility | 50765 | 2-2 | GEO | BT | 11.8 | 10.1 | 0 | 38858.5 |  |  | 38858.5 | 0 |  | IPP Non-CHP | N | OP |  | Non Combustion (NUC, WAT, WND, GEO, or SUN)
EXCLUDE | NV | Stillwater Facility | 50765 | OE11 | GEO | BT | 1.5 | 0.6 | 0 | 0 |  |  | 0 | 0 |  | IPP Non-CHP | N | RE | 2009 | Non Combustion (NUC, WAT, WND, GEO, or SUN)
EXCLUDE | NV | Stillwater Facility | 50765 | OE12 | GEO | BT | 1.5 | 0.6 | 0 | 0 |  |  | 0 | 0 |  | IPP Non-CHP | N | RE | 2009 | Non Combustion (NUC, WAT, WND, GEO, or SUN)
EXCLUDE | NV | Stillwater Facility | 50765 | OE13 | GEO | BT | 1.5 | 0.7 | 0 | 0 |  |  | 0 | 0 |  | IPP Non-CHP | N | RE | 2009 | Non Combustion (NUC, WAT, WND, GEO, or SUN)
EXCLUDE | NV | Stillwater Facility | 50765 | OE14 | GEO | BT | 1.5 | 0.7 | 0 | 0 |  |  | 0 | 0 |  | IPP Non-CHP | N | RE | 2009 | Non Combustion (NUC, WAT, WND, GEO, or SUN)
EXCLUDE | NV | Stillwater Facility | 50765 | OE15 | GEO | BT | 1.5 | 0.6 | 0 | 0 |  |  | 0 | 0 |  | IPP Non-CHP | N | RE | 2009 | Non Combustion (NUC, WAT, WND, GEO, or SUN)
EXCLUDE | NV | Stillwater Facility | 50765 | OE16 | GEO | BT | 1.5 | 0.7 | 0 | 0 |  |  | 0 | 0 |  | IPP Non-CHP | N | RE | 2009 | Non Combustion (NUC, WAT, WND, GEO, or SUN)
EXCLUDE | NV | Stillwater Facility | 50765 | OE17 | GEO | BT | 1.5 | 0.6 | 0 | 0 |  |  | 0 | 0 |  | IPP Non-CHP | N | RE | 2009 | Non Combustion (NUC, WAT, WND, GEO, or SUN)
EXCLUDE | NV | Stillwater Facility | 50765 | OE21 | GEO | BT | 1.5 | 0.6 | 0 | 0 |  |  | 0 | 0 |  | IPP Non-CHP | N | RE | 2009 | Non Combustion (NUC, WAT, WND, GEO, or SUN)
EXCLUDE | NV | Stillwater Facility | 50765 | OE22 | GEO | BT | 1.5 | 0.5 | 0 | 0 |  |  | 0 | 0 |  | IPP Non-CHP | N | RE | 2009 | Non Combustion (NUC, WAT, WND, GEO, or SUN)
EXCLUDE | NV | Stillwater Facility | 50765 | OE23 | GEO | BT | 1.5 | 0.6 | 0 | 0 |  |  | 0 | 0 |  | IPP Non-CHP | N | RE | 2009 | Non Combustion (NUC, WAT, WND, GEO, or SUN)
EXCLUDE | NV | Stillwater Facility | 50765 | OE24 | GEO | BT | 1.5 | 0.6 | 0 | 0 |  |  | 0 | 0 |  | IPP Non-CHP | N | RE | 2009 | Non Combustion (NUC, WAT, WND, GEO, or SUN)
EXCLUDE | NV | Stillwater Facility | 50765 | OE25 | GEO | BT | 1.5 | 0.6 | 0 | 0 |  |  | 0 | 0 |  | IPP Non-CHP | N | RE | 2009 | Non Combustion (NUC, WAT, WND, GEO, or SUN)
EXCLUDE | NV | Stillwater Facility | 50765 | OE26 | GEO | BT | 1.5 | 0.6 | 0 | 0 |  |  | 0 | 0 |  | IPP Non-CHP | N | RE | 2009 | Non Combustion (NUC, WAT, WND, GEO, or SUN)
EXCLUDE | NV | Stillwater Facility | 50765 | OE27 | GEO | BT | 1.5 | 0.5 | 0 | 0 |  |  | 0 | 0 |  | IPP Non-CHP | N | RE | 2009 | Non Combustion (NUC, WAT, WND, GEO, or SUN)
SSTLOGN | NV | Sun Peak Project | 54854 | 5657 | NG | GT | 74 | 74 | 0 | 1494 |  |  | 1494 | 1161.5345 |  | IPP Non-CHP | N | SB
SSTLOGN | NV | Sun Peak Project | 54854 | 5658 | NG | GT | 74 | 74 | 0 | 1494 |  |  | 1494 | 1161.5345 |  | IPP Non-CHP | N | SB
SSTLOGN | NV | Sun Peak Project | 54854 | 5659 | NG | GT | 74 | 74 | 0 | 1494 |  |  | 1494 | 1161.5345 |  | IPP Non-CHP | N | SB
OGST | NV | Sunrise | 2326 | 1 | NG | ST | 81.6 | 80 | 0 | 0 |  |  | 0 | 0 |  | Electric Utility | N | RE | 2011
SSTLOGN | NV | Sunrise | 2326 | 2 | NG | GT | 85 | 69 | 0 | -1 |  |  | -1 | 0 |  | Electric Utility | N | RE | 2011
OGST | NV | Tracy | 2336 | 3 | NG | ST | 119.8 | 108 | 1150 | 38937 |  |  | 38937 | 29773.879 |  | Electric Utility | N | OP
NGCC | NV | Tracy | 2336 | 4 | NG | CC | 69.7 | 104 | 920 | 291606.7536 |  |  | 291606.7536 | 131957.1312 |  | Electric Utility | N | OP
NGCC | NV | Tracy | 2336 | 5 | NG | CC | 50.2 |  | 2383 | 210023.8024 |  |  | 210023.8024 | 95039.4259 |  | Electric Utility | N | OP
NGCC | NV | Tracy | 2336 | 8 | NG | CC | 155.6 | 145 | 2383 | 650990.1128 |  |  | 650990.1128 | 294584.3561 |  | Electric Utility | N | OP
NGCC | NV | Tracy | 2336 | 9 | NG | CC | 155.6 | 145 | 2383 | 650990.1128 |  |  | 650990.1128 | 294584.3561 |  | Electric Utility | N | OP
NGCC | NV | Tracy | 2336 | 10 | NG | CC | 312 | 263 | 920 | 1305327.2184 |  |  | 1305327.2184 | 590683.2847 |  | Electric Utility | N | OP
EXCLUDE | NV | Tracy | 2336 | GT1 | DFO | GT | 12.5 | 10 | 0 | 0 |  |  | 0 | 0 |  | Electric Utility | N | RE | 2010 | Simple Cycle Turbine (PRMVR=GT or OT) unit under 25MW
EXCLUDE | NV | Tracy | 2336 | GT2 | DFO | GT | 12.5 | 10 | 0 | 0 |  |  | 0 | 0 |  | Electric Utility | N | RE | 2010 | Simple Cycle Turbine (PRMVR=GT or OT) unit under 25MW
SSTLOGN | NV | Tracy | 2336 | GT3 | NG | GT | 85 | 66.3 | 1011 | 5756 |  |  | 5756 | 5054.8325 |  | Electric Utility | N | OP
SSTLOGN | NV | Tracy | 2336 | GT4 | NG | GT | 85 | 66.3 | 1011 | 5756 |  |  | 5756 | 5054.8325 |  | Electric Utility | N | OP
OGST | NV | Tracy | 2336 | ST1 | NG | ST | 50 | 53 | 0 | 0 |  |  | 0 | 0 |  | Electric Utility | N | OP | 2013
OGST | NV | Tracy | 2336 | ST2 | NG | ST | 75 | 83 | 0 | 0 |  |  | 0 | 0 |  | Electric Utility | N | OP | 2015
EXCLUDE | NV | Tri Center Naniwa Energy | 55494 | CT1 | NG | GT | 64 | 50 | 0 | 0 |  |  | 0 | 0 |  | IPP Non-CHP | N | RE | 2008 | Retired in 2008
EXCLUDE | NV | Tri Center Naniwa Energy | 55494 | CT2 | NG | GT | 64 | 50 | 0 | 0 |  |  | 0 | 0 |  | IPP Non-CHP | N | RE | 2008 | Retired in 2008
SSTLOGN | NV | Tri Center Naniwa Energy | 55494 | CT3 | NG | GT | 64 | 50 | 0 | 0 |  |  | 0 | 0 |  | IPP Non-CHP | N | OP
SSTLOGN | NV | Tri Center Naniwa Energy | 55494 | CT4 | NG | GT | 64 | 50 | 0 | 0 |  |  | 0 | 0 |  | IPP Non-CHP | N | OP
SSTLOGN | NV | Tri Center Naniwa Energy | 55494 | CT5 | NG | GT | 62 | 50 | 0 | 0 |  |  | 0 | 0 |  | IPP Non-CHP | N | OP
SSTLOGN | NV | Tri Center Naniwa Energy | 55494 | CT6 | NG | GT | 62 | 50 | 0 | 0 |  |  | 0 | 0 |  | IPP Non-CHP | N | OP
COALST | NV | TS Power Plant | 56224 | 1 | SUB | ST | 242 | 218.4 | 0 | 1319107 |  |  | 1319107 | 1409336.878 |  | IPP Non-CHP | N | OP
EXCLUDE | NV | TS Power Plant | 56224 | 2 | DFO | GT | 41.9 | 26 | 0 | 0 |  |  | 0 | 0 |  | IPP Non-CHP | N | IP |  | Status of operation (IP,L,P,T,or U)
EXCLUDE | NV | TS Power Plant | 56224 | 3 | DFO | GT | 41.9 | 26 | 0 | 0 |  |  | 0 | 0 |  | IPP Non-CHP | N | IP |  | Status of operation (IP,L,P,T,or U)
EXCLUDE | NV | TS Power Plant | 56224 | 4 | DFO | GT | 41.9 | 26 | 0 | 0 |  |  | 0 | 0 |  | IPP Non-CHP | N | IP |  | Status of operation (IP,L,P,T,or U)
EXCLUDE | NV | TS Power Plant | 56224 | 5 | DFO | GT | 41.9 | 26 | 0 | 0 |  |  | 0 | 0 |  | IPP Non-CHP | N | IP |  | Status of operation (IP,L,P,T,or U)
EXCLUDE | NV | Tuscarora Geothermal Power Plant | 57451 | G9200 | GEO | BT | 12 | 9 | 0 | 0 |  |  | 0 | 0 |  | IPP Non-CHP | N | V |  | Non Combustion (NUC, WAT, WND, GEO, or SUN)
EXCLUDE | NV | Tuscarora Geothermal Power Plant | 57451 | G9250 | GEO | BT | 12 | 9 | 0 | 0 |  |  | 0 | 0 |  | IPP Non-CHP | N | V |  | Non Combustion (NUC, WAT, WND, GEO, or SUN)
EXCLUDE | NV | Valley Road | 6530 | 1 | DFO | IC | 2 | 2 | 0 | 0 |  |  | 0 | 0 |  | Electric Utility | N | RE | 2011 | Internal Combustion (PRMVR=IC)
EXCLUDE | NV | Valley Road | 6530 | 2 | DFO | IC | 2 | 2 | 0 | 0 |  |  | 0 | 0 |  | Electric Utility | N | RE | 2011 | Internal Combustion (PRMVR=IC)
EXCLUDE | NV | Valley Road | 6530 | 3 | DFO | IC | 2 | 2 | 0 | 0 |  |  | 0 | 0 |  | Electric Utility | N | RE | 2011 | Internal Combustion (PRMVR=IC)
EXCLUDE | NV | Verdi | 6531 | 1 | WAT | HY | 2.4 | 2.1 | 0 | 17935 |  |  | 17935 | 0 |  | Electric Utility | N | OP |  | Non Combustion (NUC, WAT, WND, GEO, or SUN)
EXCLUDE | NV | Wabuska | 55988 | 1 | GEO | ST | 0.6 | 0.4 | 0 | 728.6667 |  |  | 728.6667 | 0 |  | IPP Non-CHP | N | OP |  | Non Combustion (NUC, WAT, WND, GEO, or SUN)
EXCLUDE | NV | Wabuska | 55988 | 2 | GEO | ST | 0.8 | 0.4 | 0 | 971.5556 |  |  | 971.5556 | 0 |  | IPP Non-CHP | N | OP |  | Non Combustion (NUC, WAT, WND, GEO, or SUN)
EXCLUDE | NV | Wabuska | 55988 | 3 | GEO | ST | 0.8 | 0.1 | 0 | 971.5556 |  |  | 971.5556 | 0 |  | IPP Non-CHP | N | OP |  | Non Combustion (NUC, WAT, WND, GEO, or SUN)
EXCLUDE | NV | Wabuska | 55988 | 4 | GEO | ST | 0.8 | 0.4 | 0 | 971.5556 |  |  | 971.5556 | 0 |  | IPP Non-CHP | N | OP |  | Non Combustion (NUC, WAT, WND, GEO, or SUN)
EXCLUDE | NV | Wabuska | 55988 | 5 | GEO | ST | 0.8 | 0.4 | 0 | 971.5556 |  |  | 971.5556 | 0 |  | IPP Non-CHP | N | OP |  | Non Combustion (NUC, WAT, WND, GEO, or SUN)
EXCLUDE | NV | Wabuska | 55988 | 6 | GEO | ST | 0.8 | 0.4 | 0 | 971.5556 |  |  | 971.5556 | 0 |  | IPP Non-CHP | N | OP |  | Non Combustion (NUC, WAT, WND, GEO, or SUN)
EXCLUDE | NV | Wabuska | 55988 | 7 | GEO | ST | 0.8 | 0.4 | 0 | 971.5556 |  |  | 971.5556 | 0 |  | IPP Non-CHP | N | OP |  | Non Combustion (NUC, WAT, WND, GEO, or SUN)
EXCLUDE | NV | Washoe | 6532 | 1 | WAT | HY | 1.3 | 0.9 | 0 | 7272.5 |  |  | 7272.5 | 0 |  | IPP Non-CHP | N | OP |  | Non Combustion (NUC, WAT, WND, GEO, or SUN)
EXCLUDE | NV | Washoe | 6532 | 2 | WAT | HY | 1.3 | 0.9 | 0 | 7272.5 |  |  | 7272.5 | 0 |  | IPP Non-CHP | N | OP |  | Non Combustion (NUC, WAT, WND, GEO, or SUN)
EXCLUDE | NV | Waste Management Lockwood LFGTE | 57166 | GEN1 | LFG | IC | 1.6 | 1.6 | 0 | 0 |  |  | 0 | 0 |  | IPP Non-CHP | N | V |  | Internal Combustion (PRMVR=IC)
EXCLUDE | NV | Waste Management Lockwood LFGTE | 57166 | GEN2 | LFG | IC | 1.6 | 1.6 | 0 | 0 |  |  | 0 | 0 |  | IPP Non-CHP | N | V |  | Internal Combustion (PRMVR=IC)
EXCLUDE | NV | Western 102 Power Plant | 56500 | A101 | NG | IC | 8.4 | 7.9 | 0 | 0 |  |  | 0 | 0 |  | Industrial Non-CHP | N | OP |  | Internal Combustion (PRMVR=IC)
EXCLUDE | NV | Western 102 Power Plant | 56500 | B102 | NG | IC | 8.4 | 7.9 | 0 | 0 |  |  | 0 | 0 |  | Industrial Non-CHP | N | OP |  | Internal Combustion (PRMVR=IC)
EXCLUDE | NV | Western 102 Power Plant | 56500 | B202 | NG | IC | 8.4 | 7.9 | 0 | 0 |  |  | 0 | 0 |  | Industrial Non-CHP | N | OP |  | Internal Combustion (PRMVR=IC)
EXCLUDE | NV | Western 102 Power Plant | 56500 | C102 | NG | IC | 8.4 | 7.9 | 0 | 0 |  |  | 0 | 0 |  | Industrial Non-CHP | N | OP |  | Internal Combustion (PRMVR=IC)
EXCLUDE | NV | Western 102 Power Plant | 56500 | C202 | NG | IC | 8.4 | 7.9 | 0 | 0 |  |  | 0 | 0 |  | Industrial Non-CHP | N | OP |  | Internal Combustion (PRMVR=IC)
EXCLUDE | NV | Western 102 Power Plant | 56500 | D101 | NG | IC | 8.4 | 7.9 | 0 | 0 |  |  | 0 | 0 |  | Industrial Non-CHP | N | OP |  | Internal Combustion (PRMVR=IC)
EXCLUDE | NV | Western 102 Power Plant | 56500 | E102 | NG | IC | 8.4 | 7.9 | 0 | 0 |  |  | 0 | 0 |  | Industrial Non-CHP | N | OP |  | Internal Combustion (PRMVR=IC)
EXCLUDE | NV | Western 102 Power Plant | 56500 | E202 | NG | IC | 8.4 | 7.9 | 0 | 0 |  |  | 0 | 0 |  | Industrial Non-CHP | N | OP |  | Internal Combustion (PRMVR=IC)
EXCLUDE | NV | Western 102 Power Plant | 56500 | F102 | NG | IC | 8.4 | 7.9 | 0 | 0 |  |  | 0 | 0 |  | Industrial Non-CHP | N | OP |  | Internal Combustion (PRMVR=IC)
EXCLUDE | NV | Western 102 Power Plant | 56500 | F202 | NG | IC | 8.4 | 7.9 | 0 | 0 |  |  | 0 | 0 |  | Industrial Non-CHP | N | OP |  | Internal Combustion (PRMVR=IC)
EXCLUDE | NV | Western 102 Power Plant | 56500 | G102 | NG | IC | 8.4 | 7.9 | 0 | 0 |  |  | 0 | 0 |  | Industrial Non-CHP | N | OP |  | Internal Combustion (PRMVR=IC)
EXCLUDE | NV | Western 102 Power Plant | 56500 | G202 | NG | IC | 8.4 | 7.9 | 0 | 0 |  |  | 0 | 0 |  | Industrial Non-CHP | N | OP |  | Internal Combustion (PRMVR=IC)
EXCLUDE | NV | Western 102 Power Plant | 56500 | H102 | NG | IC | 8.4 | 7.9 | 0 | 0 |  |  | 0 | 0 |  | Industrial Non-CHP | N | OP |  | Internal Combustion (PRMVR=IC)
EXCLUDE | NV | Western 102 Power Plant | 56500 | H202 | NG | IC | 8.4 | 7.9 | 0 | 0 |  |  | 0 | 0 |  | Industrial Non-CHP | N | OP |  | Internal Combustion (PRMVR=IC)
EXCLUDE | NV | Western 102 Power Plant | 56500 | PV1 | SUN | PV | 1 | 1 | 0 | 1247 |  |  | 1247 | 0 |  | Industrial Non-CHP | N | OP |  | Non Combustion (NUC, WAT, WND, GEO, or SUN)
EXCLUDE | NV | Winnemucca | 6533 | 1 | NG | GT | 14.9 | 15 | 0 | 0 |  |  | 0 | 0 |  | Electric Utility | N | RE | 2011 | Simple Cycle Turbine (PRMVR=GT or OT) unit under 25MW
NGCC | NY | 500MW CC | 56196 | CA01 | NG | CC | 188 | 161.7 | 2080 | 1080946.6002 |  |  | 1080946.6002 | 480573.7584 |  | Electric Utility | N | OP
NGCC | NY | 500MW CC | 56196 | CT01 | NG | CC | 170 | 146.2 | 2080 | 977451.7129 |  |  | 977451.7129 | 434561.3773 |  | Electric Utility | N | OP
NGCC | NY | 500MW CC | 56196 | CT02 | NG | CC | 170 | 146.2 | 2041 | 977451.7129 |  |  | 977451.7129 | 434561.3773 |  | Electric Utility | N | OP
EXCLUDE | NY | 59th Street | 2503 | GT1 | KER | GT | 17.1 | 14.9 | 0 | 733 |  |  | 733 | 926.4563 |  | Electric Utility | N | OP |  | Simple Cycle Turbine (PRMVR=GT or OT) unit under 25MW
EXCLUDE | NY | 74th Street | 2504 | GT1 | KER | GT | 18.5 | 19.8 | 0 | 185 |  |  | 185 | 249.806 |  | Electric Utility | N | OP |  | Simple Cycle Turbine (PRMVR=GT or OT) unit under 25MW
EXCLUDE | NY | 74th Street | 2504 | GT2 | KER | GT | 18.5 | 20.1 | 0 | 185 |  |  | 185 | 249.806 |  | Electric Utility | N | OP |  | Simple Cycle Turbine (PRMVR=GT or OT) unit under 25MW
COALST | NY | AES Cayuga | 2535 | 1 | BIT | ST | 155.3 | 149.7 | 1980 | 515239 |  |  | 515239 | 571327.842 |  | Electric Utility/IPP Non-CHP | N | OP
COALST | NY | AES Cayuga | 2535 | 2 | BIT | ST | 167.2 | 152.7 | 2072 | 607135 |  |  | 607135 | 664204.184 |  | Electric Utility/IPP Non-CHP | N | OP
EXCLUDE | NY | AES Greenidge LLC | 2527 | 3 | BIT | ST | 50 | 52 | 0 | 0 |  |  | 0 | 0 |  | IPP Non-CHP | N | RE | 2009 | Retired in 2009
COALST | NY | AES Greenidge LLC | 2527 | 4 | BIT | ST | 112.5 | 107.5 | 0 | 97238 |  |  | 97238 | 112349.152 |  | IPP Non-CHP | N | OP
EXCLUDE | NY | AES Johnson City | 57972 | JCP1 | MWH | BA | 8 | 8 | 0 | 0 |  |  | 0 | 0 |  | IPP Non-CHP | N | OP |  | Energy Storage Battery or Energy Storage Compressed Air or Flywheel (PRMVR=BA or CE or FW)
COALST | NY | AES Somerset LLC | 6082 | 1 | BIT | ST | 655.1 | 684.8 | 6280 | 3679569 |  |  | 3679569 | 3771125.188 |  | Electric Utility/IPP Non-CHP | N | OP
EXCLUDE | NY | AES Westover | 2526 | 7 | BIT | ST | 43.8 | 43.7 | 0 | 0 | 0 |  |  | 0 |  | IPP CHP | Y | RE | 2009 | Retired in 2009
COALST | NY | AES Westover | 2526 | 8 | BIT | ST | 75 | 84 | 0 |  | 0 |  |  | 7653.4817 |  | IPP CHP | Y | OS
EXCLUDE | NY | Al Turi | 10549 | 2 | LFG | IC | 0.8 | 0.8 | 0 | 0 |  |  | 0 | 0 |  | IPP Non-CHP | N | OP |  | Internal Combustion (PRMVR=IC)
EXCLUDE | NY | Al Turi | 10549 | 3 | LFG | IC | 0.8 | 0.8 | 0 | 0 |  |  | 0 | 0 |  | IPP Non-CHP | N | OP |  | Internal Combustion (PRMVR=IC)
EXCLUDE | NY | Al Turi | 10549 | 3010 | LFG | IC | 0.8 | 0.8 | 0 | 0 |  |  | 0 | 0 |  | IPP Non-CHP | N | OP | 2017 | Internal Combustion (PRMVR=IC)
EXCLUDE | NY | Alice Falls Hydro Project | 54391 | 1 | WAT | HY | 1.5 | 1.5 | 0 | 1357.1429 |  |  | 1357.1429 | 0 |  | IPP Non-CHP | N | OA |  | Non Combustion (NUC, WAT, WND, GEO, or SUN)
EXCLUDE | NY | Alice Falls Hydro Project | 54391 | 2 | WAT | HY | 0.6 | 0.7 | 0 | 542.8571 |  |  | 542.8571 | 0 |  | IPP Non-CHP | N | OA |  | Non Combustion (NUC, WAT, WND, GEO, or SUN)
NGCC | NY | Allegany Cogen | 7784 | 1 | NG | CC | 42 | 39 | 0 | 46007.5522 |  |  | 46007.5522 | 23111.8818 |  | Electric Utility | N | OP
NGCC | NY | Allegany Cogen | 7784 | 2 | NG | CC | 25 | 20 | 0 | 27385.4478 |  |  | 27385.4478 | 13757.0725 |  | Electric Utility | N | OP
EXCLUDE | NY | Allens Falls | 2540 | 1 | WAT | HY | 4 | 4.9 | 0 | 28156 |  |  | 28156 | 0 |  | IPP Non-CHP | N | OP |  | Non Combustion (NUC, WAT, WND, GEO, or SUN)
OGST | NY | Arthur Kill Generating Station | 2490 | 2 | NG | ST | 376.2 | 335 | 3717 | 986820 |  |  | 986820 | 642301.375 |  | Electric Utility/IPP Non-CHP | N | OP
OGST | NY | Arthur Kill Generating Station | 2490 | 3 | NG | ST | 535.5 | 491 | 5502 | 603851 |  |  | 603851 | 415534.175 |  | Electric Utility/IPP Non-CHP | N | OP
EXCLUDE | NY | Arthur Kill Generating Station | 2490 | GT1 | NG | GT | 20 | 15 | 0 | 924 |  |  | 924 | 1091.2069 |  | IPP Non-CHP | N | OP |  | Simple Cycle Turbine (PRMVR=GT or OT) unit under 25MW
EXCLUDE | NY | Ashokan | 88 | 1 | WAT | HY | 2.3 | 1.9 | 0 | 4606 |  |  | 4606 | 0 |  | Electric Utility | N | OP |  | Non Combustion (NUC, WAT, WND, GEO, or SUN)
EXCLUDE | NY | Ashokan | 88 | 2 | WAT | HY | 2.3 | 1.9 | 0 | 4606 |  |  | 4606 | 0 |  | Electric Utility | N | OP |  | Non Combustion (NUC, WAT, WND, GEO, or SUN)
NGCC | NY | Astoria Energy | 55375 | CT1 | NG | CC | 170 | 156 | 2342 | 1148370.5877 |  |  | 1148370.5877 | 679535.0863 |  | Electric Utility/IPP Non-CHP | N | OP
NGCC | NY | Astoria Energy | 55375 | CT2 | NG | CC | 170 | 156 | 2390 | 1148370.5877 |  |  | 1148370.5877 | 679535.0863 |  | Electric Utility/IPP Non-CHP | N | OP
NGCC | NY | Astoria Energy | 55375 | ST1 | NG | CC | 180 | 249 | 4382 | 1215921.7987 |  |  | 1215921.7987 | 719507.7384 |  | Electric Utility/IPP Non-CHP | N | OP
NGCC | NY | Astoria Energy II | 57664 | CT3 | NG | CC | 200 | 156 | 0 | 453129.848 |  |  | 453129.848 | 196945.1825 |  | IPP Non-CHP | N | OP
NGCC | NY | Astoria Energy II | 57664 | CT4 | NG | CC | 200 | 156 | 0 | 453129.848 |  |  | 453129.848 | 196945.1825 |  | IPP Non-CHP | N | OP
NGCC | NY | Astoria Energy II | 57664 | ST2 | NG | CC | 250 | 228 | 0 | 566412.31 |  |  | 566412.31 | 246181.4781 |  | IPP Non-CHP | N | OP
EXCLUDE | NY | Astoria Gas Turbines | 55243 | 5 | KER | GT | 19.2 | 13 | 24.0129 | 24.3798 |  |  | 24.3798 | 35.5444 |  | Electric Utility/IPP Non-CHP | N | SB |  | Simple Cycle Turbine (PRMVR=GT or OT) unit under 25MW
EXCLUDE | NY | Astoria Gas Turbines | 55243 | 7 | KER | GT | 19.2 | 13 | 24.0129 | 24.3798 |  |  | 24.3798 | 35.5444 |  | Electric Utility/IPP Non-CHP | N | SB |  | Simple Cycle Turbine (PRMVR=GT or OT) unit under 25MW
EXCLUDE | NY | Astoria Gas Turbines | 55243 | 8 | KER | GT | 19.2 | 13 | 24.0129 | 24.3798 |  |  | 24.3798 | 35.5444 |  | Electric Utility/IPP Non-CHP | N | SB |  | Simple Cycle Turbine (PRMVR=GT or OT) unit under 25MW
EXCLUDE | NY | Astoria Gas Turbines | 55243 | 9 | KER | GT | 19.2 | 16.3 | 0 | 0 |  |  | 0 | 0 |  | IPP Non-CHP | N | RE | 2002 | Simple Cycle Turbine (PRMVR=GT or OT) unit under 25MW
SSTLOGN | NY | Astoria Gas Turbines | 55243 | 10 | KER | GT | 31.8 | 20 | 39.7714 | 41.5325 |  |  | 41.5325 | 58.8704 |  | Electric Utility/IPP Non-CHP | N | SB
SSTLOGN | NY | Astoria Gas Turbines | 55243 | 11 | KER | GT | 31.8 | 20 | 39.7714 | 41.5325 |  |  | 41.5325 | 58.8704 |  | Electric Utility/IPP Non-CHP | N | SB
SSTLOGN | NY | Astoria Gas Turbines | 55243 | 12 | KER | GT | 31.8 | 20 | 39.7714 | 41.5325 |  |  | 41.5325 | 58.8704 |  | Electric Utility/IPP Non-CHP | N | SB
SSTLOGN | NY | Astoria Gas Turbines | 55243 | 13 | KER | GT | 31.8 | 20 | 39.7714 | 41.5325 |  |  | 41.5325 | 58.8704 |  | Electric Utility/IPP Non-CHP | N | SB
SSTLOGN | NY | Astoria Gas Turbines | 55243 | 2-1 | NG | GT | 46.5 | 35 | 58.1563 | 60.8846 |  |  | 60.8846 | 62.3635 |  | Electric Utility/IPP Non-CHP | N | SB
SSTLOGN | NY | Astoria Gas Turbines | 55243 | 2-2 | NG | GT | 46.5 | 35 | 58.1563 | 60.8846 |  |  | 60.8846 | 62.3635 |  | Electric Utility/IPP Non-CHP | N | SB
SSTLOGN | NY | Astoria Gas Turbines | 55243 | 2-3 | NG | GT | 46.5 | 35 | 58.1563 | 60.8846 |  |  | 60.8846 | 62.3635 |  | Electric Utility/IPP Non-CHP | N | SB
SSTLOGN | NY | Astoria Gas Turbines | 55243 | 2-4 | NG | GT | 46.5 | 35 | 58.1563 | 60.8846 |  |  | 60.8846 | 62.3635 |  | Electric Utility/IPP Non-CHP | N | SB
SSTLOGN | NY | Astoria Gas Turbines | 55243 | 3-1 | NG | GT | 46.5 | 35 | 58.1563 | 60.8846 |  |  | 60.8846 | 62.3635 |  | Electric Utility/IPP Non-CHP | N | SB
SSTLOGN | NY | Astoria Gas Turbines | 55243 | 3-2 | NG | GT | 46.5 | 35 | 58.1563 | 60.8846 |  |  | 60.8846 | 62.3635 |  | Electric Utility/IPP Non-CHP | N | SB
SSTLOGN | NY | Astoria Gas Turbines | 55243 | 3-3 | NG | GT | 46.5 | 35 | 58.1563 | 60.8846 |  |  | 60.8846 | 62.3635 |  | Electric Utility/IPP Non-CHP | N | SB
SSTLOGN | NY | Astoria Gas Turbines | 55243 | 3-4 | NG | GT | 46.5 | 35 | 58.1563 | 60.8846 |  |  | 60.8846 | 62.3635 |  | Electric Utility/IPP Non-CHP | N | SB
SSTLOGN | NY | Astoria Gas Turbines | 55243 | 4-1 | NG | GT | 46.5 | 35 | 58.1563 | 60.8846 |  |  | 60.8846 | 62.3635 |  | Electric Utility/IPP Non-CHP | N | SB
SSTLOGN | NY | Astoria Gas Turbines | 55243 | 4-2 | NG | GT | 46.5 | 35 | 58.1563 | 60.8846 |  |  | 60.8846 | 62.3635 |  | Electric Utility/IPP Non-CHP | N | SB
SSTLOGN | NY | Astoria Gas Turbines | 55243 | 4-3 | NG | GT | 46.5 | 35 | 58.1563 | 60.8846 |  |  | 60.8846 | 62.3635 |  | Electric Utility/IPP Non-CHP | N | SB
SSTLOGN | NY | Astoria Gas Turbines | 55243 | 4-4 | NG | GT | 46.5 | 35 | 58.1563 | 60.8846 |  |  | 60.8846 | 62.3635 |  | Electric Utility/IPP Non-CHP | N | SB
EXCLUDE | NY | Astoria Generating Station | 8906 | 1 | NG | GT | 15 | 15.1 | 13.7479 | 659 |  |  | 659 | 489.9064 |  | IPP Non-CHP | N | OP |  | Simple Cycle Turbine (PRMVR=GT or OT) unit under 25MW
OGST | NY | Astoria Generating Station | 8906 | 2 | NG | ST | 180 | 184.6 | 165.5376 | 7935 |  |  | 7935 | 5898.9491 |  | Electric Utility/IPP Non-CHP | N | OP
OGST | NY | Astoria Generating Station | 8906 | 3 | NG | ST | 376 | 373.3 | 13014.6942 | 623856 |  |  | 623856 | 463780.0625 |  | Electric Utility/IPP Non-CHP | N | OP
OGST | NY | Astoria Generating Station | 8906 | 4 | RFO | ST | 387 | 380 | 6255.4838 | 299855 |  |  | 299855 | 222914.8564 |  | Electric Utility/IPP Non-CHP | N | OS
OGST | NY | Astoria Generating Station | 8906 | ST5 | NG | ST | 387 | 380 | 7397.5365 | 354599 |  |  | 354599 | 263612.0296 |  | Electric Utility/IPP Non-CHP | N | OP
NGCC | NY | Athens Generating Plant | 55405 | CT1 | NG | CC | 300 | 258 | 2800 | 936607.483 |  |  | 936607.483 | 391242.0374 |  | Electric Utility/IPP Non-CHP | N | OP
NGCC | NY | Athens Generating Plant | 55405 | CT2 | NG | CC | 300 | 258 | 2800 | 936607.483 |  |  | 936607.483 | 391242.0374 |  | Electric Utility/IPP Non-CHP | N | OP
NGCC | NY | Athens Generating Plant | 55405 | CT3 | NG | CC | 300 | 258 | 2800 | 936607.483 |  |  | 936607.483 | 391242.0374 |  | Electric Utility/IPP Non-CHP | N | OP
NGCC | NY | Athens Generating Plant | 55405 | ST1 | NG | CC | 141 | 121.3 | 2800 | 440205.517 |  |  | 440205.517 | 183883.7576 |  | Electric Utility/IPP Non-CHP | N | OP
NGCC | NY | Athens Generating Plant | 55405 | ST2 | NG | CC | 141 | 121.3 | 2800 | 440205.517 |  |  | 440205.517 | 183883.7576 |  | Electric Utility/IPP Non-CHP | N | OP
NGCC | NY | Athens Generating Plant | 55405 | ST3 | NG | CC | 141 | 121.3 | 2800 | 440205.517 |  |  | 440205.517 | 183883.7576 |  | Electric Utility/IPP Non-CHP | N | OP
EXCLUDE | NY | Auburn LFG Energy Facility | 57636 | 1 | LFG | IC | 1.1 | 1.1 | 0 | 0 |  |  | 0 | 0 |  | IPP Non-CHP | N | OP |  | Internal Combustion (PRMVR=IC)
EXCLUDE | NY | Auburn LFG Energy Facility | 57636 | 2 | LFG | IC | 1.1 | 1.1 | 0 | 0 |  |  | 0 | 0 |  | IPP Non-CHP | N | OP |  | Internal Combustion (PRMVR=IC)
EXCLUDE | NY | Auburn LFG Energy Facility | 57636 | 3 | LFG | IC | 1.1 | 1.1 | 0 | 0 |  |  | 0 | 0 |  | IPP Non-CHP | N | OP |  | Internal Combustion (PRMVR=IC)
EXCLUDE | NY | Auburn State Street | 8009 | 1 | NG | GT | 7 | 5.3 | 0 | 284 |  |  | 284 | 226.7625 |  | Electric Utility | N | SB |  | Simple Cycle Turbine (PRMVR=GT or OT) unit under 25MW
EXCLUDE | NY | Bassett Healthcare | 54863 | 1 | DFO | IC | 0.8 | 0.8 | 0 | 0 |  |  | 0 | 0 |  | Commercial Non-CHP | N | SB |  | Internal Combustion (PRMVR=IC)
EXCLUDE | NY | Bassett Healthcare | 54863 | 2 | DFO | IC | 0.8 | 0.8 | 0 | 0 |  |  | 0 | 0 |  | Commercial Non-CHP | N | SB |  | Internal Combustion (PRMVR=IC)
EXCLUDE | NY | Bassett Healthcare | 54863 | 3 | DFO | IC | 0.8 | 0.8 | 0 | 0 |  |  | 0 | 0 |  | Commercial Non-CHP | N | SB |  | Internal Combustion (PRMVR=IC)
EXCLUDE | NY | Bassett Healthcare | 54863 | 4 | DFO | IC | 1.6 | 1.6 | 0 | 0 |  |  | 0 | 0 |  | Commercial Non-CHP | N | SB |  | Internal Combustion (PRMVR=IC)
EXCLUDE | NY | Bassett Healthcare | 54863 | 5 | DFO | IC | 2 | 2 | 0 | 0 |  |  | 0 | 0 |  | Commercial Non-CHP | N | SB |  | Internal Combustion (PRMVR=IC)
NGCC | NY | Batavia Power Plant | 54593 | GEN1 | NG | CC | 47.7 | 38.2 | 551 | 55293.8112 | 0.84649 | 45619.8208 | 65321.6147 | 28925.2043 |  | IPP CHP | Y | OP
NGCC | NY | Batavia Power Plant | 54593 | GEN2 | NG | CC | 18.5 | 17.5 | 551 | 21445.1888 | 0.26994 | 263855.2292 | 79443.8471 | 11218.3707 | 1 | IPP CHP | Y | OP
EXCLUDE | NY | Batavia Power Plant | 54593 | GEN3 | DFO | IC | 1.1 | 1 | 0 | 0 | 0 |  |  | 0 |  | IPP CHP | Y | SB |  | Internal Combustion (PRMVR=IC)
SSTLOGN | NY | Bayswater Peaking Facility LLC | 55699 | 1 | NG | GT | 60.5 | 53.7 | 1250 | 94234 |  |  | 94234 | 71885.985 |  | Electric Utility/IPP Non-CHP | N | OP
EXCLUDE | NY | Beardslee | 2543 | 1 | WAT | HY | 10 | 8.5 | 0 | 30128 |  |  | 30128 | 0 |  | IPP Non-CHP | N | OP |  | Non Combustion (NUC, WAT, WND, GEO, or SUN)
EXCLUDE | NY | Beardslee | 2543 | 2 | WAT | HY | 10 | 8.1 | 0 | 30128 |  |  | 30128 | 0 |  | IPP Non-CHP | N | OP |  | Non Combustion (NUC, WAT, WND, GEO, or SUN)
EXCLUDE | NY | Beebee Island Hydro Plant | 10531 | 1 | WAT | HY | 4 | 4.4 | 0 | 21166.6667 |  |  | 21166.6667 | 0 |  | IPP Non-CHP | N | OP |  | Non Combustion (NUC, WAT, WND, GEO, or SUN)
EXCLUDE | NY | Beebee Island Hydro Plant | 10531 | 2 | WAT | HY | 5 | 4.4 | 0 | 26458.3333 |  |  | 26458.3333 | 0 |  | IPP Non-CHP | N | OP |  | Non Combustion (NUC, WAT, WND, GEO, or SUN)
EXCLUDE | NY | Belfort | 2544 | 1 | WAT | HY | 0.4 | 0.2 | 0 | 2578.2 |  |  | 2578.2 | 0 |  | IPP Non-CHP | N | OP |  | Non Combustion (NUC, WAT, WND, GEO, or SUN)
EXCLUDE | NY | Belfort | 2544 | 2 | WAT | HY | 0.6 | 0.7 | 0 | 3867.3 |  |  | 3867.3 | 0 |  | IPP Non-CHP | N | OP |  | Non Combustion (NUC, WAT, WND, GEO, or SUN)
EXCLUDE | NY | Belfort | 2544 | 3 | WAT | HY | 1 | 0.7 | 0 | 6445.5 |  |  | 6445.5 | 0 |  | IPP Non-CHP | N | OP |  | Non Combustion (NUC, WAT, WND, GEO, or SUN)
EXCLUDE | NY | Bennetts Bridge | 2545 | 1 | WAT | HY | 9 | 8.4 | 0 | 22691.5 |  |  | 22691.5 | 0 |  | IPP Non-CHP | N | OP |  | Non Combustion (NUC, WAT, WND, GEO, or SUN)
EXCLUDE | NY | Bennetts Bridge | 2545 | 2 | WAT | HY | 9 | 8.4 | 0 | 22691.5 |  |  | 22691.5 | 0 |  | IPP Non-CHP | N | OP |  | Non Combustion (NUC, WAT, WND, GEO, or SUN)
EXCLUDE | NY | Bennetts Bridge | 2545 | 3 | WAT | HY | 9 | 6.3 | 0 | 22691.5 |  |  | 22691.5 | 0 |  | IPP Non-CHP | N | OP |  | Non Combustion (NUC, WAT, WND, GEO, or SUN)
EXCLUDE | NY | Bennetts Bridge | 2545 | 4 | WAT | HY | 9 | 7.2 | 0 | 22691.5 |  |  | 22691.5 | 0 |  | IPP Non-CHP | N | OP |  | Non Combustion (NUC, WAT, WND, GEO, or SUN)
EXCLUDE | NY | Bethlehem Energy Center | 2539 | 1 | NG | ST | 100 | 90 | 0 | 0 |  |  | 0 | 0 |  | IPP Non-CHP | N | RE | 2005 | Retired in 2005
EXCLUDE | NY | Bethlehem Energy Center | 2539 | 2 | NG | ST | 100 | 90 | 0 | 0 |  |  | 0 | 0 |  | IPP Non-CHP | N | RE | 2005 | Retired in 2005
EXCLUDE | NY | Bethlehem Energy Center | 2539 | 3 | NG | ST | 100 | 91 | 0 | 0 |  |  | 0 | 0 |  | IPP Non-CHP | N | RE | 2005 | Retired in 2005
EXCLUDE | NY | Bethlehem Energy Center | 2539 | 4 | NG | ST | 100 | 94 | 0 | 0 |  |  | 0 | 0 |  | IPP Non-CHP | N | RE | 2005 | Retired in 2005
NGCC | NY | Bethlehem Energy Center | 2539 | 5 | NG | CC | 194.3 | 167.7 | 2450 | 922341.6649 |  |  | 922341.6649 | 388964.9063 |  | Electric Utility/IPP Non-CHP | N | OP
NGCC | NY | Bethlehem Energy Center | 2539 | 6 | NG | CC | 194.3 | 167.7 | 2450 | 922341.6649 |  |  | 922341.6649 | 388964.9063 |  | Electric Utility/IPP Non-CHP | N | OP
NGCC | NY | Bethlehem Energy Center | 2539 | 7 | NG | CC | 194.3 | 167.7 | 2450 | 922341.6649 |  |  | 922341.6649 | 388964.9063 |  | Electric Utility/IPP Non-CHP | N | OP
NGCC | NY | Bethlehem Energy Center | 2539 | 8 | NG | CC | 310.2 | 251 | 2450 | 1472518.7053 |  |  | 1472518.7053 | 620982.573 |  | Electric Utility/IPP Non-CHP | N | OP
NGCC | NY | Bethpage Power Plant | 50292 | GEN1 | NG | CC | 33.7 | 22.2 | 416 | 61180.3235 |  |  | 61180.3235 | 32080.8176 |  | Electric Utility/IPP Non-CHP | N | OP
NGCC | NY | Bethpage Power Plant | 50292 | GEN2 | NG | CC | 33.7 | 22.2 | 416 | 61180.3235 |  |  | 61180.3235 | 32080.8176 |  | Electric Utility/IPP Non-CHP | N | OP
NGCC | NY | Bethpage Power Plant | 50292 | GEN3 | NG | CC | 16.2 | 10.6 | 416 | 29410.1258 |  |  | 29410.1258 | 15421.6393 | 1 | Electric Utility/IPP Non-CHP | N | OP
EXCLUDE | NY | Bethpage Power Plant | 50292 | GEN4 | DFO | IC | 0.4 | 0.4 | 0 | 0 |  |  | 0 | 0 |  | IPP Non-CHP | N | SB |  | Internal Combustion (PRMVR=IC)
SSTLOGN | NY | Bethpage Power Plant | 50292 | GEN5 | NG | GT | 60 | 47 | 525 | 70175 |  |  | 70175 | 47109.794 |  | Electric Utility/IPP Non-CHP | N | OP
NGCC | NY | Bethpage Power Plant | 50292 | GEN6 | NG | CC | 60 | 49 | 730 | 108926.392 |  |  | 108926.392 | 57117.1827 |  | Electric Utility/IPP Non-CHP | N | OP
NGCC | NY | Bethpage Power Plant | 50292 | GEN7 | NG | CC | 36 | 33 | 416 | 65355.8352 |  |  | 65355.8352 | 34270.3096 |  | Electric Utility/IPP Non-CHP | N | OP
SSTLOGN | NY | Binghamton Cogen | 55600 | 1 | NG | GT | 47.7 | 42 | 0 | 2808 | 0 |  |  | 1655.8339 |  | IPP CHP | Y | OP | 2012
EXCLUDE | NY | Black River | 2546 | 1 | WAT | HY | 2 | 2.4 | 0 | 12941 |  |  | 12941 | 0 |  | IPP Non-CHP | N | OP |  | Non Combustion (NUC, WAT, WND, GEO, or SUN)
EXCLUDE | NY | Black River | 2546 | 2 | WAT | HY | 2 | 2.4 | 0 | 12941 |  |  | 12941 | 0 |  | IPP Non-CHP | N | OP |  | Non Combustion (NUC, WAT, WND, GEO, or SUN)
EXCLUDE | NY | Black River | 2546 | 3 | WAT | HY | 2 | 2.1 | 0 | 12941 |  |  | 12941 | 0 |  | IPP Non-CHP | N | OP |  | Non Combustion (NUC, WAT, WND, GEO, or SUN)
COALST | NY | Black River Generation | 10464 | GEN1 | BIT | ST | 55.5 | 55 | 0 | 0 |  |  | 0 | 0 |  | IPP Non-CHP | N | OA
EXCLUDE | NY | Black River Hydro Associates | 10687 | DE1 | WAT | HY | 1.6 | 1.5 | 0 | 2968.4211 |  |  | 2968.4211 | 0 |  | IPP Non-CHP | N | OP |  | Non Combustion (NUC, WAT, WND, GEO, or SUN)
EXCLUDE | NY | Black River Hydro Associates | 10687 | PL1 | WAT | HY | 2.2 | 2.1 | 0 | 4081.5789 |  |  | 4081.5789 | 0 |  | IPP Non-CHP | N | OP |  | Non Combustion (NUC, WAT, WND, GEO, or SUN)
EXCLUDE | NY | Black River Hydro Associates | 10687 | RI1 | WAT | HY | 1.9 | 1.8 | 0 | 3525 |  |  | 3525 | 0 |  | IPP Non-CHP | N | OP |  | Non Combustion (NUC, WAT, WND, GEO, or SUN)
EXCLUDE | NY | Blake | 2547 | 1 | WAT | HY | 15 | 14.2 | 0 | 66879 |  |  | 66879 | 0 |  | IPP Non-CHP | N | OP |  | Non Combustion (NUC, WAT, WND, GEO, or SUN)
EXCLUDE | NY | Blenheim Gilboa | 2691 | 1 | WAT | PS | 250 | 290 | 0 | -25150 |  |  | -25150 | 0 |  | Electric Utility | N | OP |  | Non Combustion (NUC, WAT, WND, GEO, or SUN)
EXCLUDE | NY | Blenheim Gilboa | 2691 | 2 | WAT | PS | 250 | 290 | 0 | -25150 |  |  | -25150 | 0 |  | Electric Utility | N | OP |  | Non Combustion (NUC, WAT, WND, GEO, or SUN)
EXCLUDE | NY | Blenheim Gilboa | 2691 | 3 | WAT | PS | 250 | 290 | 0 | -25150 |  |  | -25150 | 0 |  | Electric Utility | N | OP |  | Non Combustion (NUC, WAT, WND, GEO, or SUN)
EXCLUDE | NY | Blenheim Gilboa | 2691 | 4 | WAT | PS | 250 | 290 | 0 | -25150 |  |  | -25150 | 0 |  | Electric Utility | N | OP |  | Non Combustion (NUC, WAT, WND, GEO, or SUN)
OGST | NY | Bowline Point | 2625 | 1 | NG | ST | 621 | 579.9 | 7000 | 196141 |  |  | 196141 | 145208.823 |  | Electric Utility/IPP Non-CHP | N | OP
OGST | NY | Bowline Point | 2625 | 2 | NG | ST | 621 | 157.8 | 7600 | 3511 |  |  | 3511 | 10735.648 |  | Electric Utility/IPP Non-CHP | N | OP
EXCLUDE | NY | Bowline Point | 2625 | BOW3 | NG | CC | 750 | 750 | 0 | 0 |  |  | 0 | 0 |  | IPP Non-CHP | N | IP |  | Status of operation (IP,L,P,T,or U)
SSTLOGN | NY | Brentwood | 7912 | 1 | NG | GT | 47 | 47 | 480 | 68173 |  |  | 68173 | 40229.849 |  | Electric Utility | N | OP
EXCLUDE | NY | Bronx Zoo | 50427 | GEN1 | NG | IC | 0.5 | 0.5 | 0 | 0 | 0.36672 | 0 | 0 | 0 |  | Commercial CHP | Y | OP |  | Internal Combustion (PRMVR=IC)
EXCLUDE | NY | Bronx Zoo | 50427 | GEN2 | NG | IC | 0.5 | 0.5 | 0 | 0 | 0.36672 | 0 | 0 | 0 |  | Commercial CHP | Y | SB |  | Internal Combustion (PRMVR=IC)
EXCLUDE | NY | Bronx Zoo | 50427 | GEN3 | NG | IC | 1.1 | 1.1 | 0 | 0 | 0.36672 | 0 | 0 | 0 |  | Commercial CHP | Y | OP |  | Internal Combustion (PRMVR=IC)
EXCLUDE | NY | Bronx Zoo | 50427 | GEN4 | NG | IC | 1.5 | 1.5 | 0 | 0 | 0.36672 | 0 | 0 | 0 |  | Commercial CHP | Y | OP |  | Internal Combustion (PRMVR=IC)
EXCLUDE | NY | Brookfield Power Glen Falls Hydro | 56936 | GEN1 | WAT | HY | 2.4 | 2.3 | 0 | 13980.6102 |  |  | 13980.6102 | 0 |  | Industrial Non-CHP | N | OP |  | Non Combustion (NUC, WAT, WND, GEO, or SUN)
EXCLUDE | NY | Brookfield Power Glen Falls Hydro | 56936 | GEN2 | WAT | HY | 2 | 1.9 | 0 | 11650.5085 |  |  | 11650.5085 | 0 |  | Industrial Non-CHP | N | OP |  | Non Combustion (NUC, WAT, WND, GEO, or SUN)
EXCLUDE | NY | Brookfield Power Glen Falls Hydro | 56936 | GEN3 | WAT | HY | 2.2 | 2.1 | 0 | 12815.5593 |  |  | 12815.5593 | 0 |  | Industrial Non-CHP | N | OP |  | Non Combustion (NUC, WAT, WND, GEO, or SUN)
EXCLUDE | NY | Brookfield Power Glen Falls Hydro | 56936 | GEN4 | WAT | HY | 2.4 | 2.3 | 0 | 13980.6102 |  |  | 13980.6102 | 0 |  | Industrial Non-CHP | N | OP |  | Non Combustion (NUC, WAT, WND, GEO, or SUN)
EXCLUDE | NY | Brookfield Power Glen Falls Hydro | 56936 | GEN5 | WAT | HY | 2.8 | 2.7 | 0 | 16310.7119 |  |  | 16310.7119 | 0 |  | Industrial Non-CHP | N | OP |  | Non Combustion (NUC, WAT, WND, GEO, or SUN)
EXCLUDE | NY | Brookhaven Facility | 55778 | BH1 | LFG | IC | 1.3 | 1.2 | 0 | 0 |  |  | 0 | 0 |  | IPP Non-CHP | N | RE | 2005 | Internal Combustion (PRMVR=IC)
EXCLUDE | NY | Brookhaven Facility | 55778 | BH2 | LFG | IC | 1.3 | 1.2 | 0 | 0 |  |  | 0 | 0 |  | IPP Non-CHP | N | OP |  | Internal Combustion (PRMVR=IC)
EXCLUDE | NY | Brookhaven Facility | 55778 | BH3 | LFG | IC | 1.3 | 1.2 | 0 | 0 |  |  | 0 | 0 |  | IPP Non-CHP | N | OS |  | Internal Combustion (PRMVR=IC)
EXCLUDE | NY | Brookhaven Facility | 55778 | BH4 | LFG | IC | 1.3 | 1.2 | 0 | 0 |  |  | 0 | 0 |  | IPP Non-CHP | N | OS |  | Internal Combustion (PRMVR=IC)
NGCC | NY | Brooklyn Navy Yard Cogeneration | 54914 | 1 | NG | CC | 121 | 90 | 0 | 753907.7846 | 0.99863 | 4700.8149 | 754941.0821 | 468306.4585 |  | IPP CHP | Y | OP
NGCC | NY | Brooklyn Navy Yard Cogeneration | 54914 | 2 | NG | CC | 121 | 90 | 0 | 753907.7846 | 0.99863 | 4700.8149 | 754941.0821 | 468306.4585 |  | IPP CHP | Y | OP
NGCC | NY | Brooklyn Navy Yard Cogeneration | 54914 | 3 | NG | CC | 40 | 35 | 0 | 249225.7139 | 0.99863 | 1553.9884 | 249567.2999 | 154812.0524 |  | IPP CHP | Y | OP
NGCC | NY | Brooklyn Navy Yard Cogeneration | 54914 | 4 | NG | CC | 40 | 35 | 0 | 249225.7139 | 0.99863 | 1553.9884 | 249567.2999 | 154812.0524 |  | IPP CHP | Y | OP
EXCLUDE | NY | Browns Falls | 2548 | 1 | WAT | HY | 8 | 7.5 | 0 | 28749.5 |  |  | 28749.5 | 0 |  | IPP Non-CHP | N | OP |  | Non Combustion (NUC, WAT, WND, GEO, or SUN)
EXCLUDE | NY | Browns Falls | 2548 | 2 | WAT | HY | 8 | 7.8 | 0 | 28749.5 |  |  | 28749.5 | 0 |  | IPP Non-CHP | N | OP |  | Non Combustion (NUC, WAT, WND, GEO, or SUN)
EXCLUDE | NY | C R Huntley Generating Station | 2549 | 63 | BIT | ST | 80 | 80 | 0 | 0 |  |  | 0 | 0 |  | IPP Non-CHP | N | RE | 2006 | Retired in 2006
EXCLUDE | NY | C R Huntley Generating Station | 2549 | 64 | BIT | ST | 100 | 100 | 0 | 0 |  |  | 0 | 0 |  | IPP Non-CHP | N | RE | 2006 | Retired in 2006
EXCLUDE | NY | C R Huntley Generating Station | 2549 | 65 | BIT | ST | 100 | 100 | 0 | 0 |  |  | 0 | 0 |  | IPP Non-CHP | N | RE | 2007 | Retired in 2007
EXCLUDE | NY | C R Huntley Generating Station | 2549 | 66 | BIT | ST | 100 | 100 | 0 | 0 |  |  | 0 | 0 |  | IPP Non-CHP | N | RE | 2007 | Retired in 2007
COALST | NY | C R Huntley Generating Station | 2549 | 67 | SUB | ST | 218 | 218 | 2275 | 759351 |  |  | 759351 | 892427.602 |  | Electric Utility/IPP Non-CHP | N | OP
COALST | NY | C R Huntley Generating Station | 2549 | S68 | SUB | ST | 218 | 218 | 2275 | 646013 |  |  | 646013 | 742832.104 |  | Electric Utility/IPP Non-CHP | N | OP
EXCLUDE | NY | Cadyville | 2522 | 1 | WAT | HY | 1.2 | 1.2 | 0 | 5921.6727 |  |  | 5921.6727 | 0 |  | Electric Utility | N | OP |  | Non Combustion (NUC, WAT, WND, GEO, or SUN)
EXCLUDE | NY | Cadyville | 2522 | 2 | WAT | HY | 1.2 | 1.2 | 0 | 5921.6727 |  |  | 5921.6727 | 0 |  | Electric Utility | N | OP |  | Non Combustion (NUC, WAT, WND, GEO, or SUN)
EXCLUDE | NY | Cadyville | 2522 | 3 | WAT | HY | 3.1 | 3.1 | 0 | 15297.6545 |  |  | 15297.6545 | 0 |  | Electric Utility | N | OP |  | Non Combustion (NUC, WAT, WND, GEO, or SUN)
NGCC | NY | Caithness Long Island Energy Center | 56234 | CT01 | NG | CC | 196.2 | 170 | 2650 | 1263809.7019 |  |  | 1263809.7019 | 520039.3412 |  | Electric Utility/IPP Non-CHP | N | OP
NGCC | NY | Caithness Long Island Energy Center | 56234 | ST01 | NG | CC | 152.7 | 137 | 2650 | 983607.2451 |  |  | 983607.2451 | 404740.0988 |  | Electric Utility/IPP Non-CHP | N | OP
NGCC | NY | Carr Street Generating Station | 50978 | GEN1 | NG | CC | 48.8 | 33 | 424 | 7787.3018 |  |  | 7787.3018 | 4012.2094 |  | Electric Utility/IPP Non-CHP | N | OP
NGCC | NY | Carr Street Generating Station | 50978 | GEN2 | NG | CC | 48.8 | 33 | 424 | 7787.3018 |  |  | 7787.3018 | 4012.2094 |  | Electric Utility/IPP Non-CHP | N | OP
NGCC | NY | Carr Street Generating Station | 50978 | GEN3 | NG | CC | 25 | 22.5 | 424 | 3989.3964 |  |  | 3989.3964 | 2055.4352 |  | Electric Utility/IPP Non-CHP | N | OP
NGCC | NY | Carthage Energy LLC | 10620 | GEN1 | NG | CC | 40.9 | 38.2 | 583 | 4392.3609 |  |  | 4392.3609 | 2314.2859 |  | IPP Non-CHP | N | SB
NGCC | NY | Carthage Energy LLC | 10620 | GEN2 | NG | CC | 22 | 21 | 583 | 2362.6391 |  |  | 2362.6391 | 1244.8481 | 1 | IPP Non-CHP | N | SB
EXCLUDE | NY | Carver Falls | 6456 | 1 | WAT | HY | 1.3 | 1.3 | 0 | 7073.3684 |  |  | 7073.3684 | 0 |  | Electric Utility | N | OP |  | Non Combustion (NUC, WAT, WND, GEO, or SUN)
EXCLUDE | NY | Carver Falls | 6456 | 2 | WAT | HY | 0.6 | 0.6 | 0 | 3264.6316 |  |  | 3264.6316 | 0 |  | Electric Utility | N | OP |  | Non Combustion (NUC, WAT, WND, GEO, or SUN)
NGCC | NY | Castleton Energy Center | 10190 | GEN1 | NG | CC | 47 | 43 | 600 | 55918.361 |  |  | 55918.361 | 29828.6414 |  | Electric Utility/IPP Non-CHP | N | OP
NGCC | NY | Castleton Energy Center | 10190 | GEN2 | NG | CC | 25 | 25 | 600 | 29743.809 |  |  | 29743.809 | 15866.2986 |  | Electric Utility/IPP Non-CHP | N | OP
EXCLUDE | NY | Catskill Mts Energy Corporation | 57129 | G1 | LFG | IC | 1.1 | 1.1 | 0 | 0 |  |  | 0 | 0 |  | IPP Non-CHP | N | OP |  | Internal Combustion (PRMVR=IC)
EXCLUDE | NY | Cellu Tissue Natural Dam | 54878 | 1 | WAT | HY | 0.4 | 0.4 | 0 | 2329.6 |  |  | 2329.6 | 0 |  | Industrial Non-CHP | N | OP |  | Non Combustion (NUC, WAT, WND, GEO, or SUN)
EXCLUDE | NY | Cellu Tissue Natural Dam | 54878 | 2 | WAT | HY | 0.3 | 0.3 | 0 | 1747.2 |  |  | 1747.2 | 0 |  | Industrial Non-CHP | N | OP |  | Non Combustion (NUC, WAT, WND, GEO, or SUN)
EXCLUDE | NY | Cellu Tissue Natural Dam | 54878 | 3 | WAT | HY | 0.3 | 0.3 | 0 | 1747.2 |  |  | 1747.2 | 0 |  | Industrial Non-CHP | N | OP |  | Non Combustion (NUC, WAT, WND, GEO, or SUN)
EXCLUDE | NY | Center Falls | 10853 | 1 | WAT | HY | 0.4 | 0.3 | 0 | 0.72727 |  |  | 0.72727 | 0 |  | Industrial Non-CHP | N | OP |  | Non Combustion (NUC, WAT, WND, GEO, or SUN)
EXCLUDE | NY | Center Falls | 10853 | 2 | WAT | HY | 0.4 | 0.3 | 0 | 0.72727 |  |  | 0.72727 | 0 |  | Industrial Non-CHP | N | OP |  | Non Combustion (NUC, WAT, WND, GEO, or SUN)
EXCLUDE | NY | Center Falls | 10853 | 3 | WAT | HY | 0.3 | 0.2 | 0 | 0.54545 |  |  | 0.54545 | 0 |  | Industrial Non-CHP | N | OP |  | Non Combustion (NUC, WAT, WND, GEO, or SUN)
EXCLUDE | NY | Central Hudson High Falls | 579 | 1 | WAT | HY | 3.2 | 3.2 | 0 | 7113 |  |  | 7113 | 0 |  | Electric Utility | N | OP |  | Non Combustion (NUC, WAT, WND, GEO, or SUN)
NGCC | NY | CH Resources Beaver Falls | 10617 | GEN1 | NG | CC | 65.5 | 52.5 | 812 | 1939.4805 | 0.63236 | 5129.6549 | 3067.0424 | 1082.2733 |  | IPP CHP | Y | OP
NGCC | NY | CH Resources Beaver Falls | 10617 | GEN2 | NG | CC | 42.3 | 34 | 812 | 1252.5195 | 0.35521 | 10343.342 | 3526.1146 | 698.9337 |  | IPP CHP | Y | OP
NGCC | NY | CH Resources Syracuse | 10621 | GEN1 | NG | CC | 65.5 | 59 | 800 | 6130.3408 |  |  | 6130.3408 | 2970.1023 |  | Electric Utility/IPP Non-CHP | N | SB
NGCC | NY | CH Resources Syracuse | 10621 | GEN2 | NG | CC | 37.2 | 33.5 | 800 | 3481.6592 |  |  | 3481.6592 | 1686.8367 |  | Electric Utility/IPP Non-CHP | N | SB
EXCLUDE | NY | Chaffee Gas Recovery | 56526 | GEN1 | LFG | IC | 0.8 | 0.8 | 0 | 0 |  |  | 0 | 0 |  | IPP Non-CHP | N | OP |  | Internal Combustion (PRMVR=IC)
EXCLUDE | NY | Chaffee Gas Recovery | 56526 | GEN2 | LFG | IC | 0.8 | 0.8 | 0 | 0 |  |  | 0 | 0 |  | IPP Non-CHP | N | OP |  | Internal Combustion (PRMVR=IC)
EXCLUDE | NY | Chaffee Gas Recovery | 56526 | GEN3 | LFG | IC | 0.8 | 0.8 | 0 | 0 |  |  | 0 | 0 |  | IPP Non-CHP | N | OP |  | Internal Combustion (PRMVR=IC)
EXCLUDE | NY | Chaffee Gas Recovery | 56526 | GEN4 | LFG | IC | 0.8 | 0.8 | 0 | 0 |  |  | 0 | 0 |  | IPP Non-CHP | N | OP |  | Internal Combustion (PRMVR=IC)
EXCLUDE | NY | Chaffee Gas Recovery | 56526 | GEN5 | LFG | IC | 0.8 | 0.8 | 0 | 0 |  |  | 0 | 0 |  | IPP Non-CHP | N | OP |  | Internal Combustion (PRMVR=IC)
EXCLUDE | NY | Chaffee Gas Recovery | 56526 | GEN6 | LFG | IC | 0.8 | 0.8 | 0 | 0 |  |  | 0 | 0 |  | IPP Non-CHP | N | OP |  | Internal Combustion (PRMVR=IC)
EXCLUDE | NY | Chaffee Gas Recovery | 56526 | GEN7 | LFG | IC | 0.8 | 0.8 | 0 | 0 |  |  | 0 | 0 |  | IPP Non-CHP | N | OP |  | Internal Combustion (PRMVR=IC)
EXCLUDE | NY | Chaffee Gas Recovery | 56526 | GEN8 | LFG | IC | 0.8 | 0.8 | 0 | 0 |  |  | 0 | 0 |  | IPP Non-CHP | N | OP |  | Internal Combustion (PRMVR=IC)
EXCLUDE | NY | Charles P Keller | 2695 | 7 | DFO | IC | 2 | 2 | 0 | 0 |  |  | 0 | 0 |  | Electric Utility | N | OP |  | Internal Combustion (PRMVR=IC)
EXCLUDE | NY | Charles P Keller | 2695 | 8 | DFO | IC | 2.4 | 2.7 | 0 | 0 |  |  | 0 | 0 |  | Electric Utility | N | OP |  | Internal Combustion (PRMVR=IC)
EXCLUDE | NY | Charles P Keller | 2695 | 9 | NG | IC | 3.5 | 3.2 | 0 | 0 |  |  | 0 | 0 |  | Electric Utility | N | OP |  | Internal Combustion (PRMVR=IC)
EXCLUDE | NY | Charles P Keller | 2695 | 10 | NG | IC | 3.5 | 3.2 | 0 | 0 |  |  | 0 | 0 |  | Electric Utility | N | OP |  | Internal Combustion (PRMVR=IC)
EXCLUDE | NY | Charles P Keller | 2695 | 11 | NG | IC | 5.2 | 5.2 | 0 | 0 |  |  | 0 | 0 |  | Electric Utility | N | OP |  | Internal Combustion (PRMVR=IC)
EXCLUDE | NY | Charles P Keller | 2695 | 12 | NG | IC | 5.5 | 5.5 | 0 | 0 |  |  | 0 | 0 |  | Electric Utility | N | OP |  | Internal Combustion (PRMVR=IC)
EXCLUDE | NY | Charles P Keller | 2695 | 13 | NG | IC | 5.5 | 5.5 | 0 | 0 |  |  | 0 | 0 |  | Electric Utility | N | OP |  | Internal Combustion (PRMVR=IC)
EXCLUDE | NY | Charles P Keller | 2695 | 14 | NG | IC | 6.2 | 6.2 | 0 | 0 |  |  | 0 | 0 |  | Electric Utility | N | OP |  | Internal Combustion (PRMVR=IC)
EXCLUDE | NY | Charles Poletti | 2491 | 6 | RFO | ST | 883 | 847 | 0 | 0 |  |  | 0 | 0 |  | Electric Utility | N | RE | 2010 | Retired in 2010
EXCLUDE | NY | Chasm | 2550 | 1 | WAT | HY | 1 | 1 | 0 | 6417 |  |  | 6417 | 0 |  | IPP Non-CHP | N | OP |  | Non Combustion (NUC, WAT, WND, GEO, or SUN)
EXCLUDE | NY | Chasm | 2550 | 2 | WAT | HY | 1 | 1 | 0 | 6417 |  |  | 6417 | 0 |  | IPP Non-CHP | N | OP |  | Non Combustion (NUC, WAT, WND, GEO, or SUN)
EXCLUDE | NY | Chasm | 2550 | 3 | WAT | HY | 1 | 1 | 0 | 6417 |  |  | 6417 | 0 |  | IPP Non-CHP | N | OP |  | Non Combustion (NUC, WAT, WND, GEO, or SUN)
EXCLUDE | NY | Chasm Hydro Partnership | 50315 | 1100 | WAT | HY | 1 | 0.5 | 0 | 4218.75 |  |  | 4218.75 | 0 |  | IPP Non-CHP | N | OP |  | Non Combustion (NUC, WAT, WND, GEO, or SUN)
EXCLUDE | NY | Chasm Hydro Partnership | 50315 | 2600 | WAT | HY | 0.6 | 0.5 | 0 | 2531.25 |  |  | 2531.25 | 0 |  | IPP Non-CHP | N | OP |  | Non Combustion (NUC, WAT, WND, GEO, or SUN)
EXCLUDE | NY | Chateaugay High Falls Hydro | 50093 | WT | WAT | HY | 1.7 | 1.6 | 0 | 7486 |  |  | 7486 | 0 |  | IPP Non-CHP | N | OP |  | Non Combustion (NUC, WAT, WND, GEO, or SUN)
EXCLUDE | NY | Chautauqua LFGTE Facility | 57186 | GEN1 | LFG | IC | 1.6 | 1.6 | 0 | 0 |  |  | 0 | 0 |  | IPP Non-CHP | N | OP |  | Internal Combustion (PRMVR=IC)
EXCLUDE | NY | Chautauqua LFGTE Facility | 57186 | GEN2 | LFG | IC | 1.6 | 1.6 | 0 | 0 |  |  | 0 | 0 |  | IPP Non-CHP | N | OP |  | Internal Combustion (PRMVR=IC)
EXCLUDE | NY | Chautauqua LFGTE Facility | 57186 | GEN3 | LFG | IC | 1.6 | 1.6 | 0 | 0 |  |  | 0 | 0 |  | IPP Non-CHP | N | OP |  | Internal Combustion (PRMVR=IC)
EXCLUDE | NY | Chautauqua LFGTE Facility | 57186 | GEN4 | LFG | IC | 1.6 | 1.6 | 0 | 0 |  |  | 0 | 0 |  | IPP Non-CHP | N | OP |  | Internal Combustion (PRMVR=IC)
EXCLUDE | NY | Chautauqua LFGTE Facility | 57186 | GEN5 | LFG | IC | 1.6 | 1.6 | 0 | 0 |  |  | 0 | 0 |  | IPP Non-CHP | N | OP |  | Internal Combustion (PRMVR=IC)
EXCLUDE | NY | Chautauqua LFGTE Facility | 57186 | GEN6 | LFG | IC | 1.6 | 1.6 | 0 | 0 |  |  | 0 | 0 |  | IPP Non-CHP | N | OP |  | Internal Combustion (PRMVR=IC)
EXCLUDE | NY | Clinton LFGTE Facility | 56986 | GEN1 | LFG | IC | 1.6 | 1.6 | 0 | 0 |  |  | 0 | 0 |  | IPP Non-CHP | N | OP |  | Internal Combustion (PRMVR=IC)
EXCLUDE | NY | Clinton LFGTE Facility | 56986 | GEN2 | LFG | IC | 1.6 | 1.6 | 0 | 0 |  |  | 0 | 0 |  | IPP Non-CHP | N | OP |  | Internal Combustion (PRMVR=IC)
EXCLUDE | NY | Clinton LFGTE Facility | 56986 | GEN3 | LFG | IC | 1.6 | 1.6 | 0 | 0 |  |  | 0 | 0 |  | IPP Non-CHP | N | OP |  | Internal Combustion (PRMVR=IC)
EXCLUDE | NY | Clinton LFGTE Facility | 56986 | GEN4 | LFG | IC | 1.6 | 1.6 | 0 | 0 |  |  | 0 | 0 |  | IPP Non-CHP | N | OP |  | Internal Combustion (PRMVR=IC)
EXCLUDE | NY | Coca Cola Bottling of New York | 10829 | ENG1 | NG | IC | 0.7 | 0.6 | 0 | 0 |  |  |  | 0 |  | IPP CHP | Y | RE | 2006 | Internal Combustion (PRMVR=IC)
EXCLUDE | NY | Coca Cola Bottling of New York | 10829 | ENG2 | NG | IC | 0.7 | 0.6 | 0 | 0 |  |  |  | 0 |  | IPP CHP | Y | RE | 2006 | Internal Combustion (PRMVR=IC)
EXCLUDE | NY | Coca Cola Bottling of New York | 10829 | ENG3 | DFO | IC | 0.7 | 0.6 | 0 | 0 |  |  |  | 0 |  | IPP CHP | Y | RE | 2006 | Internal Combustion (PRMVR=IC)
EXCLUDE | NY | Cohocton Wind Project | 56634 | 1 | WND | WT | 87.5 | 87.5 | 0 | 179575 |  |  | 179575 | 0 |  | IPP Non-CHP | N | OP |  | Non Combustion (NUC, WAT, WND, GEO, or SUN)
EXCLUDE | NY | Colonie LFGTE Facility | 56324 | GEN1 | LFG | IC | 1.6 | 1.6 | 0 | 0 |  |  | 0 | 0 |  | IPP Non-CHP | N | OP |  | Internal Combustion (PRMVR=IC)
EXCLUDE | NY | Colonie LFGTE Facility | 56324 | GEN2 | LFG | IC | 1.6 | 1.6 | 0 | 0 |  |  | 0 | 0 |  | IPP Non-CHP | N | OP |  | Internal Combustion (PRMVR=IC)
EXCLUDE | NY | Colonie LFGTE Facility | 56324 | GEN3 | LFG | IC | 1.6 | 1.6 | 0 | 0 |  |  | 0 | 0 |  | IPP Non-CHP | N | OP |  | Internal Combustion (PRMVR=IC)
EXCLUDE | NY | Colonie LFGTE Facility | 56324 | GEN4 | LFG | IC | 1.6 | 1.6 | 0 | 0 |  |  | 0 | 0 |  | IPP Non-CHP | N | P |  | Internal Combustion (PRMVR=IC)
EXCLUDE | NY | Colton | 2551 | 1 | WAT | HY | 11 | 9.9 | 0 | 66976.8611 |  |  | 66976.8611 | 0 |  | IPP Non-CHP | N | OP |  | Non Combustion (NUC, WAT, WND, GEO, or SUN)
EXCLUDE | NY | Colton | 2551 | 2 | WAT | HY | 12 | 10.3 | 0 | 73065.6667 |  |  | 73065.6667 | 0 |  | IPP Non-CHP | N | OP |  | Non Combustion (NUC, WAT, WND, GEO, or SUN)
EXCLUDE | NY | Colton | 2551 | 3 | WAT | HY | 13 | 9.5 | 0 | 79154.4722 |  |  | 79154.4722 | 0 |  | IPP Non-CHP | N | OP |  | Non Combustion (NUC, WAT, WND, GEO, or SUN)
EXCLUDE | NY | Copenhagen Plant | 10545 | GEN1 | WAT | HY | 1.5 | 1.4 | 0 | 4819.0909 |  |  | 4819.0909 | 0 |  | IPP Non-CHP | N | OP |  | Non Combustion (NUC, WAT, WND, GEO, or SUN)
EXCLUDE | NY | Copenhagen Plant | 10545 | GEN2 | WAT | HY | 1.5 | 1.4 | 0 | 4819.0909 |  |  | 4819.0909 | 0 |  | IPP Non-CHP | N | OP |  | Non Combustion (NUC, WAT, WND, GEO, or SUN)
EXCLUDE | NY | Copenhagen Plant | 10545 | GEN3 | WAT | HY | 0.3 | 0.3 | 0 | 963.8182 |  |  | 963.8182 | 0 |  | IPP Non-CHP | N | OP |  | Non Combustion (NUC, WAT, WND, GEO, or SUN)
EXCLUDE | NY | Cornell Hydro | 10286 | 1 | WAT | HY | 0.8 | 0.5 | 0 | 2319.1579 |  |  | 2319.1579 | 0 |  | Commercial Non-CHP | N | OP |  | Non Combustion (NUC, WAT, WND, GEO, or SUN)
EXCLUDE | NY | Cornell Hydro | 10286 | 2 | WAT | HY | 1.1 | 1.1 | 0 | 3188.8421 |  |  | 3188.8421 | 0 |  | Commercial Non-CHP | N | SB |  | Non Combustion (NUC, WAT, WND, GEO, or SUN)
EXCLUDE | NY | Cornell University Central Heat | 50368 | CT1 | NG | CC | 15 | 12.3 | 0 | 82809.4144 | 0.94431 | 22218.9297 | 87693.4112 | 59938.9655 |  | Commercial CHP | Y | OP |  | Combined Cycle (PRMVR=CC) unit under 25MW
EXCLUDE | NY | Cornell University Central Heat | 50368 | CT2 | NG | CC | 15 | 12.3 | 0 | 82809.4144 | 0.94431 | 22218.9297 | 87693.4112 | 59938.9655 |  | Commercial CHP | Y | OP |  | Combined Cycle (PRMVR=CC) unit under 25MW
EXCLUDE | NY | Cornell University Central Heat | 50368 | TG1 | NG | CC | 1.8 | 1 | 0 | 9937.1297 | 0.94431 | 2666.2716 | 10523.2093 | 7192.6759 |  | Commercial CHP | Y | OP |  | Combined Cycle (PRMVR=CC) unit under 25MW
EXCLUDE | NY | Cornell University Central Heat | 50368 | TG2 | NG | CC | 5.7 | 5.3 | 0 | 31467.5775 | 0.94431 | 8443.1933 | 33323.4963 | 22776.8069 |  | Commercial CHP | Y | OP |  | Combined Cycle (PRMVR=CC) unit under 25MW
EXCLUDE | NY | Covanta Babylon Inc | 50649 | GEN1 | MSB | ST | 17 | 14.4 | 0 | 113995 |  |  | 113995 | 242241.8958 |  | IPP Non-CHP | N | OP |  | Non Fossil fuel type
EXCLUDE | NY | Covanta Hempstead | 10642 | GEN1 | MSB | ST | 78.6 | 71.8 | 0 | 556012 |  |  | 556012 | 1006926.7343 |  | IPP Non-CHP | N | OP |  | Non Fossil fuel type
EXCLUDE | NY | Covanta Niagara LP | 50472 | GEN1 | MSB | ST | 25 | 18 | 220 | 102518 | 0.20755 | 1780758.1382 | 493950.7678 | 409741.3474 |  | Industrial/IPP CHP | Y | OP |  | Non Fossil fuel type
EXCLUDE | NY | Covanta Niagara LP | 50472 | GEN2 | MSB | ST | 25 | 18 | 220 | 105673 | 0.20755 | 1835561.1184 | 509152.1439 | 422351.1715 |  | Industrial/IPP CHP | Y | OP |  | Non Fossil fuel type
EXCLUDE | NY | CPV Valley Energy Center | 56940 | CTG1 | NG | CC | 190 | 186.5 | 0 | 0 |  |  | 0 | 0 |  | IPP Non-CHP | N | IP |  | Status of operation (IP,L,P,T,or U)
EXCLUDE | NY | CPV Valley Energy Center | 56940 | CTG2 | NG | CC | 235 | 186.5 | 0 | 0 |  |  | 0 | 0 |  | IPP Non-CHP | N | L |  | Status of operation (IP,L,P,T,or U)
EXCLUDE | NY | CPV Valley Energy Center | 56940 | STG | NG | CC | 350 | 305 | 0 | 0 |  |  | 0 | 0 |  | IPP Non-CHP | N | L |  | Status of operation (IP,L,P,T,or U)
EXCLUDE | NY | Crescent | 2685 | 1 | WAT | HY | 2.8 | 2 | 0 | 17425.4138 |  |  | 17425.4138 | 0 |  | Electric Utility | N | OP |  | Non Combustion (NUC, WAT, WND, GEO, or SUN)
EXCLUDE | NY | Crescent | 2685 | 2 | WAT | HY | 2.8 | 2 | 0 | 17425.4138 |  |  | 17425.4138 | 0 |  | Electric Utility | N | OP |  | Non Combustion (NUC, WAT, WND, GEO, or SUN)
EXCLUDE | NY | Crescent | 2685 | 3 | WAT | HY | 3 | 3.1 | 0 | 18670.0862 |  |  | 18670.0862 | 0 |  | Electric Utility | N | OP |  | Non Combustion (NUC, WAT, WND, GEO, or SUN)
EXCLUDE | NY | Crescent | 2685 | 4 | WAT | HY | 3 | 3.1 | 0 | 18670.0862 |  |  | 18670.0862 | 0 |  | Electric Utility | N | OP |  | Non Combustion (NUC, WAT, WND, GEO, or SUN)
EXCLUDE | NY | Cricket Valley Energy | 57185 | U001 | NG | CC | 390 | 346 | 0 | 0 |  |  | 0 | 0 |  | IPP Non-CHP | N | P |  | Status of operation (IP,L,P,T,or U)
EXCLUDE | NY | Cricket Valley Energy | 57185 | U002 | NG | CC | 390 | 346 | 0 | 0 |  |  | 0 | 0 |  | IPP Non-CHP | N | P |  | Status of operation (IP,L,P,T,or U)
EXCLUDE | NY | Cricket Valley Energy | 57185 | U003 | NG | CC | 390 | 346 | 0 | 0 |  |  | 0 | 0 |  | IPP Non-CHP | N | P |  | Status of operation (IP,L,P,T,or U)
EXCLUDE | NY | Curtis Palmer Hydroelectric | 54580 | C1 | WAT | HY | 2.6 | 2.5 | 0 | 17955.2475 |  |  | 17955.2475 | 0 |  | IPP Non-CHP | N | OP |  | Non Combustion (NUC, WAT, WND, GEO, or SUN)
EXCLUDE | NY | Curtis Palmer Hydroelectric | 54580 | C2 | WAT | HY | 2.6 | 2.5 | 0 | 17955.2475 |  |  | 17955.2475 | 0 |  | IPP Non-CHP | N | OP |  | Non Combustion (NUC, WAT, WND, GEO, or SUN)
EXCLUDE | NY | Curtis Palmer Hydroelectric | 54580 | C3 | WAT | HY | 2.6 | 2.4 | 0 | 17955.2475 |  |  | 17955.2475 | 0 |  | IPP Non-CHP | N | OP |  | Non Combustion (NUC, WAT, WND, GEO, or SUN)
EXCLUDE | NY | Curtis Palmer Hydroelectric | 54580 | C4 | WAT | HY | 1 | 1.1 | 0 | 6905.8644 |  |  | 6905.8644 | 0 |  | IPP Non-CHP | N | OP |  | Non Combustion (NUC, WAT, WND, GEO, or SUN)
EXCLUDE | NY | Curtis Palmer Hydroelectric | 54580 | C5 | WAT | HY | 1 | 1.1 | 0 | 6905.8644 |  |  | 6905.8644 | 0 |  | IPP Non-CHP | N | OP |  | Non Combustion (NUC, WAT, WND, GEO, or SUN)
EXCLUDE | NY | Curtis Palmer Hydroelectric | 54580 | P1 | WAT | HY | 24.6 | 25 | 0 | 169884.2644 |  |  | 169884.2644 | 0 |  | IPP Non-CHP | N | OP |  | Non Combustion (NUC, WAT, WND, GEO, or SUN)
EXCLUDE | NY | Curtis Palmer Hydroelectric | 54580 | P2 | WAT | HY | 24.6 | 25 | 0 | 169884.2644 |  |  | 169884.2644 | 0 |  | IPP Non-CHP | N | OP |  | Non Combustion (NUC, WAT, WND, GEO, or SUN)
EXCLUDE | NY | Dahowa Hydro | 50280 | GEN1 | WAT | HY | 10.5 | 1.5 | 0 | 46080 |  |  | 46080 | 0 |  | IPP Non-CHP | N | OP |  | Non Combustion (NUC, WAT, WND, GEO, or SUN)
EXCLUDE | NY | DANC LFGTE Facility | 56958 | GEN1 | LFG | IC | 1.6 | 1.6 | 0 | 0 |  |  | 0 | 0 |  | IPP Non-CHP | N | OP |  | Internal Combustion (PRMVR=IC)
EXCLUDE | NY | DANC LFGTE Facility | 56958 | GEN2 | LFG | IC | 1.6 | 1.6 | 0 | 0 |  |  | 0 | 0 |  | IPP Non-CHP | N | OP |  | Internal Combustion (PRMVR=IC)
EXCLUDE | NY | DANC LFGTE Facility | 56958 | GEN3 | LFG | IC | 1.6 | 1.6 | 0 | 0 |  |  | 0 | 0 |  | IPP Non-CHP | N | OP |  | Internal Combustion (PRMVR=IC)
EXCLUDE | NY | DANC LFGTE Facility | 56958 | GEN4 | LFG | IC | 1.6 | 1.6 | 0 | 0 |  |  | 0 | 0 |  | IPP Non-CHP | N | U |  | Internal Combustion (PRMVR=IC)
OGST | NY | Danskammer Generating Station | 2480 | 1 | NG | ST | 72 | 61 | 709 | 6380 |  |  | 6380 | 7587.241 |  | Electric Utility/IPP Non-CHP | N | OP
OGST | NY | Danskammer Generating Station | 2480 | 2 | NG | ST | 73.5 | 59.2 | 904 | 6899 |  |  | 6899 | 8373.508 |  | Electric Utility/IPP Non-CHP | N | OP
COALST | NY | Danskammer Generating Station | 2480 | 3 | BIT | ST | 147.1 | 137.7 | 1337 | 326562 |  |  | 326562 | 349809.179 |  | Electric Utility/IPP Non-CHP | N | OP
COALST | NY | Danskammer Generating Station | 2480 | 4 | BIT | ST | 239.4 | 237 | 2419 | 573796 |  |  | 573796 | 603537.253 |  | Electric Utility/IPP Non-CHP | N | OP
EXCLUDE | NY | Danskammer Generating Station | 2480 | 5 | DFO | IC | 2.7 | 2.5 | 0 | 0 |  |  | 0 | 0 |  | IPP Non-CHP | N | OP |  | Internal Combustion (PRMVR=IC)
EXCLUDE | NY | Danskammer Generating Station | 2480 | 6 | DFO | IC | 2.7 | 2.5 | 0 | 0 |  |  | 0 | 0 |  | IPP Non-CHP | N | OP |  | Internal Combustion (PRMVR=IC)
EXCLUDE | NY | Dashville | 2481 | 1 | WAT | HY | 2.4 | 2.6 | 0 | 10310 |  |  | 10310 | 0 |  | Electric Utility | N | OP |  | Non Combustion (NUC, WAT, WND, GEO, or SUN)
EXCLUDE | NY | Dashville | 2481 | 2 | WAT | HY | 2.4 | 2.6 | 0 | 10310 |  |  | 10310 | 0 |  | Electric Utility | N | OP |  | Non Combustion (NUC, WAT, WND, GEO, or SUN)
EXCLUDE | NY | Deferiet | 2552 | 1 | WAT | HY | 4 | 3.6 | 0 | 20578.6667 |  |  | 20578.6667 | 0 |  | IPP Non-CHP | N | OP |  | Non Combustion (NUC, WAT, WND, GEO, or SUN)
EXCLUDE | NY | Deferiet | 2552 | 2 | WAT | HY | 4 | 3.6 | 0 | 20578.6667 |  |  | 20578.6667 | 0 |  | IPP Non-CHP | N | OP |  | Non Combustion (NUC, WAT, WND, GEO, or SUN)
EXCLUDE | NY | Deferiet | 2552 | 3 | WAT | HY | 4 | 3 | 0 | 20578.6667 |  |  | 20578.6667 | 0 |  | IPP Non-CHP | N | OP |  | Non Combustion (NUC, WAT, WND, GEO, or SUN)
EXCLUDE | NY | Dexter Plant | 10538 | GEN1 | WAT | HY | 0.5 | 0.5 | 0 | 2539.7619 |  |  | 2539.7619 | 0 |  | IPP Non-CHP | N | OP |  | Non Combustion (NUC, WAT, WND, GEO, or SUN)
EXCLUDE | NY | Dexter Plant | 10538 | GEN2 | WAT | HY | 0.5 | 0.5 | 0 | 2539.7619 |  |  | 2539.7619 | 0 |  | IPP Non-CHP | N | OP |  | Non Combustion (NUC, WAT, WND, GEO, or SUN)
EXCLUDE | NY | Dexter Plant | 10538 | GEN3 | WAT | HY | 0.2 | 0.2 | 0 | 1015.9048 |  |  | 1015.9048 | 0 |  | IPP Non-CHP | N | OP |  | Non Combustion (NUC, WAT, WND, GEO, or SUN)
EXCLUDE | NY | Dexter Plant | 10538 | GEN4 | WAT | HY | 0.2 | 0.2 | 0 | 1015.9048 |  |  | 1015.9048 | 0 |  | IPP Non-CHP | N | OP |  | Non Combustion (NUC, WAT, WND, GEO, or SUN)
EXCLUDE | NY | Dexter Plant | 10538 | GEN5 | WAT | HY | 0.2 | 0.2 | 0 | 1015.9048 |  |  | 1015.9048 | 0 |  | IPP Non-CHP | N | OP |  | Non Combustion (NUC, WAT, WND, GEO, or SUN)
EXCLUDE | NY | Dexter Plant | 10538 | GEN6 | WAT | HY | 1.3 | 1.2 | 0 | 6603.381 |  |  | 6603.381 | 0 |  | IPP Non-CHP | N | OP |  | Non Combustion (NUC, WAT, WND, GEO, or SUN)
EXCLUDE | NY | Dexter Plant | 10538 | GEN7 | WAT | HY | 1.3 | 1.2 | 0 | 6603.381 |  |  | 6603.381 | 0 |  | IPP Non-CHP | N | OP |  | Non Combustion (NUC, WAT, WND, GEO, or SUN)
EXCLUDE | NY | Diamond Island Plant | 10540 | GEN1 | WAT | HY | 0.4 | 0.4 | 0 | 2086.3333 |  |  | 2086.3333 | 0 |  | IPP Non-CHP | N | OP |  | Non Combustion (NUC, WAT, WND, GEO, or SUN)
EXCLUDE | NY | Diamond Island Plant | 10540 | GEN2 | WAT | HY | 0.4 | 0.4 | 0 | 2086.3333 |  |  | 2086.3333 | 0 |  | IPP Non-CHP | N | OP |  | Non Combustion (NUC, WAT, WND, GEO, or SUN)
EXCLUDE | NY | Diamond Island Plant | 10540 | GEN3 | WAT | HY | 0.4 | 0.4 | 0 | 2086.3333 |  |  | 2086.3333 | 0 |  | IPP Non-CHP | N | OP |  | Non Combustion (NUC, WAT, WND, GEO, or SUN)
EXCLUDE | NY | Diana Hydroelectric | 10237 | GEN1 | WAT | HY | 1.8 | 1.7 | 0 | 5980 |  |  | 5980 | 0 |  | IPP Non-CHP | N | OP |  | Non Combustion (NUC, WAT, WND, GEO, or SUN)
EXCLUDE | NY | Dolgeville Hydro | 10238 | GEN1 | WAT | HY | 5 | 5 | 0 | 23514 |  |  | 23514 | 0 |  | IPP Non-CHP | N | OP |  | Non Combustion (NUC, WAT, WND, GEO, or SUN)
COALST | NY | Dunkirk Generating Plant | 2554 | 1 | SUB | ST | 96 | 75 | 975 | 210511 |  |  | 210511 | 276846.549 |  | Electric Utility/IPP Non-CHP | N | OP
COALST | NY | Dunkirk Generating Plant | 2554 | 2 | SUB | ST | 96 | 75 | 950 | 264385 |  |  | 264385 | 339555.683 |  | Electric Utility/IPP Non-CHP | N | OP
COALST | NY | Dunkirk Generating Plant | 2554 | 3 | SUB | ST | 217.6 | 185 | 2250 | 782281 |  |  | 782281 | 827199.337 |  | Electric Utility/IPP Non-CHP | N | OP
COALST | NY | Dunkirk Generating Plant | 2554 | ST4 | SUB | ST | 217.6 | 185 | 2250 | 726064 |  |  | 726064 | 784515.352 |  | Electric Utility/IPP Non-CHP | N | OP
EXCLUDE | NY | Dutch Hill Wind Project | 56633 | 1 | WND | WT | 37.5 | 37.5 | 0 | 72589 |  |  | 72589 | 0 |  | IPP Non-CHP | N | OP |  | Non Combustion (NUC, WAT, WND, GEO, or SUN)
EXCLUDE | NY | Dutchess Cnty Resource Recovery Facility | 10305 | GEN1 | MSB | ST | 9.2 | 7.2 | 0 | 46198 | 0.26704 | 576856.5371 | 172998.2353 | 152031.0786 |  | IPP CHP | Y | OP |  | Non Fossil fuel type
EXCLUDE | NY | E F Barrett | 2511 | 3 | NG | GT | 18 | 17.9 | 236.6838 | 5400.5206 |  |  | 5400.5206 | 4384.3188 |  | Electric Utility | N | OP |  | Simple Cycle Turbine (PRMVR=GT or OT) unit under 25MW
EXCLUDE | NY | E F Barrett | 2511 | 4 | NG | GT | 18 | 17.1 | 236.6838 | 5400.5206 |  |  | 5400.5206 | 4384.3188 |  | Electric Utility | N | OP |  | Simple Cycle Turbine (PRMVR=GT or OT) unit under 25MW
EXCLUDE | NY | E F Barrett | 2511 | 5 | NG | GT | 18 | 16.9 | 236.6838 | 5400.5206 |  |  | 5400.5206 | 4384.3188 |  | Electric Utility | N | OP |  | Simple Cycle Turbine (PRMVR=GT or OT) unit under 25MW
EXCLUDE | NY | E F Barrett | 2511 | 6 | NG | GT | 18 | 17.2 | 236.6838 | 5400.5206 |  |  | 5400.5206 | 4384.3188 |  | Electric Utility | N | OP |  | Simple Cycle Turbine (PRMVR=GT or OT) unit under 25MW
EXCLUDE | NY | E F Barrett | 2511 | 7 | NG | GT | 18 |  | 236.6838 | 5400.5206 |  |  | 5400.5206 | 4384.3188 |  | Electric Utility | N | RE | 2011 | Simple Cycle Turbine (PRMVR=GT or OT) unit under 25MW
EXCLUDE | NY | E F Barrett | 2511 | 8 | NG | GT | 18 | 16.7 | 236.6838 | 5400.5206 |  |  | 5400.5206 | 4384.3188 |  | Electric Utility | N | OP |  | Simple Cycle Turbine (PRMVR=GT or OT) unit under 25MW
SSTLOGN | NY | E F Barrett | 2511 | 9 | NG | GT | 41.8 | 40.7 | 549.6324 | 12541.2089 |  |  | 12541.2089 | 10181.3625 |  | Electric Utility | N | OP
SSTLOGN | NY | E F Barrett | 2511 | 10 | NG | GT | 41.8 | 41.6 | 549.6324 | 12541.2089 |  |  | 12541.2089 | 10181.3625 |  | Electric Utility | N | OP
SSTLOGN | NY | E F Barrett | 2511 | 11 | NG | GT | 41.8 | 39.8 | 549.6324 | 12541.2089 |  |  | 12541.2089 | 10181.3625 |  | Electric Utility | N | OP
SSTLOGN | NY | E F Barrett | 2511 | 12 | NG | GT | 41.8 | 40.8 | 549.6324 | 12541.2089 |  |  | 12541.2089 | 10181.3625 |  | Electric Utility | N | OP
EXCLUDE | NY | E F Barrett | 2511 | GT1 | NG | GT | 18 | 17 | 236.6838 | 5400.5206 |  |  | 5400.5206 | 4384.3188 |  | Electric Utility | N | OP |  | Simple Cycle Turbine (PRMVR=GT or OT) unit under 25MW
EXCLUDE | NY | E F Barrett | 2511 | GT2 | NG | GT | 18 | 14.7 | 236.6838 | 5400.5206 |  |  | 5400.5206 | 4384.3188 |  | Electric Utility | N | OP |  | Simple Cycle Turbine (PRMVR=GT or OT) unit under 25MW
OGST | NY | E F Barrett | 2511 | ST1 | NG | ST | 188 | 200.5 | 2300 | 603381 |  |  | 603381 | 406844.525 |  | Electric Utility | N | OP
OGST | NY | E F Barrett | 2511 | ST2 | NG | ST | 188 | 196.2 | 2000 | 367303 |  |  | 367303 | 221963.9 |  | Electric Utility | N | OP
EXCLUDE | NY | E J West | 6527 | 1 | WAT | HY | 11 | 10.2 | 0 | 41076.5 |  |  | 41076.5 | 0 |  | IPP Non-CHP | N | OP |  | Non Combustion (NUC, WAT, WND, GEO, or SUN)
EXCLUDE | NY | E J West | 6527 | 2 | WAT | HY | 11 | 10.4 | 0 | 41076.5 |  |  | 41076.5 | 0 |  | IPP Non-CHP | N | OP |  | Non Combustion (NUC, WAT, WND, GEO, or SUN)
EXCLUDE | NY | Eagle | 2555 | 1 | WAT | HY | 2 | 1.4 | 0 | 12007.6667 |  |  | 12007.6667 | 0 |  | IPP Non-CHP | N | OP |  | Non Combustion (NUC, WAT, WND, GEO, or SUN)
EXCLUDE | NY | Eagle | 2555 | 2 | WAT | HY | 1 | 1 | 0 | 6003.8333 |  |  | 6003.8333 | 0 |  | IPP Non-CHP | N | OP |  | Non Combustion (NUC, WAT, WND, GEO, or SUN)
EXCLUDE | NY | Eagle | 2555 | 3 | WAT | HY | 1 | 1 | 0 | 6003.8333 |  |  | 6003.8333 | 0 |  | IPP Non-CHP | N | OP |  | Non Combustion (NUC, WAT, WND, GEO, or SUN)
EXCLUDE | NY | Eagle | 2555 | 4 | WAT | HY | 2 | 2 | 0 | 12007.6667 |  |  | 12007.6667 | 0 |  | IPP Non-CHP | N | OP |  | Non Combustion (NUC, WAT, WND, GEO, or SUN)
EXCLUDE | NY | East Hampton | 2512 | 1 | DFO | GT | 21.3 | 18.6 | 298 | 9181 |  |  | 9181 | 8826.158 |  | Electric Utility | N | OP |  | Simple Cycle Turbine (PRMVR=GT or OT) unit under 25MW
EXCLUDE | NY | East Hampton | 2512 | 2 | DFO | IC | 2 | 2 | 0 | 0 |  |  | 0 | 0 |  | Electric Utility | N | OP |  | Internal Combustion (PRMVR=IC)
EXCLUDE | NY | East Hampton | 2512 | 3 | DFO | IC | 2 | 2 | 0 | 0 |  |  | 0 | 0 |  | Electric Utility | N | OP |  | Internal Combustion (PRMVR=IC)
EXCLUDE | NY | East Hampton | 2512 | 4 | DFO | IC | 2 | 1.9 | 0 | 0 |  |  | 0 | 0 |  | Electric Utility | N | OP |  | Internal Combustion (PRMVR=IC)
EXCLUDE | NY | East Norfolk | 2561 | 1 | WAT | HY | 4 | 3.6 | 0 | 24117 |  |  | 24117 | 0 |  | IPP Non-CHP | N | OP |  | Non Combustion (NUC, WAT, WND, GEO, or SUN)
NGCC | NY | East River | 2493 | 1 | NG | CC | 180 | 147 | 3165 |  | 1 |  |  | 693782.025 |  | Electric Utility/Cogeneration | Y | OP
NGCC | NY | East River | 2493 | 2 | NG | CC | 180 | 147.6 | 3165 |  | 1 |  |  | 693782.025 |  | Electric Utility/Cogeneration | Y | OP
OGST | NY | East River | 2493 | 6 | NG | ST | 156.2 | 134.5 | 1930 | 567489 | 0.73133 | 948441.508 | 775968.2295 | 466590.675 |  | Electric Utility/Cogeneration | Y | OP
OGST | NY | East River | 2493 | 7 | NG | ST | 200 | 182.6 | 1982 | 183289 | 0.3874 | 1318545.2464 | 473121.6304 | 244501.95 |  | Electric Utility/Cogeneration | Y | OP
EXCLUDE | NY | Ecogen Wind | 56370 | 1 | WND | WT | 79.5 | 79.5 | 0 | 0 |  |  | 0 | 0 |  | IPP Non-CHP | N | IP |  | Non Combustion (NUC, WAT, WND, GEO, or SUN)
SSTLOGN | NY | Edgewood Energy LLC | 55786 | CT01 | NG | GT | 50 | 42.5 | 480 | 72732 |  |  | 72732 | 47899.568 |  | Electric Utility/IPP Non-CHP | N | OP
SSTLOGN | NY | Edgewood Energy LLC | 55786 | CT02 | NG | GT | 50 | 42.5 | 480 | 72732 |  |  | 72732 | 43614.799 |  | Electric Utility/IPP Non-CHP | N | OP
EXCLUDE | NY | Eel Weir | 2556 | 1 | WAT | HY | 0.5 | 0.4 | 0 | 1238.4 |  |  | 1238.4 | 0 |  | IPP Non-CHP | N | OP |  | Non Combustion (NUC, WAT, WND, GEO, or SUN)
EXCLUDE | NY | Eel Weir | 2556 | 2 | WAT | HY | 1 | 0.9 | 0 | 2476.8 |  |  | 2476.8 | 0 |  | IPP Non-CHP | N | OP |  | Non Combustion (NUC, WAT, WND, GEO, or SUN)
EXCLUDE | NY | Eel Weir | 2556 | 3 | WAT | HY | 1 | 0.9 | 0 | 2476.8 |  |  | 2476.8 | 0 |  | IPP Non-CHP | N | OP |  | Non Combustion (NUC, WAT, WND, GEO, or SUN)
EXCLUDE | NY | Effley | 2557 | 1 | WAT | HY | 0.4 | 0.4 | 0 | 2274.5333 |  |  | 2274.5333 | 0 |  | IPP Non-CHP | N | OP |  | Non Combustion (NUC, WAT, WND, GEO, or SUN)
EXCLUDE | NY | Effley | 2557 | 2 | WAT | HY | 0.4 | 0.4 | 0 | 2274.5333 |  |  | 2274.5333 | 0 |  | IPP Non-CHP | N | OP |  | Non Combustion (NUC, WAT, WND, GEO, or SUN)
EXCLUDE | NY | Effley | 2557 | 3 | WAT | HY | 0.6 | 0.6 | 0 | 3411.8 |  |  | 3411.8 | 0 |  | IPP Non-CHP | N | OP |  | Non Combustion (NUC, WAT, WND, GEO, or SUN)
EXCLUDE | NY | Effley | 2557 | 4 | WAT | HY | 1.6 | 1.4 | 0 | 9098.1333 |  |  | 9098.1333 | 0 |  | IPP Non-CHP | N | OP |  | Non Combustion (NUC, WAT, WND, GEO, or SUN)
EXCLUDE | NY | Elmer | 2559 | 1 | WAT | HY | 1 | 0.9 | 0 | 6210.5 |  |  | 6210.5 | 0 |  | IPP Non-CHP | N | OP |  | Non Combustion (NUC, WAT, WND, GEO, or SUN)
EXCLUDE | NY | Elmer | 2559 | 2 | WAT | HY | 1 | 0.9 | 0 | 6210.5 |  |  | 6210.5 | 0 |  | IPP Non-CHP | N | OP |  | Non Combustion (NUC, WAT, WND, GEO, or SUN)
NGCC | NY | Empire Generating Co LLC | 56259 | CT11 | NG | CC | 179 | 155 | 2750 | 1040784.0952 | 0.77593 | 1367337.0522 | 1341341.7707 | 444135.1842 |  | Electric Utility/IPP CHP | Y | OP
NGCC | NY | Empire Generating Co LLC | 56259 | CT12 | NG | CC | 179 | 155 | 2750 | 1040784.0952 | 0.77702 | 1358736.4082 | 1339451.2423 | 444135.1842 |  | Electric Utility/IPP CHP | Y | OP
NGCC | NY | Empire Generating Co LLC | 56259 | ST13 | NG | CC | 295.7 | 270 | 2750 | 1719328.8097 | 1 | 0 | 1719328.8097 | 733691.4746 |  | Electric Utility/IPP CHP | Y | OP
EXCLUDE | NY | Entenmanns Energy Center | 54541 | 1 | NG | IC | 1.3 | 1.3 | 0 | 0 | 0.57296 | 0 | 0 | 0 |  | IPP CHP | Y | OP |  | Internal Combustion (PRMVR=IC)
EXCLUDE | NY | Entenmanns Energy Center | 54541 | 2 | NG | IC | 1.3 | 1.3 | 0 | 0 | 0.57296 | 0 | 0 | 0 |  | IPP CHP | Y | OP |  | Internal Combustion (PRMVR=IC)
EXCLUDE | NY | Entenmanns Energy Center | 54541 | 3 | NG | IC | 1.3 | 1.3 | 0 | 0 | 0.57296 | 0 | 0 | 0 |  | IPP CHP | Y | OP |  | Internal Combustion (PRMVR=IC)
EXCLUDE | NY | Entenmanns Energy Center | 54541 | 4 | DFO | IC | 1.3 | 1.3 | 0 | 0 | 0.57296 | 0 | 0 | 0 |  | IPP CHP | Y | SB |  | Internal Combustion (PRMVR=IC)
EXCLUDE | NY | Ephratah | 2560 | 1 | WAT | HY | 1 | 0.9 | 0 | 3346.25 |  |  | 3346.25 | 0 |  | IPP Non-CHP | N | OP |  | Non Combustion (NUC, WAT, WND, GEO, or SUN)
EXCLUDE | NY | Ephratah | 2560 | 2 | WAT | HY | 1 | 0.9 | 0 | 3346.25 |  |  | 3346.25 | 0 |  | IPP Non-CHP | N | OP |  | Non Combustion (NUC, WAT, WND, GEO, or SUN)
EXCLUDE | NY | Ephratah | 2560 | 3 | WAT | HY | 1 | 0.9 | 0 | 3346.25 |  |  | 3346.25 | 0 |  | IPP Non-CHP | N | OP |  | Non Combustion (NUC, WAT, WND, GEO, or SUN)
EXCLUDE | NY | Ephratah | 2560 | 4 | WAT | HY | 1 | 1 | 0 | 3346.25 |  |  | 3346.25 | 0 |  | IPP Non-CHP | N | OP |  | Non Combustion (NUC, WAT, WND, GEO, or SUN)
SSTLOGN | NY | Equus Freeport Power | 56032 | 1 | NG | GT | 60 | 47.9 | 0 | 94055 |  |  | 94055 | 53815.127 |  | IPP Non-CHP | N | OP
OGST | NY | Far Rockaway | 2513 | 4 | NG | ST | 100 | 106.7 | 1145 | 343588 |  |  | 343588 | 221751.45 |  | Electric Utility | N | OP
EXCLUDE | NY | Feeder Dam Hydro Plant | 10530 | 1 | WAT | HY | 1 | 0.9 | 0 | 5243.4 |  |  | 5243.4 | 0 |  | IPP Non-CHP | N | OP |  | Non Combustion (NUC, WAT, WND, GEO, or SUN)
EXCLUDE | NY | Feeder Dam Hydro Plant | 10530 | 2 | WAT | HY | 1 | 0.9 | 0 | 5243.4 |  |  | 5243.4 | 0 |  | IPP Non-CHP | N | OP |  | Non Combustion (NUC, WAT, WND, GEO, or SUN)
EXCLUDE | NY | Feeder Dam Hydro Plant | 10530 | 3 | WAT | HY | 1 | 1 | 0 | 5243.4 |  |  | 5243.4 | 0 |  | IPP Non-CHP | N | OP |  | Non Combustion (NUC, WAT, WND, GEO, or SUN)
EXCLUDE | NY | Feeder Dam Hydro Plant | 10530 | 4 | WAT | HY | 1 | 0.9 | 0 | 5243.4 |  |  | 5243.4 | 0 |  | IPP Non-CHP | N | OP |  | Non Combustion (NUC, WAT, WND, GEO, or SUN)
EXCLUDE | NY | Feeder Dam Hydro Plant | 10530 | 5 | WAT | HY | 1 | 1 | 0 | 5243.4 |  |  | 5243.4 | 0 |  | IPP Non-CHP | N | OP |  | Non Combustion (NUC, WAT, WND, GEO, or SUN)
EXCLUDE | NY | Fenner Wind | 55790 | 1 | WND | WT | 30 | 30 | 0 | 65005 |  |  | 65005 | 0 |  | IPP Non-CHP | N | OP |  | Non Combustion (NUC, WAT, WND, GEO, or SUN)
EXCLUDE | NY | Finch Paper | 10511 | GEN6 | RFO | ST | 29 | 23 | 0 | 161560.87 | 0.13229 | 4821021.799 | 1221281.3709 | 506006.2372 |  | Industrial CHP | Y | OP |  | Commercial/Industrial Unit
EXCLUDE | NY | Fishers Island 1 | 57600 | FI1 | DFO | IC | 2.5 | 2.5 | 0 | 0 |  |  | 0 | 0 |  | Electric Utility | N | OP |  | Internal Combustion (PRMVR=IC)
EXCLUDE | NY | Five Falls | 2562 | 1 | WAT | HY | 24 | 22.4 | 0 | 112700 |  |  | 112700 | 0 |  | IPP Non-CHP | N | OP |  | Non Combustion (NUC, WAT, WND, GEO, or SUN)
EXCLUDE | NY | Flat Rock | 2563 | 1 | WAT | HY | 2 | 1.4 | 0 | 8686.4 |  |  | 8686.4 | 0 |  | IPP Non-CHP | N | OP |  | Non Combustion (NUC, WAT, WND, GEO, or SUN)
EXCLUDE | NY | Flat Rock | 2563 | 2 | WAT | HY | 3 | 2.5 | 0 | 13029.6 |  |  | 13029.6 | 0 |  | IPP Non-CHP | N | OP |  | Non Combustion (NUC, WAT, WND, GEO, or SUN)
EXCLUDE | NY | Forestport | 50768 | 1 | WAT | HY | 3.4 | 1.5 | 0 | 12462 |  |  | 12462 | 0 |  | IPP Non-CHP | N | OP |  | Non Combustion (NUC, WAT, WND, GEO, or SUN)
EXCLUDE | NY | Fort Miller Hydroelectric Facility | 50514 | GEN1 | WAT | HY | 2.5 | 2.5 | 0 | 14356 |  |  | 14356 | 0 |  | IPP Non-CHP | N | OP |  | Non Combustion (NUC, WAT, WND, GEO, or SUN)
EXCLUDE | NY | Fort Miller Hydroelectric Facility | 50514 | GEN2 | WAT | HY | 2.5 | 2.5 | 0 | 14356 |  |  | 14356 | 0 |  | IPP Non-CHP | N | OP |  | Non Combustion (NUC, WAT, WND, GEO, or SUN)
NGCC | NY | Fortistar North Tonawanda | 54131 | GEN1 | NG | CC | 38.3 | 38.8 | 570 | 10995.4937 | 0.88497 | 6501.716 | 12424.6517 | 5845.4769 |  | IPP CHP | Y | OP
NGCC | NY | Fortistar North Tonawanda | 54131 | GEN2 | NG | CC | 17 | 15.7 | 570 | 4880.5063 | 0.88497 | 2885.8792 | 5514.8584 | 2594.5981 | 1 | IPP CHP | Y | OP
EXCLUDE | NY | Fourth Branch Hydroelectric Facility | 10467 | 1 | WAT | HY | 3.3 | 0.8 | 0 | 16270 |  |  | 16270 | 0 |  | IPP Non-CHP | N | OP |  | Non Combustion (NUC, WAT, WND, GEO, or SUN)
EXCLUDE | NY | Franklin | 2564 | 1 | WAT | HY | 1 | 0.9 | 0 | 5616.5 |  |  | 5616.5 | 0 |  | IPP Non-CHP | N | OP |  | Non Combustion (NUC, WAT, WND, GEO, or SUN)
EXCLUDE | NY | Franklin | 2564 | 2 | WAT | HY | 1 | 1.2 | 0 | 5616.5 |  |  | 5616.5 | 0 |  | IPP Non-CHP | N | OP |  | Non Combustion (NUC, WAT, WND, GEO, or SUN)
EXCLUDE | NY | Fulton | 2566 | 1 | WAT | HY | 0.8 | 0.7 | 0 | 2687.3846 |  |  | 2687.3846 | 0 |  | IPP Non-CHP | N | OP |  | Non Combustion (NUC, WAT, WND, GEO, or SUN)
EXCLUDE | NY | Fulton | 2566 | 2 | WAT | HY | 0.5 | 0.3 | 0 | 1679.6154 |  |  | 1679.6154 | 0 |  | IPP Non-CHP | N | OP |  | Non Combustion (NUC, WAT, WND, GEO, or SUN)
EXCLUDE | NY | Fulton LFGTE Facility | 57003 | GEN1 | LFG | IC | 1.6 | 1.6 | 0 | 0 |  |  | 0 | 0 |  | IPP Non-CHP | N | OP |  | Internal Combustion (PRMVR=IC)
EXCLUDE | NY | Fulton LFGTE Facility | 57003 | GEN2 | LFG | IC | 1.6 | 1.6 | 0 | 0 |  |  | 0 | 0 |  | IPP Non-CHP | N | OP |  | Internal Combustion (PRMVR=IC)
EXCLUDE | NY | General Mills Inc | 54564 | GEN1 | NG | GT | 3.8 | 3.4 | 0 | 1260 | 0.38232 | 9260.8956 | 3295.6599 | 1158.359 |  | Industrial CHP | Y | OP |  | Simple Cycle Turbine (PRMVR=GT or OT) unit under 25MW
EXCLUDE | NY | Glen Park Hydroelectric Project | 50512 | GEN1 | WAT | HY | 14.5 | 14.5 | 0 | 72512.454 |  |  | 72512.454 | 0 |  | IPP Non-CHP | N | OP |  | Non Combustion (NUC, WAT, WND, GEO, or SUN)
EXCLUDE | NY | Glen Park Hydroelectric Project | 50512 | GEN2 | WAT | HY | 14.5 | 14.5 | 0 | 72512.454 |  |  | 72512.454 | 0 |  | IPP Non-CHP | N | OP |  | Non Combustion (NUC, WAT, WND, GEO, or SUN)
EXCLUDE | NY | Glen Park Hydroelectric Project | 50512 | GEN3 | WAT | HY | 3.6 | 3.6 | 0 | 18003.092 |  |  | 18003.092 | 0 |  | IPP Non-CHP | N | OP |  | Non Combustion (NUC, WAT, WND, GEO, or SUN)
EXCLUDE | NY | Glenwood | 2568 | 1 | WAT | HY | 0.5 | 0.5 | 0 | 2584.6667 |  |  | 2584.6667 | 0 |  | IPP Non-CHP | N | OP |  | Non Combustion (NUC, WAT, WND, GEO, or SUN)
EXCLUDE | NY | Glenwood | 2568 | 2 | WAT | HY | 0.5 | 0.5 | 0 | 2584.6667 |  |  | 2584.6667 | 0 |  | IPP Non-CHP | N | OP |  | Non Combustion (NUC, WAT, WND, GEO, or SUN)
EXCLUDE | NY | Glenwood | 2568 | 3 | WAT | HY | 0.5 | 0.3 | 0 | 2584.6667 |  |  | 2584.6667 | 0 |  | IPP Non-CHP | N | OP |  | Non Combustion (NUC, WAT, WND, GEO, or SUN)
OGST | NY | Glenwood | 2514 | 4 | NG | ST | 114 | 115 | 1500 | 122950 |  |  | 122950 | 90511.5 |  | Electric Utility | N | OP
OGST | NY | Glenwood | 2514 | 5 | NG | ST | 114 | 108.7 | 1500 | 147470 |  |  | 147470 | 110248.475 |  | Electric Utility | N | OP
SSTLOGN | NY | Glenwood | 2514 | GT2 | DFO | GT | 55 | 48.1 | 662 | 652 |  |  | 652 | 1126.7 |  | Electric Utility | N | OP
SSTLOGN | NY | Glenwood | 2514 | GT3 | DFO | GT | 55 | 40.1 | 662 | 652 |  |  | 652 | 1072.4 |  | Electric Utility | N | OP
EXCLUDE | NY | Glenwood Landing | 7869 | GT1 | DFO | GT | 16 | 11.7 | 266 | 101.5504 |  |  | 101.5504 | 230.6 |  | Electric Utility | N | OP |  | Simple Cycle Turbine (PRMVR=GT or OT) unit under 25MW
SSTLOGN | NY | Glenwood Landing | 7869 | GT4 | NG | GT | 53 | 39.4 | 881.125 | 35706.3607 |  |  | 35706.3607 | 34636.175 |  | Electric Utility | N | OP
SSTLOGN | NY | Glenwood Landing | 7869 | GT5 | NG | GT | 53 | 40.5 | 881.125 | 35706.3607 |  |  | 35706.3607 | 17837.05 |  | Electric Utility | N | OP
EXCLUDE | NY | Goodyear Lake Plant | 50079 | GEN1 | WAT | HY | 0.8 | 0.8 | 0 | 3846.8571 |  |  | 3846.8571 | 0 |  | IPP Non-CHP | N | OP |  | Non Combustion (NUC, WAT, WND, GEO, or SUN)
EXCLUDE | NY | Goodyear Lake Plant | 50079 | GEN2 | WAT | HY | 0.6 | 0.6 | 0 | 2885.1429 |  |  | 2885.1429 | 0 |  | IPP Non-CHP | N | OP |  | Non Combustion (NUC, WAT, WND, GEO, or SUN)
EXCLUDE | NY | Gouldtown | 56704 | 3 | WAT | HY | 2 | 2 | 0 | 12878 |  |  | 12878 | 0 |  | IPP Non-CHP | N | OP |  | Non Combustion (NUC, WAT, WND, GEO, or SUN)
EXCLUDE | NY | Gowanus Gas Turbines Generating | 2494 | GT11 | DFO | GT | 20 | 17.7 | 0 | 1033.4375 |  |  | 1033.4375 | 1445.0055 |  | IPP Non-CHP | N | OP |  | Simple Cycle Turbine (PRMVR=GT or OT) unit under 25MW
EXCLUDE | NY | Gowanus Gas Turbines Generating | 2494 | GT12 | DFO | GT | 20 | 15.7 | 0 | 1033.4375 |  |  | 1033.4375 | 1445.0055 |  | IPP Non-CHP | N | OP |  | Simple Cycle Turbine (PRMVR=GT or OT) unit under 25MW
EXCLUDE | NY | Gowanus Gas Turbines Generating | 2494 | GT13 | DFO | GT | 20 | 16.2 | 0 | 1033.4375 |  |  | 1033.4375 | 1445.0055 |  | IPP Non-CHP | N | OP |  | Simple Cycle Turbine (PRMVR=GT or OT) unit under 25MW
EXCLUDE | NY | Gowanus Gas Turbines Generating | 2494 | GT14 | DFO | GT | 20 | 15.4 | 0 | 1033.4375 |  |  | 1033.4375 | 1445.0055 |  | IPP Non-CHP | N | OP |  | Simple Cycle Turbine (PRMVR=GT or OT) unit under 25MW
EXCLUDE | NY | Gowanus Gas Turbines Generating | 2494 | GT15 | DFO | GT | 20 | 16.1 | 0 | 1033.4375 |  |  | 1033.4375 | 1445.0055 |  | IPP Non-CHP | N | OP |  | Simple Cycle Turbine (PRMVR=GT or OT) unit under 25MW
EXCLUDE | NY | Gowanus Gas Turbines Generating | 2494 | GT16 | DFO | GT | 20 | 17.3 | 0 | 1033.4375 |  |  | 1033.4375 | 1445.0055 |  | IPP Non-CHP | N | OP |  | Simple Cycle Turbine (PRMVR=GT or OT) unit under 25MW
EXCLUDE | NY | Gowanus Gas Turbines Generating | 2494 | GT17 | DFO | GT | 20 | 16.7 | 0 | 1033.4375 |  |  | 1033.4375 | 1445.0055 |  | IPP Non-CHP | N | OP |  | Simple Cycle Turbine (PRMVR=GT or OT) unit under 25MW
EXCLUDE | NY | Gowanus Gas Turbines Generating | 2494 | GT18 | DFO | GT | 20 | 15.6 | 0 | 1033.4375 |  |  | 1033.4375 | 1445.0055 |  | IPP Non-CHP | N | OP |  | Simple Cycle Turbine (PRMVR=GT or OT) unit under 25MW
EXCLUDE | NY | Gowanus Gas Turbines Generating | 2494 | GT21 | NG | GT | 20 | 17.1 | 0 | 1033.4375 |  |  | 1033.4375 | 1035.9336 |  | IPP Non-CHP | N | OP |  | Simple Cycle Turbine (PRMVR=GT or OT) unit under 25MW
EXCLUDE | NY | Gowanus Gas Turbines Generating | 2494 | GT22 | NG | GT | 20 | 18.6 | 0 | 1033.4375 |  |  | 1033.4375 | 1035.9336 |  | IPP Non-CHP | N | OP |  | Simple Cycle Turbine (PRMVR=GT or OT) unit under 25MW
EXCLUDE | NY | Gowanus Gas Turbines Generating | 2494 | GT23 | NG | GT | 20 | 19.5 | 0 | 1033.4375 |  |  | 1033.4375 | 1035.9336 |  | IPP Non-CHP | N | OP |  | Simple Cycle Turbine (PRMVR=GT or OT) unit under 25MW
EXCLUDE | NY | Gowanus Gas Turbines Generating | 2494 | GT24 | NG | GT | 20 | 18 | 0 | 1033.4375 |  |  | 1033.4375 | 1035.9336 |  | IPP Non-CHP | N | OP |  | Simple Cycle Turbine (PRMVR=GT or OT) unit under 25MW
EXCLUDE | NY | Gowanus Gas Turbines Generating | 2494 | GT25 | NG | GT | 20 | 18 | 0 | 1033.4375 |  |  | 1033.4375 | 1035.9336 |  | IPP Non-CHP | N | OP |  | Simple Cycle Turbine (PRMVR=GT or OT) unit under 25MW
EXCLUDE | NY | Gowanus Gas Turbines Generating | 2494 | GT26 | NG | GT | 20 | 19.5 | 0 | 1033.4375 |  |  | 1033.4375 | 1035.9336 |  | IPP Non-CHP | N | OP |  | Simple Cycle Turbine (PRMVR=GT or OT) unit under 25MW
EXCLUDE | NY | Gowanus Gas Turbines Generating | 2494 | GT27 | NG | GT | 20 | 18.9 | 0 | 1033.4375 |  |  | 1033.4375 | 1035.9336 |  | IPP Non-CHP | N | OP |  | Simple Cycle Turbine (PRMVR=GT or OT) unit under 25MW
EXCLUDE | NY | Gowanus Gas Turbines Generating | 2494 | GT28 | NG | GT | 20 | 17 | 0 | 1033.4375 |  |  | 1033.4375 | 1035.9336 |  | IPP Non-CHP | N | OP |  | Simple Cycle Turbine (PRMVR=GT or OT) unit under 25MW
EXCLUDE | NY | Gowanus Gas Turbines Generating | 2494 | GT31 | NG | GT | 20 | 17.3 | 0 | 1033.4375 |  |  | 1033.4375 | 1035.9336 |  | IPP Non-CHP | N | OP |  | Simple Cycle Turbine (PRMVR=GT or OT) unit under 25MW
EXCLUDE | NY | Gowanus Gas Turbines Generating | 2494 | GT32 | NG | GT | 20 | 17.1 | 0 | 1033.4375 |  |  | 1033.4375 | 1035.9336 |  | IPP Non-CHP | N | OP |  | Simple Cycle Turbine (PRMVR=GT or OT) unit under 25MW
EXCLUDE | NY | Gowanus Gas Turbines Generating | 2494 | GT33 | NG | GT | 20 | 18.7 | 0 | 1033.4375 |  |  | 1033.4375 | 1035.9336 |  | IPP Non-CHP | N | OP |  | Simple Cycle Turbine (PRMVR=GT or OT) unit under 25MW
EXCLUDE | NY | Gowanus Gas Turbines Generating | 2494 | GT34 | NG | GT | 20 | 16.7 | 0 | 1033.4375 |  |  | 1033.4375 | 1035.9336 |  | IPP Non-CHP | N | OP |  | Simple Cycle Turbine (PRMVR=GT or OT) unit under 25MW
EXCLUDE | NY | Gowanus Gas Turbines Generating | 2494 | GT35 | NG | GT | 20 | 18.1 | 0 | 1033.4375 |  |  | 1033.4375 | 1035.9336 |  | IPP Non-CHP | N | OP |  | Simple Cycle Turbine (PRMVR=GT or OT) unit under 25MW
EXCLUDE | NY | Gowanus Gas Turbines Generating | 2494 | GT36 | NG | GT | 20 | 15.4 | 0 | 1033.4375 |  |  | 1033.4375 | 1035.9336 |  | IPP Non-CHP | N | OP |  | Simple Cycle Turbine (PRMVR=GT or OT) unit under 25MW
EXCLUDE | NY | Gowanus Gas Turbines Generating | 2494 | GT37 | NG | GT | 20 | 16.8 | 0 | 1033.4375 |  |  | 1033.4375 | 1035.9336 |  | IPP Non-CHP | N | OP |  | Simple Cycle Turbine (PRMVR=GT or OT) unit under 25MW
EXCLUDE | NY | Gowanus Gas Turbines Generating | 2494 | GT38 | NG | GT | 20 | 17.9 | 0 | 1033.4375 |  |  | 1033.4375 | 1035.9336 |  | IPP Non-CHP | N | OP |  | Simple Cycle Turbine (PRMVR=GT or OT) unit under 25MW
EXCLUDE | NY | Gowanus Gas Turbines Generating | 2494 | GT41 | DFO | GT | 20 | 15.7 | 0 | 1033.4375 |  |  | 1033.4375 | 1445.0055 |  | IPP Non-CHP | N | OP |  | Simple Cycle Turbine (PRMVR=GT or OT) unit under 25MW
EXCLUDE | NY | Gowanus Gas Turbines Generating | 2494 | GT42 | DFO | GT | 20 | 17.5 | 0 | 1033.4375 |  |  | 1033.4375 | 1445.0055 |  | IPP Non-CHP | N | OP |  | Simple Cycle Turbine (PRMVR=GT or OT) unit under 25MW
EXCLUDE | NY | Gowanus Gas Turbines Generating | 2494 | GT43 | DFO | GT | 20 | 17.7 | 0 | 1033.4375 |  |  | 1033.4375 | 1445.0055 |  | IPP Non-CHP | N | OP |  | Simple Cycle Turbine (PRMVR=GT or OT) unit under 25MW
EXCLUDE | NY | Gowanus Gas Turbines Generating | 2494 | GT44 | DFO | GT | 20 | 16.2 | 0 | 1033.4375 |  |  | 1033.4375 | 1445.0055 |  | IPP Non-CHP | N | OP |  | Simple Cycle Turbine (PRMVR=GT or OT) unit under 25MW
EXCLUDE | NY | Gowanus Gas Turbines Generating | 2494 | GT45 | DFO | GT | 20 | 16.3 | 0 | 1033.4375 |  |  | 1033.4375 | 1445.0055 |  | IPP Non-CHP | N | OP |  | Simple Cycle Turbine (PRMVR=GT or OT) unit under 25MW
EXCLUDE | NY | Gowanus Gas Turbines Generating | 2494 | GT46 | DFO | GT | 20 | 18.1 | 0 | 1033.4375 |  |  | 1033.4375 | 1445.0055 |  | IPP Non-CHP | N | OP |  | Simple Cycle Turbine (PRMVR=GT or OT) unit under 25MW
EXCLUDE | NY | Gowanus Gas Turbines Generating | 2494 | GT47 | DFO | GT | 20 | 16.4 | 0 | 1033.4375 |  |  | 1033.4375 | 1445.0055 |  | IPP Non-CHP | N | OP |  | Simple Cycle Turbine (PRMVR=GT or OT) unit under 25MW
EXCLUDE | NY | Gowanus Gas Turbines Generating | 2494 | GT48 | DFO | GT | 20 | 16.3 | 0 | 1033.4375 |  |  | 1033.4375 | 1445.0055 |  | IPP Non-CHP | N | OP |  | Simple Cycle Turbine (PRMVR=GT or OT) unit under 25MW
EXCLUDE | NY | Gowanus Gas Turbines Generating | 2494 | SS | NG | GT | 93 | 90 | 0 | 0 |  |  | 0 | 0 |  | IPP Non-CHP | N | T |  | Status of operation (IP,L,P,T,or U)
EXCLUDE | NY | Grahamsville | 2627 | GRHM | WAT | HY | 18 | 15.5 | 0 | 77652 |  |  | 77652 | 0 |  | IPP Non-CHP | N | OP |  | Non Combustion (NUC, WAT, WND, GEO, or SUN)
EXCLUDE | NY | Granby | 2569 | 1 | WAT | HY | 5 | 5 | 0 | 26885 |  |  | 26885 | 0 |  | IPP Non-CHP | N | OP |  | Non Combustion (NUC, WAT, WND, GEO, or SUN)
EXCLUDE | NY | Granby | 2569 | 2 | WAT | HY | 5 | 5 | 0 | 26885 |  |  | 26885 | 0 |  | IPP Non-CHP | N | OP |  | Non Combustion (NUC, WAT, WND, GEO, or SUN)
EXCLUDE | NY | Greenport | 2681 | 2 | DFO | IC | 1.7 | 1.5 | 0 | 0 |  |  | 0 | 0 |  | Electric Utility | N | OS |  | Internal Combustion (PRMVR=IC)
EXCLUDE | NY | Greenport | 2681 | 4 | DFO | IC | 1.2 | 1 | 0 | 0 |  |  | 0 | 0 |  | Electric Utility | N | OP |  | Internal Combustion (PRMVR=IC)
EXCLUDE | NY | Greenport | 2681 | 5 | DFO | IC | 1.8 | 1.5 | 0 | 0 |  |  | 0 | 0 |  | Electric Utility | N | OP |  | Internal Combustion (PRMVR=IC)
EXCLUDE | NY | Greenport | 2681 | 6 | DFO | IC | 3.8 | 3 | 0 | 0 |  |  | 0 | 0 |  | Electric Utility | N | OP |  | Internal Combustion (PRMVR=IC)
EXCLUDE | NY | Greenport | 2681 | 7 | DFO | IC | 1.6 | 1.6 | 0 | 0 |  |  | 0 | 0 |  | Electric Utility | N | OS |  | Internal Combustion (PRMVR=IC)
EXCLUDE | NY | Hailesboro 4 Plant | 10544 | GEN1 | WAT | HY | 0.8 | 0.8 | 0 | 4480 |  |  | 4480 | 0 |  | IPP Non-CHP | N | OP |  | Non Combustion (NUC, WAT, WND, GEO, or SUN)
EXCLUDE | NY | Hailesboro 4 Plant | 10544 | GEN2 | WAT | HY | 0.6 | 0.6 | 0 | 3360 |  |  | 3360 | 0 |  | IPP Non-CHP | N | OP |  | Non Combustion (NUC, WAT, WND, GEO, or SUN)
EXCLUDE | NY | Hampshire Paper | 10116 | 5 | WAT | HY | 3.4 | 1.8 | 0 | 21631 |  |  | 21631 | 0 |  | IPP Non-CHP | N | OP |  | Non Combustion (NUC, WAT, WND, GEO, or SUN)
EXCLUDE | NY | Hannawa | 2571 | 1 | WAT | HY | 4 | 3.6 | 0 | 9081.5 |  |  | 9081.5 | 0 |  | IPP Non-CHP | N | OP |  | Non Combustion (NUC, WAT, WND, GEO, or SUN)
EXCLUDE | NY | Hannawa | 2571 | 2 | WAT | HY | 4 | 3.9 | 0 | 9081.5 |  |  | 9081.5 | 0 |  | IPP Non-CHP | N | OP |  | Non Combustion (NUC, WAT, WND, GEO, or SUN)
EXCLUDE | NY | Hardscrabble Wind Power LLC | 57287 | 1 | WND | WT | 74 | 74 | 0 | 152023 |  |  | 152023 | 0 |  | IPP Non-CHP | N | OP |  | Non Combustion (NUC, WAT, WND, GEO, or SUN)
SSTLOGN | NY | Harlem River Yard | 7914 | HR01 | NG | GT | 47 | 39.9 | 475 | 15402.5 |  |  | 15402.5 | 7348.14 |  | Electric Utility | N | OP
SSTLOGN | NY | Harlem River Yard | 7914 | HR02 | NG | GT | 47 | 40 | 475 | 15402.5 |  |  | 15402.5 | 12587.606 |  | Electric Utility | N | OP
EXCLUDE | NY | Harris Lake | 2528 | 1 | DFO | IC | 1.7 | 1.7 | 0 | 0 |  |  | 0 | 0 |  | Electric Utility | N | SB |  | Internal Combustion (PRMVR=IC)
SSTLOGN | NY | Hawkeye Energy Greenport LLC | 55969 | U-01 | DFO | GT | 54 | 52 | 550 | 23580 |  |  | 23580 | 19416.475 |  | Electric Utility/IPP Non-CHP | N | OP
SSTLOGN | NY | Hell Gate | 7913 | HG01 | NG | GT | 47 | 39.9 | 475 | 15140 |  |  | 15140 | 7156.778 |  | Electric Utility | N | OP
SSTLOGN | NY | Hell Gate | 7913 | HG02 | NG | GT | 47 | 40 | 486 | 15140 |  |  | 15140 | 12440.271 |  | Electric Utility | N | OP
EXCLUDE | NY | Herkimer | 52057 | 1 | WAT | HY | 0.4 | 0.1 | 0 | 0 |  |  | 0 | 0 |  | IPP Non-CHP | N | OS |  | Non Combustion (NUC, WAT, WND, GEO, or SUN)
EXCLUDE | NY | Herkimer | 52057 | 2 | WAT | HY | 0.4 | 0.1 | 0 | 0 |  |  | 0 | 0 |  | IPP Non-CHP | N | OS |  | Non Combustion (NUC, WAT, WND, GEO, or SUN)
EXCLUDE | NY | Herkimer | 52057 | 3 | WAT | HY | 0.4 | 0.1 | 0 | 0 |  |  | 0 | 0 |  | IPP Non-CHP | N | OS |  | Non Combustion (NUC, WAT, WND, GEO, or SUN)
EXCLUDE | NY | Herkimer | 52057 | 4 | WAT | HY | 0.4 | 0.1 | 0 | 0 |  |  | 0 | 0 |  | IPP Non-CHP | N | OS |  | Non Combustion (NUC, WAT, WND, GEO, or SUN)
EXCLUDE | NY | Herkimer | 52057 | 5 | WAT | HY | 0.4 | 0.4 | 0 | 0 |  |  | 0 | 0 |  | IPP Non-CHP | N | RE | 2001 | Non Combustion (NUC, WAT, WND, GEO, or SUN)
EXCLUDE | NY | Herrings | 2572 | 1 | WAT | HY | 1.8 | 1.4 | 0 | 6650 |  |  | 6650 | 0 |  | IPP Non-CHP | N | OP |  | Non Combustion (NUC, WAT, WND, GEO, or SUN)
EXCLUDE | NY | Herrings | 2572 | 2 | WAT | HY | 1.8 | 1.4 | 0 | 6650 |  |  | 6650 | 0 |  | IPP Non-CHP | N | OP |  | Non Combustion (NUC, WAT, WND, GEO, or SUN)
EXCLUDE | NY | Herrings | 2572 | 3 | WAT | HY | 1.8 | 1.6 | 0 | 6650 |  |  | 6650 | 0 |  | IPP Non-CHP | N | OP |  | Non Combustion (NUC, WAT, WND, GEO, or SUN)
EXCLUDE | NY | Heuvelton | 2573 | 1 | WAT | HY | 0.5 | 0.4 | 0 | 2404.5 |  |  | 2404.5 | 0 |  | IPP Non-CHP | N | OP |  | Non Combustion (NUC, WAT, WND, GEO, or SUN)
EXCLUDE | NY | Heuvelton | 2573 | 2 | WAT | HY | 0.5 | 0.4 | 0 | 2404.5 |  |  | 2404.5 | 0 |  | IPP Non-CHP | N | OP |  | Non Combustion (NUC, WAT, WND, GEO, or SUN)
EXCLUDE | NY | Hewittville Hydroelectric | 50268 | HY1 | WAT | HY | 3 | 2.9 | 0 | 16830 |  |  | 16830 | 0 |  | IPP Non-CHP | N | OP |  | Non Combustion (NUC, WAT, WND, GEO, or SUN)
EXCLUDE | NY | High Acres Gas Recovery | 50568 | GEN1 | LFG | IC | 0.8 | 0.8 | 0 | 0 |  |  | 0 | 0 |  | IPP Non-CHP | N | OP |  | Internal Combustion (PRMVR=IC)
EXCLUDE | NY | High Acres Gas Recovery | 50568 | GEN2 | LFG | IC | 0.8 | 0.8 | 0 | 0 |  |  | 0 | 0 |  | IPP Non-CHP | N | OP |  | Internal Combustion (PRMVR=IC)
EXCLUDE | NY | High Acres Gas Recovery | 50568 | GEN3 | LFG | IC | 0.8 | 0.8 | 0 | 0 |  |  | 0 | 0 |  | IPP Non-CHP | N | OP |  | Internal Combustion (PRMVR=IC)
EXCLUDE | NY | High Acres Gas Recovery | 50568 | GEN4 | LFG | IC | 0.8 | 0.8 | 0 | 0 |  |  | 0 | 0 |  | IPP Non-CHP | N | OP |  | Internal Combustion (PRMVR=IC)
EXCLUDE | NY | High Acres Gas Recovery | 50568 | GEN5 | LFG | IC | 1.6 | 1.6 | 0 | 0 |  |  | 0 | 0 |  | IPP Non-CHP | N | OP |  | Internal Combustion (PRMVR=IC)
EXCLUDE | NY | High Acres Gas Recovery | 50568 | GEN6 | LFG | IC | 1.6 | 1.6 | 0 | 0 |  |  | 0 | 0 |  | IPP Non-CHP | N | OP |  | Internal Combustion (PRMVR=IC)
EXCLUDE | NY | High Acres Gas Recovery | 50568 | GEN7 | LFG | IC | 1.6 | 1.6 | 0 | 0 |  |  | 0 | 0 |  | IPP Non-CHP | N | OP |  | Internal Combustion (PRMVR=IC)
EXCLUDE | NY | High Acres Gas Recovery | 50568 | GEN8 | LFG | IC | 1.6 | 1.6 | 0 | 0 |  |  | 0 | 0 |  | IPP Non-CHP | N | OP |  | Internal Combustion (PRMVR=IC)
EXCLUDE | NY | High Dam | 2574 | 1 | WAT | HY | 2.8 | 2.2 | 0 | 11357.8824 |  |  | 11357.8824 | 0 |  | Electric Utility | N | OP |  | Non Combustion (NUC, WAT, WND, GEO, or SUN)
EXCLUDE | NY | High Dam | 2574 | 2 | WAT | HY | 2.8 | 2.2 | 0 | 11357.8824 |  |  | 11357.8824 | 0 |  | Electric Utility | N | OP |  | Non Combustion (NUC, WAT, WND, GEO, or SUN)
EXCLUDE | NY | High Dam | 2574 | 3 | WAT | HY | 2.8 | 2.2 | 0 | 11357.8824 |  |  | 11357.8824 | 0 |  | Electric Utility | N | OP |  | Non Combustion (NUC, WAT, WND, GEO, or SUN)
EXCLUDE | NY | High Dam | 2574 | 4 | WAT | HY | 3.5 | 2.2 | 0 | 14197.3529 |  |  | 14197.3529 | 0 |  | Electric Utility | N | OP |  | Non Combustion (NUC, WAT, WND, GEO, or SUN)
EXCLUDE | NY | High Falls | 2530 | 1 | WAT | HY | 4 | 4 | 0 | 18693.8667 |  |  | 18693.8667 | 0 |  | Electric Utility | N | OP |  | Non Combustion (NUC, WAT, WND, GEO, or SUN)
EXCLUDE | NY | High Falls | 2575 | 1 | WAT | HY | 2 | 1.9 | 0 | 11017 |  |  | 11017 | 0 |  | IPP Non-CHP | N | OP |  | Non Combustion (NUC, WAT, WND, GEO, or SUN)
EXCLUDE | NY | High Falls | 2530 | 2 | WAT | HY | 4 | 4 | 0 | 18693.8667 |  |  | 18693.8667 | 0 |  | Electric Utility | N | OP |  | Non Combustion (NUC, WAT, WND, GEO, or SUN)
EXCLUDE | NY | High Falls | 2575 | 2 | WAT | HY | 2 | 1.5 | 0 | 11017 |  |  | 11017 | 0 |  | IPP Non-CHP | N | OP |  | Non Combustion (NUC, WAT, WND, GEO, or SUN)
EXCLUDE | NY | High Falls | 2530 | 3 | WAT | HY | 7 | 7 | 0 | 32714.2667 |  |  | 32714.2667 | 0 |  | Electric Utility | N | OP |  | Non Combustion (NUC, WAT, WND, GEO, or SUN)
EXCLUDE | NY | High Falls | 2575 | 3 | WAT | HY | 2 | 0.2 | 0 | 11017 |  |  | 11017 | 0 |  | IPP Non-CHP | N | OP |  | Non Combustion (NUC, WAT, WND, GEO, or SUN)
EXCLUDE | NY | High Sheldon Wind Farm | 56953 | 1 | WND | WT | 112 | 112 | 0 | 260618 |  |  | 260618 | 0 |  | IPP Non-CHP | N | OP |  | Non Combustion (NUC, WAT, WND, GEO, or SUN)
EXCLUDE | NY | Higley | 2576 | 1 | WAT | HY | 2 | 2 | 0 | 0 |  |  | 0 | 0 |  | IPP Non-CHP | N | RE | 2003 | Non Combustion (NUC, WAT, WND, GEO, or SUN)
EXCLUDE | NY | Higley | 2576 | 2 | WAT | HY | 2 | 2 | 0 | 0 |  |  | 0 | 0 |  | IPP Non-CHP | N | RE | 2003 | Non Combustion (NUC, WAT, WND, GEO, or SUN)
EXCLUDE | NY | Higley | 2576 | 3 | WAT | HY | 2 | 2 | 0 | 0 |  |  | 0 | 0 |  | IPP Non-CHP | N | RE | 2003 | Non Combustion (NUC, WAT, WND, GEO, or SUN)
EXCLUDE | NY | Higley | 2576 | 1N | WAT | HY | 1.5 | 1.5 | 0 | 9786.5 |  |  | 9786.5 | 0 |  | IPP Non-CHP | N | OP |  | Non Combustion (NUC, WAT, WND, GEO, or SUN)
EXCLUDE | NY | Higley | 2576 | 2N | WAT | HY | 1.5 | 1.6 | 0 | 9786.5 |  |  | 9786.5 | 0 |  | IPP Non-CHP | N | OP |  | Non Combustion (NUC, WAT, WND, GEO, or SUN)
EXCLUDE | NY | Higley | 2576 | 3N | WAT | HY | 1.5 | 1.6 | 0 | 9786.5 |  |  | 9786.5 | 0 |  | IPP Non-CHP | N | OP |  | Non Combustion (NUC, WAT, WND, GEO, or SUN)
EXCLUDE | NY | Higley | 2576 | 4N | WAT | HY | 1.5 | 1.6 | 0 | 9786.5 |  |  | 9786.5 | 0 |  | IPP Non-CHP | N | OP |  | Non Combustion (NUC, WAT, WND, GEO, or SUN)
SSTLOGN | NY | Hillburn | 2628 | GEN1 | NG | GT | 46.5 | 33.1 | 650 | 126 |  |  | 126 | 160.075 |  | Electric Utility/IPP Non-CHP | N | OP
EXCLUDE | NY | Hofstra University | 51035 | GEN1 | NG | IC | 1.1 | 1.1 | 0 | 0 | 0.65847 | 0 | 0 | 0 |  | Commercial CHP | Y | OP |  | Internal Combustion (PRMVR=IC)
EXCLUDE | NY | Hofstra University | 51035 | GEN2 | NG | IC | 1.1 | 1.1 | 0 | 0 | 0.65847 | 0 | 0 | 0 |  | Commercial CHP | Y | OP |  | Internal Combustion (PRMVR=IC)
EXCLUDE | NY | Hollow Dam Power Partnership | 10124 | HY1 | WAT | HY | 0.5 | 0.3 | 0 | 2308.5 |  |  | 2308.5 | 0 |  | IPP Non-CHP | N | OP |  | Non Combustion (NUC, WAT, WND, GEO, or SUN)
EXCLUDE | NY | Hollow Dam Power Partnership | 10124 | HY2 | WAT | HY | 0.5 | 0.3 | 0 | 2308.5 |  |  | 2308.5 | 0 |  | IPP Non-CHP | N | OP |  | Non Combustion (NUC, WAT, WND, GEO, or SUN)
SSTLOGN | NY | Holtsville | 8007 | 1 | DFO | GT | 56.7 | 50.1 | 832 | 4182.4 |  |  | 4182.4 | 5670.8 |  | Electric Utility | N | OP
SSTLOGN | NY | Holtsville | 8007 | 2 | DFO | GT | 56.7 | 48.6 | 832 | 4182.4 |  |  | 4182.4 | 5597.7 |  | Electric Utility | N | OP
SSTLOGN | NY | Holtsville | 8007 | 3 | DFO | GT | 56.7 | 47.1 | 832 | 4182.4 |  |  | 4182.4 | 4005.4 |  | Electric Utility | N | OP
SSTLOGN | NY | Holtsville | 8007 | 4 | DFO | GT | 56.7 | 49.9 | 832 | 4182.4 |  |  | 4182.4 | 4005.4 |  | Electric Utility | N | OP
SSTLOGN | NY | Holtsville | 8007 | 5 | DFO | GT | 56.7 | 52.8 | 832 | 4182.4 |  |  | 4182.4 | 4404 |  | Electric Utility | N | OP
SSTLOGN | NY | Holtsville | 8007 | 6 | DFO | GT | 56.7 | 51.6 | 832 | 4182.4 |  |  | 4182.4 | 4404 |  | Electric Utility | N | OP
SSTLOGN | NY | Holtsville | 8007 | 7 | DFO | GT | 56.7 | 52.2 | 832 | 4182.4 |  |  | 4182.4 | 4466.8 |  | Electric Utility | N | OP
SSTLOGN | NY | Holtsville | 8007 | 8 | DFO | GT | 56.7 | 56.8 | 832 | 4182.4 |  |  | 4182.4 | 3984.7 |  | Electric Utility | N | OP
SSTLOGN | NY | Holtsville | 8007 | 9 | DFO | GT | 56.7 | 52.9 | 832 | 4182.4 |  |  | 4182.4 | 6655.3 |  | Electric Utility | N | OP
SSTLOGN | NY | Holtsville | 8007 | 10 | DFO | GT | 56.7 | 53 | 832 | 4182.4 |  |  | 4182.4 | 6648.8 |  | Electric Utility | N | OP
EXCLUDE | NY | Honeywell Farms | 10125 | 1 | NG | IC | 0.8 | 0.8 | 0 | 0 | 0.58231 | 0 | 0 | 0 |  | Industrial CHP | Y | OP |  | Internal Combustion (PRMVR=IC)
EXCLUDE | NY | Honeywell Farms | 10125 | 2 | NG | IC | 0.8 | 0.8 | 0 | 0 | 0.58231 | 0 | 0 | 0 |  | Industrial CHP | Y | OP |  | Internal Combustion (PRMVR=IC)
EXCLUDE | NY | Honeywell Farms | 10125 | 3 | DFO | IC | 0.8 | 0.8 | 0 | 0 | 0.58231 | 0 | 0 | 0 |  | Industrial CHP | Y | SB |  | Internal Combustion (PRMVR=IC)
EXCLUDE | NY | Honeywell Farms | 10125 | 4 | DFO | IC | 0.8 | 0.8 | 0 | 0 | 0.58231 | 0 | 0 | 0 |  | Industrial CHP | Y | SB |  | Internal Combustion (PRMVR=IC)
EXCLUDE | NY | Honeywell Farms | 10125 | 5 | NG | IC | 0.8 | 0.8 | 0 | 0 | 0.58231 | 0 | 0 | 0 |  | Industrial CHP | Y | OP |  | Internal Combustion (PRMVR=IC)
EXCLUDE | NY | Honeywell Farms | 10125 | 6 | NG | IC | 0.4 | 0.4 | 0 | 0 | 0.58231 | 0 | 0 | 0 |  | Industrial CHP | Y | SB |  | Internal Combustion (PRMVR=IC)
EXCLUDE | NY | Hospira Inc | 55788 | GEN1 | NG | IC | 1.1 | 1.1 | 0 | 0 |  |  | 0 | 0 |  | Industrial Non-CHP | N | SB |  | Internal Combustion (PRMVR=IC)
EXCLUDE | NY | Hospira Inc | 55788 | GEN2 | NG | IC | 1.1 | 1.1 | 0 | 0 |  |  | 0 | 0 |  | Industrial Non-CHP | N | SB |  | Internal Combustion (PRMVR=IC)
EXCLUDE | NY | Howard Wind Farm | 57867 | 1 | WND | WT | 51.3 | 51.3 | 0 | 18835 |  |  | 18835 | 0 |  | IPP Non-CHP | N | OP |  | Non Combustion (NUC, WAT, WND, GEO, or SUN)
EXCLUDE | NY | Hudson Avenue | 2496 | 4 | DFO | GT | 16.3 | 13.2 | 0 | 285.6667 |  |  | 285.6667 | 433.5091 |  | Electric Utility | N | OP |  | Simple Cycle Turbine (PRMVR=GT or OT) unit under 25MW
EXCLUDE | NY | Hudson Avenue | 2496 | 10 | RFO | ST | 60 | 64.3 | 0 | 0 |  |  | 0 | 0 |  | Electric Utility | N | RE | 2004 | Retired in 2004
EXCLUDE | NY | Hudson Avenue | 2496 | GT3 | DFO | GT | 16.3 | 14.5 | 0 | 285.6667 |  |  | 285.6667 | 433.5091 |  | Electric Utility | N | OP |  | Simple Cycle Turbine (PRMVR=GT or OT) unit under 25MW
EXCLUDE | NY | Hudson Avenue | 2496 | GT5 | DFO | GT | 16.3 | 14.6 | 0 | 285.6667 |  |  | 285.6667 | 433.5091 |  | Electric Utility | N | OP |  | Simple Cycle Turbine (PRMVR=GT or OT) unit under 25MW
EXCLUDE | NY | Hudson Falls Hydroelectric Project | 54953 | GEN1 | WAT | HY | 22 | 8.2 | 0 | 124943 |  |  | 124943 | 0 |  | IPP Non-CHP | N | OP |  | Non Combustion (NUC, WAT, WND, GEO, or SUN)
EXCLUDE | NY | Hudson Falls Hydroelectric Project | 54953 | GEN2 | WAT | HY | 22 | 8.2 | 0 | 124943 |  |  | 124943 | 0 |  | IPP Non-CHP | N | OP |  | Non Combustion (NUC, WAT, WND, GEO, or SUN)
EXCLUDE | NY | Huntington Resource Recovery Facility | 50656 | GEN1 | MSB | ST | 28 | 24.5 | 0 | 178776 |  |  | 178776 | 343628.8946 |  | IPP Non-CHP | N | OP |  | Non Fossil fuel type
EXCLUDE | NY | Hydraulic Race | 2578 | 1 | WAT | HY | 3 | 3 | 0 | 10615 |  |  | 10615 | 0 |  | IPP Non-CHP | N | OP |  | Non Combustion (NUC, WAT, WND, GEO, or SUN)
EXCLUDE | NY | Hyland LFGTE Facility | 56987 | GEN1 | LFG | IC | 1.6 | 1.6 | 0 | 0 |  |  | 0 | 0 |  | IPP Non-CHP | N | OP |  | Internal Combustion (PRMVR=IC)
EXCLUDE | NY | Hyland LFGTE Facility | 56987 | GEN2 | LFG | IC | 1.6 | 1.6 | 0 | 0 |  |  | 0 | 0 |  | IPP Non-CHP | N | OP |  | Internal Combustion (PRMVR=IC)
EXCLUDE | NY | Hyland LFGTE Facility | 56987 | GEN3 | LFG | IC | 1.6 | 1.6 | 0 | 0 |  |  | 0 | 0 |  | IPP Non-CHP | N | OP |  | Internal Combustion (PRMVR=IC)
EXCLUDE | NY | Hyland LFGTE Facility | 56987 | GEN4 | LFG | IC | 1.6 | 1.6 | 0 | 0 |  |  | 0 | 0 |  | IPP Non-CHP | N | P |  | Internal Combustion (PRMVR=IC)
NGCC | NY | Indeck Corinth Energy Center | 50458 | GEN1 | NG | CC | 92 | 75.7 | 1279 | 562109.987 | 0.99862 | 3536.4125 | 562887.3344 | 270499.5578 |  | IPP CHP | Y | OP
NGCC | NY | Indeck Corinth Energy Center | 50458 | GEN2 | NG | CC | 55 | 53.8 | 1279 | 336044.014 | 0.99862 | 2114.1596 | 336508.7325 | 161711.6922 |  | IPP CHP | Y | OP
NGCC | NY | Indeck Olean Energy Center | 54076 | GEN1 | NG | CC | 46 | 31.1 | 789 | 73111.2982 | 0.95742 | 14793.0158 | 76362.9869 | 39173.8361 |  | IPP CHP | Y | OP
NGCC | NY | Indeck Olean Energy Center | 54076 | GEN2 | NG | CC | 44.6 | 44.6 | 789 | 70886.1718 | 0.95742 | 14342.7936 | 74038.896 | 37981.5889 |  | IPP CHP | Y | OP
NGCC | NY | Indeck Oswego Energy Center | 50450 | GEN1 | NG | CC | 41.2 | 31 | 570 | 8199.0871 | 0.89486 | 4382.5425 | 9162.4244 | 4550.8774 |  | IPP CHP | Y | OP
NGCC | NY | Indeck Oswego Energy Center | 50450 | GEN2 | NG | CC | 16.2 | 16.2 | 570 | 3223.9129 | 0.89486 | 1723.2327 | 3602.7009 | 1789.4226 | 1 | IPP CHP | Y | OP
NGCC | NY | Indeck Silver Springs Energy Center | 50449 | GEN1 | NG | CC | 39.4 | 32.2 | 628 | 9560.5771 | 0.96218 | 1709.845 | 9936.4222 | 5391.9875 |  | IPP CHP | Y | OP
NGCC | NY | Indeck Silver Springs Energy Center | 50449 | GEN2 | NG | CC | 17.2 | 17.2 | 628 | 4173.6529 | 0.96218 | 746.4298 | 4337.7275 | 2353.8625 | 1 | IPP CHP | Y | OP
NGCC | NY | Indeck Yerkes Energy Center | 50451 | GEN1 | NG | CC | 40.6 | 29.2 | 560 | 7637.409 | 0.95453 | 1655.1951 | 8001.2415 | 4427.7215 |  | IPP CHP | Y | OP
NGCC | NY | Indeck Yerkes Energy Center | 50451 | GEN2 | NG | CC | 19.3 | 16 | 560 | 3630.591 | 0.95453 | 786.8292 | 3803.5458 | 2104.8035 | 1 | IPP CHP | Y | OP
EXCLUDE | NY | Indian Point 2 | 2497 | 2 | NUC | ST | 1299 | 1006.1 | 0 | 8788096 |  |  | 8788096 | 0 |  | IPP Non-CHP | N | OP |  | Non Combustion (NUC, WAT, WND, GEO, or SUN)
EXCLUDE | NY | Indian Point 3 | 8907 | 3 | NUC | ST | 1012 | 1030.9 | 0 | 8228766 |  |  | 8228766 | 0 |  | IPP Non-CHP | N | OP |  | Non Combustion (NUC, WAT, WND, GEO, or SUN)
EXCLUDE | NY | Inghams | 2579 | 1 | WAT | HY | 3 | 2.8 | 0 | 16266.5 |  |  | 16266.5 | 0 |  | IPP Non-CHP | N | OP |  | Non Combustion (NUC, WAT, WND, GEO, or SUN)
EXCLUDE | NY | Inghams | 2579 | 2 | WAT | HY | 3 | 3.4 | 0 | 16266.5 |  |  | 16266.5 | 0 |  | IPP Non-CHP | N | OP |  | Non Combustion (NUC, WAT, WND, GEO, or SUN)
SSTLOGN | NY | Jamaica Bay Peaking | 56141 | 2 | KER | GT | 60.5 | 54.3 | 0 | 9186 |  |  | 9186 | 7817.4393 |  | IPP Non-CHP | N | OP
EXCLUDE | NY | James A Fitzpatrick | 6110 | 1 | NUC | ST | 882 | 828.1 | 0 | 7243996 |  |  | 7243996 | 0 |  | IPP Non-CHP | N | OP |  | Non Combustion (NUC, WAT, WND, GEO, or SUN)
EXCLUDE | NY | Jarvis (Hinckley) | 808 | 1 | WAT | HY | 4.5 | 2 | 0 | 16001.5 |  |  | 16001.5 | 0 |  | Electric Utility | N | OP |  | Non Combustion (NUC, WAT, WND, GEO, or SUN)
EXCLUDE | NY | Jarvis (Hinckley) | 808 | 2 | WAT | HY | 4.5 | 2 | 0 | 16001.5 |  |  | 16001.5 | 0 |  | Electric Utility | N | OP |  | Non Combustion (NUC, WAT, WND, GEO, or SUN)
EXCLUDE | NY | Johnsonville | 2580 | 1 | WAT | HY | 2 | 1.1 | 0 | 2247 |  |  | 2247 | 0 |  | IPP Non-CHP | N | OP |  | Non Combustion (NUC, WAT, WND, GEO, or SUN)
EXCLUDE | NY | Johnsonville | 2580 | 2 | WAT | HY | 2 | 1.4 | 0 | 2247 |  |  | 2247 | 0 |  | IPP Non-CHP | N | OP |  | Non Combustion (NUC, WAT, WND, GEO, or SUN)
EXCLUDE | NY | Jordanville Wind Farm | 56398 | 1 | WND | WT | 80 | 80 | 0 | 0 |  |  | 0 | 0 |  | IPP Non-CHP | N | IP |  | Non Combustion (NUC, WAT, WND, GEO, or SUN)
SSTLOGN | NY | Joseph J Seymour Power Project | 7910 | 1 | NG | GT | 47 | 39.9 | 505 | 89911.5 |  |  | 89911.5 | 49527.451 |  | Electric Utility | N | OP
SSTLOGN | NY | Joseph J Seymour Power Project | 7910 | 2 | NG | GT | 47 | 40 | 505 | 89911.5 |  |  | 89911.5 | 60922.997 |  | Electric Utility | N | OP
EXCLUDE | NY | Kamargo | 2581 | 1 | WAT | HY | 2 | 1.6 | 0 | 7942.3333 |  |  | 7942.3333 | 0 |  | IPP Non-CHP | N | OP |  | Non Combustion (NUC, WAT, WND, GEO, or SUN)
EXCLUDE | NY | Kamargo | 2581 | 2 | WAT | HY | 2 | 1.6 | 0 | 7942.3333 |  |  | 7942.3333 | 0 |  | IPP Non-CHP | N | OP |  | Non Combustion (NUC, WAT, WND, GEO, or SUN)
EXCLUDE | NY | Kamargo | 2581 | 3 | WAT | HY | 2 | 1.6 | 0 | 7942.3333 |  |  | 7942.3333 | 0 |  | IPP Non-CHP | N | OP |  | Non Combustion (NUC, WAT, WND, GEO, or SUN)
EXCLUDE | NY | Kennedy International Airport Cogen | 54114 | CT-3 | NG | GT | 50 | 47 | 0 | 0 | 0 |  |  | 0 |  | IPP CHP | Y | IP |  | Status of operation (IP,L,P,T,or U)
NGCC | NY | Kennedy International Airport Cogen | 54114 | GEN1 | NG | CC | 47.1 | 48.9 | 718 | 217688.2723 | 0.9766 | 23732.2513 | 222904.916 | 117665.2157 |  | IPP CHP | Y | OP
NGCC | NY | Kennedy International Airport Cogen | 54114 | GEN2 | NG | CC | 47.1 | 48.9 | 718 | 217688.2723 | 0.9766 | 23732.2513 | 222904.916 | 117665.2157 |  | IPP CHP | Y | OP
NGCC | NY | Kennedy International Airport Cogen | 54114 | GEN3 | NG | CC | 27 | 25.9 | 718 | 124789.4554 | 0.9766 | 13604.4753 | 127779.8882 | 67451.3975 |  | IPP CHP | Y | OP
EXCLUDE | NY | Kensico | 650 | 1 | WAT | HY | 1 | 0.8 | 0 | 403 |  |  | 403 | 0 |  | Electric Utility | N | OP |  | Non Combustion (NUC, WAT, WND, GEO, or SUN)
EXCLUDE | NY | Kensico | 650 | 2 | WAT | HY | 1 | 0.8 | 0 | 403 |  |  | 403 | 0 |  | Electric Utility | N | OP |  | Non Combustion (NUC, WAT, WND, GEO, or SUN)
EXCLUDE | NY | Kensico | 650 | 3 | WAT | HY | 1 | 0.8 | 0 | 403 |  |  | 403 | 0 |  | Electric Utility | N | OP |  | Non Combustion (NUC, WAT, WND, GEO, or SUN)
EXCLUDE | NY | Kent Falls | 2532 | 1 | WAT | HY | 3.2 | 3.8 | 0 | 18310.1935 |  |  | 18310.1935 | 0 |  | Electric Utility | N | OP |  | Non Combustion (NUC, WAT, WND, GEO, or SUN)
EXCLUDE | NY | Kent Falls | 2532 | 2 | WAT | HY | 3.2 | 3.8 | 0 | 18310.1935 |  |  | 18310.1935 | 0 |  | Electric Utility | N | OP |  | Non Combustion (NUC, WAT, WND, GEO, or SUN)
EXCLUDE | NY | Kent Falls | 2532 | 3 | WAT | HY | 6 | 6 | 0 | 34331.6129 |  |  | 34331.6129 | 0 |  | Electric Utility | N | OP |  | Non Combustion (NUC, WAT, WND, GEO, or SUN)
EXCLUDE | NY | Keuka | 2533 | 1 | WAT | HY | 2 | 1.9 | 0 | 0 |  |  | 0 | 0 |  | Electric Utility | N | RE | 2006 | Non Combustion (NUC, WAT, WND, GEO, or SUN)
EXCLUDE | NY | Kings Falls Hydroelectric | 10872 | 1 | WAT | HY | 1.6 | 0.2 | 0 | 975 |  |  | 975 | 0 |  | IPP Non-CHP | N | OP |  | Non Combustion (NUC, WAT, WND, GEO, or SUN)
EXCLUDE | NY | Kodak Park Site | 10025 | 11TG | BIT | ST | 6.3 | 6.3 | 0 | 0 | 0.2018 | 0 | 0 | 0 |  | Industrial CHP | Y | RE | 2007 | Steam unit (PRMVR=ST) under 25MW/250 MMBtu/hr
EXCLUDE | NY | Kodak Park Site | 10025 | 12TG | BIT | ST | 6.3 | 6.3 | 0 | 0 | 0.2018 | 0 | 0 | 0 |  | Industrial CHP | Y | RE | 2000 | Steam unit (PRMVR=ST) under 25MW/250 MMBtu/hr
EXCLUDE | NY | Kodak Park Site | 10025 | 13TG | BIT | ST | 10.4 | 10.4 | 0 | 0 | 0.2018 | 0 | 0 | 0 |  | Industrial CHP | Y | RE | 2007 | Steam unit (PRMVR=ST) under 25MW/250 MMBtu/hr
EXCLUDE | NY | Kodak Park Site | 10025 | 14TG | BIT | ST | 10.4 | 10.4 | 0 | 0 | 0.2018 | 0 | 0 | 0 |  | Industrial CHP | Y | RE | 2007 | Steam unit (PRMVR=ST) under 25MW/250 MMBtu/hr
EXCLUDE | NY | Kodak Park Site | 10025 | 15TG | BIT | ST | 17.5 | 17.5 | 0 | 0 | 0.2018 | 0 | 0 | 0 |  | Industrial CHP | Y | RE | 2007 | Steam unit (PRMVR=ST) under 25MW/250 MMBtu/hr
EXCLUDE | NY | Kodak Park Site | 10025 | 16TG | RFO | ST | 25.6 | 25.6 | 0 | 0 | 0.2018 | 0 | 0 | 0 |  | Industrial CHP | Y | RE | 2007 | Retired in 2007
EXCLUDE | NY | Kodak Park Site | 10025 | 17TG | BIT | ST | 15 | 15 | 277.9677 | 53570 | 0.2018 | 963956.1331 | 265459.5369 | 149193.2183 |  | Industrial CHP | Y | OP |  | Steam unit (PRMVR=ST) under 25MW/250 MMBtu/hr
EXCLUDE | NY | Kodak Park Site | 10025 | 22TG | BIT | ST | 12.5 | 12.5 | 231.6397 | 0 | 0.2018 | 0 | 0 | 0 |  | Industrial CHP | Y | OP |  | Steam unit (PRMVR=ST) under 25MW/250 MMBtu/hr
EXCLUDE | NY | Kodak Park Site | 10025 | 41TG | BIT | ST | 25.6 | 25.6 | 474.3982 | 52811 | 0.2018 | 950298.4384 | 261698.4059 | 147079.3924 |  | Industrial CHP | Y | OP |  | Commercial/Industrial Unit
EXCLUDE | NY | Kodak Park Site | 10025 | 42TG | BIT | ST | 25.6 | 25.6 | 474.3982 | 78953 | 0.2018 | 1420706.1522 | 391241.867 | 219885.2374 |  | Industrial CHP | Y | OP |  | Commercial/Industrial Unit
EXCLUDE | NY | Kodak Park Site | 10025 | 43TG | BIT | ST | 25.6 | 25.6 | 474.3982 | 69522 | 0.2018 | 1251001.648 | 344507.7081 | 193619.7671 |  | Industrial CHP | Y | OP |  | Commercial/Industrial Unit
EXCLUDE | NY | Kodak Park Site | 10025 | 44TG | BIT | ST | 25.6 | 25.6 | 474.3982 | 140396 | 0.2018 | 2526331.627 | 695715.0857 | 391004.8736 |  | Industrial CHP | Y | OP |  | Commercial/Industrial Unit
EXCLUDE | NY | Kodak Park Site | 10025 | KPR1 | WAT | HY | 0.4 | 0.4 | 0 | 0 |  |  | 0 | 0 |  | Industrial CHP | N | OP |  | Non Combustion (NUC, WAT, WND, GEO, or SUN)
EXCLUDE | NY | Kosterville | 56705 | 4 | WAT | HY | 0.5 | 0.5 | 0 | 2036 |  |  | 2036 | 0 |  | IPP Non-CHP | N | OP |  | Non Combustion (NUC, WAT, WND, GEO, or SUN)
EXCLUDE | NY | Kosterville | 56705 | 5 | WAT | HY | 0.5 | 0.5 | 0 | 2036 |  |  | 2036 | 0 |  | IPP Non-CHP | N | OP |  | Non Combustion (NUC, WAT, WND, GEO, or SUN)
EXCLUDE | NY | Lachute Hydro Lower | 10752 | GEN1 | WAT | HY | 3.8 | 3.6 | 0 | 20766 |  |  | 20766 | 0 |  | IPP Non-CHP | N | OP |  | Non Combustion (NUC, WAT, WND, GEO, or SUN)
EXCLUDE | NY | Lachute Hydro Upper | 10753 | GEN1 | WAT | HY | 5.2 | 4.9 | 0 | 20766 |  |  | 20766 | 0 |  | IPP Non-CHP | N | OP |  | Non Combustion (NUC, WAT, WND, GEO, or SUN)
EXCLUDE | NY | Lederle Laboratories | 10521 | 3A | NG | CC | 1.5 | 1.5 | 0 | 8983.6922 | 0.77965 | 11550.6356 | 11522.6654 | 8543.5233 |  | Industrial CHP | Y | OP |  | Combined Cycle (PRMVR=CC) unit under 25MW
EXCLUDE | NY | Lederle Laboratories | 10521 | GEN1 | NG | CC | 8.3 | 8.3 | 0 | 49709.7634 | 0.77965 | 63913.5168 | 63758.7486 | 47274.1625 |  | Industrial CHP | Y | OP |  | Combined Cycle (PRMVR=CC) unit under 25MW
EXCLUDE | NY | Lederle Laboratories | 10521 | GEN2 | NG | CC | 8.3 | 8.3 | 0 | 49709.7634 | 0.77965 | 63913.5168 | 63758.7486 | 47274.1625 |  | Industrial CHP | Y | OP |  | Combined Cycle (PRMVR=CC) unit under 25MW
EXCLUDE | NY | Lederle Laboratories | 10521 | GEN3 | NG | CC | 2.2 | 2.2 | 0 | 13176.0819 | 0.77965 | 16940.9322 | 16899.9093 | 12530.5009 |  | Industrial CHP | Y | OP |  | Combined Cycle (PRMVR=CC) unit under 25MW
EXCLUDE | NY | Lederle Laboratories | 10521 | TG4 | NG | CC | 3.1 | 2 | 0 | 18566.2972 | 0.77965 | 23871.3135 | 23813.5085 | 17656.6149 |  | Industrial CHP | Y | OP |  | Combined Cycle (PRMVR=CC) unit under 25MW
EXCLUDE | NY | Lewiston Niagara | 2692 | 1 | WAT | PS | 20 |  | 0 | -27701.75 |  |  | -27701.75 | 0 |  | Electric Utility | N | OP |  | Non Combustion (NUC, WAT, WND, GEO, or SUN)
EXCLUDE | NY | Lewiston Niagara | 2692 | 2 | WAT | PS | 20 |  | 0 | -27701.75 |  |  | -27701.75 | 0 |  | Electric Utility | N | OP |  | Non Combustion (NUC, WAT, WND, GEO, or SUN)
EXCLUDE | NY | Lewiston Niagara | 2692 | 3 | WAT | PS | 20 |  | 0 | -27701.75 |  |  | -27701.75 | 0 |  | Electric Utility | N | OP |  | Non Combustion (NUC, WAT, WND, GEO, or SUN)
EXCLUDE | NY | Lewiston Niagara | 2692 | 4 | WAT | PS | 20 |  | 0 | -27701.75 |  |  | -27701.75 | 0 |  | Electric Utility | N | OP |  | Non Combustion (NUC, WAT, WND, GEO, or SUN)
EXCLUDE | NY | Lewiston Niagara | 2692 | 5 | WAT | PS | 20 |  | 0 | -27701.75 |  |  | -27701.75 | 0 |  | Electric Utility | N | OP |  | Non Combustion (NUC, WAT, WND, GEO, or SUN)
EXCLUDE | NY | Lewiston Niagara | 2692 | 6 | WAT | PS | 20 |  | 0 | -27701.75 |  |  | -27701.75 | 0 |  | Electric Utility | N | OP |  | Non Combustion (NUC, WAT, WND, GEO, or SUN)
EXCLUDE | NY | Lewiston Niagara | 2692 | 7 | WAT | PS | 20 |  | 0 | -27701.75 |  |  | -27701.75 | 0 |  | Electric Utility | N | OP |  | Non Combustion (NUC, WAT, WND, GEO, or SUN)
EXCLUDE | NY | Lewiston Niagara | 2692 | 8 | WAT | PS | 20 |  | 0 | -27701.75 |  |  | -27701.75 | 0 |  | Electric Utility | N | OP |  | Non Combustion (NUC, WAT, WND, GEO, or SUN)
EXCLUDE | NY | Lewiston Niagara | 2692 | 9 | WAT | PS | 20 |  | 0 | -27701.75 |  |  | -27701.75 | 0 |  | Electric Utility | N | OP |  | Non Combustion (NUC, WAT, WND, GEO, or SUN)
EXCLUDE | NY | Lewiston Niagara | 2692 | 10 | WAT | PS | 20 |  | 0 | -27701.75 |  |  | -27701.75 | 0 |  | Electric Utility | N | OP |  | Non Combustion (NUC, WAT, WND, GEO, or SUN)
EXCLUDE | NY | Lewiston Niagara | 2692 | 11 | WAT | PS | 20 |  | 0 | -27701.75 |  |  | -27701.75 | 0 |  | Electric Utility | N | OP |  | Non Combustion (NUC, WAT, WND, GEO, or SUN)
EXCLUDE | NY | Lewiston Niagara | 2692 | 12 | WAT | PS | 20 | 240 | 0 | -27701.75 |  |  | -27701.75 | 0 |  | Electric Utility | N | OP |  | Non Combustion (NUC, WAT, WND, GEO, or SUN)
EXCLUDE | NY | Lighthouse Hill | 2582 | 1 | WAT | HY | 4 | 4 | 0 | 11136.5 |  |  | 11136.5 | 0 |  | IPP Non-CHP | N | OP |  | Non Combustion (NUC, WAT, WND, GEO, or SUN)
EXCLUDE | NY | Lighthouse Hill | 2582 | 2 | WAT | HY | 4 | 3.6 | 0 | 11136.5 |  |  | 11136.5 | 0 |  | IPP Non-CHP | N | OP |  | Non Combustion (NUC, WAT, WND, GEO, or SUN)
EXCLUDE | NY | Little Falls Hydro | 51034 | GEN1 | WAT | HY | 6.5 | 3.2 | 0 | 29653.5 |  |  | 29653.5 | 0 |  | IPP Non-CHP | N | OP |  | Non Combustion (NUC, WAT, WND, GEO, or SUN)
EXCLUDE | NY | Little Falls Hydro | 51034 | GEN2 | WAT | HY | 6.5 | 2.7 | 0 | 29653.5 |  |  | 29653.5 | 0 |  | IPP Non-CHP | N | OP |  | Non Combustion (NUC, WAT, WND, GEO, or SUN)
NGCC | NY | Lockport Energy Associates LP | 54041 | GEN1 | NG | CC | 48.7 | 43 | 1531 | 2114.3678 | 0.85922 | 1576.0836 | 2460.8106 | 6969.277 |  | IPP CHP | Y | OP
NGCC | NY | Lockport Energy Associates LP | 54041 | GEN2 | NG | CC | 48.7 | 43 | 1531 | 2114.3678 | 0.85922 | 1576.0836 | 2460.8106 | 6969.277 |  | IPP CHP | Y | OP
NGCC | NY | Lockport Energy Associates LP | 54041 | GEN3 | NG | CC | 48.7 | 43 | 1531 | 2114.3678 | 0.85922 | 1576.0836 | 2460.8106 | 6969.277 |  | IPP CHP | Y | OP
NGCC | NY | Lockport Energy Associates LP | 54041 | GEN4 | NG | CC | 75.2 | 75.2 | 1531 | 3264.8965 | 0.85922 | 2433.7061 | 3799.8554 | 10761.594 |  | IPP CHP | Y | OP
EXCLUDE | NY | Long Island Solar Farm LLC | 57589 | 9WUBN | SUN | PV | 31.5 | 31.5 | 0 | 6443 |  |  | 6443 | 0 |  | IPP Non-CHP | N | OP |  | Non Combustion (NUC, WAT, WND, GEO, or SUN)
EXCLUDE | NY | Longfalls Facility | 54548 | 1 | WAT | HY | 3.3 | 3 | 0 | 9 |  |  | 9 | 0 |  | IPP Non-CHP | N | OP |  | Non Combustion (NUC, WAT, WND, GEO, or SUN)
EXCLUDE | NY | Lovett | 2629 | 3 | NG | ST | 69 | 69 | 0 | 0 |  |  | 0 | 0 |  | IPP Non-CHP | N | RE | 2007 | Retired in 2007
EXCLUDE | NY | Lovett | 2629 | 4 | BIT | ST | 179.5 | 172 | 0 | 0 |  |  | 0 | 0 |  | IPP Non-CHP | N | RE | 2007 | Retired in 2007
EXCLUDE | NY | Lovett | 2629 | 5 | BIT | ST | 200.6 | 191 | 0 | 0 |  |  | 0 | 0 |  | IPP Non-CHP | N | RE | 2008 | Retired in 2008
EXCLUDE | NY | Lower Saranac Hydroelectric Facility | 10214 | GEN1 | WAT | HY | 3.2 | 3 | 0 | 18343.6418 |  |  | 18343.6418 | 0 |  | IPP Non-CHP | N | OP |  | Non Combustion (NUC, WAT, WND, GEO, or SUN)
EXCLUDE | NY | Lower Saranac Hydroelectric Facility | 10214 | GEN2 | WAT | HY | 3.2 | 3 | 0 | 18343.6418 |  |  | 18343.6418 | 0 |  | IPP Non-CHP | N | OP |  | Non Combustion (NUC, WAT, WND, GEO, or SUN)
EXCLUDE | NY | Lower Saranac Hydroelectric Facility | 10214 | GEN3 | WAT | HY | 0.3 | 0.3 | 0 | 1719.7164 |  |  | 1719.7164 | 0 |  | IPP Non-CHP | N | OP |  | Non Combustion (NUC, WAT, WND, GEO, or SUN)
EXCLUDE | NY | Lutheran Medical Center | 54769 | GEN1 | NG | IC | 0.8 | 0.8 | 0 | 0 | 0.9351 | 0 | 0 | 0 |  | Commercial CHP | Y | OP |  | Internal Combustion (PRMVR=IC)
EXCLUDE | NY | Lutheran Medical Center | 54769 | GEN2 | NG | IC | 0.8 | 0.8 | 0 | 0 | 0.9351 | 0 | 0 | 0 |  | Commercial CHP | Y | OP |  | Internal Combustion (PRMVR=IC)
EXCLUDE | NY | Lyons Falls Hydroelectric | 56703 | 1 | WAT | HY | 1 | 1 | 0 | 5300.1818 |  |  | 5300.1818 | 0 |  | IPP Non-CHP | N | OP |  | Non Combustion (NUC, WAT, WND, GEO, or SUN)
EXCLUDE | NY | Lyons Falls Hydroelectric | 56703 | 6 | WAT | HY | 1.2 | 1.2 | 0 | 6360.2182 |  |  | 6360.2182 | 0 |  | IPP Non-CHP | N | OP |  | Non Combustion (NUC, WAT, WND, GEO, or SUN)
EXCLUDE | NY | Lyons Falls Hydroelectric | 56703 | 7 | WAT | HY | 1.2 | 1.2 | 0 | 6360.2182 |  |  | 6360.2182 | 0 |  | IPP Non-CHP | N | OP |  | Non Combustion (NUC, WAT, WND, GEO, or SUN)
EXCLUDE | NY | Lyons Falls Hydroelectric | 56703 | 8 | WAT | HY | 1.2 | 1.2 | 0 | 6360.2182 |  |  | 6360.2182 | 0 |  | IPP Non-CHP | N | OP |  | Non Combustion (NUC, WAT, WND, GEO, or SUN)
EXCLUDE | NY | Lyons Falls Hydroelectric | 56703 | 9 | WAT | HY | 0.9 | 0.9 | 0 | 4770.1636 |  |  | 4770.1636 | 0 |  | IPP Non-CHP | N | OP |  | Non Combustion (NUC, WAT, WND, GEO, or SUN)
EXCLUDE | NY | Lyonsdale Associates | 50652 | GEN1 | WAT | HY | 1.5 | 0.9 | 0 | 6967 |  |  | 6967 | 0 |  | IPP Non-CHP | N | OP |  | Non Combustion (NUC, WAT, WND, GEO, or SUN)
EXCLUDE | NY | Lyonsdale Associates | 50652 | GEN2 | WAT | HY | 1.5 | 0.9 | 0 | 6967 |  |  | 6967 | 0 |  | IPP Non-CHP | N | OP |  | Non Combustion (NUC, WAT, WND, GEO, or SUN)
EXCLUDE | NY | MacArthur Waste to Energy Facility | 51038 | GEN1 | MSB | ST | 12.5 | 11 | 0 | 53794 |  |  | 53794 | 164396.9506 |  | IPP Non-CHP | N | OP |  | Non Fossil fuel type
EXCLUDE | NY | Macomb | 2583 | 1 | WAT | HY | 1 | 0.9 | 0 | 6545 |  |  | 6545 | 0 |  | IPP Non-CHP | N | OP |  | Non Combustion (NUC, WAT, WND, GEO, or SUN)
EXCLUDE | NY | Madison Windpower LLC | 55769 | MADW | WND | WT | 11.5 | 11.5 | 0 | 20449 |  |  | 20449 | 0 |  | IPP Non-CHP | N | OP |  | Non Combustion (NUC, WAT, WND, GEO, or SUN)
EXCLUDE | NY | Maple Ridge Wind Farm | 56290 | 1 | WND | WT | 137 | 137 | 0 | 319173.4099 |  |  | 319173.4099 | 0 |  | IPP Non-CHP | N | OP |  | Non Combustion (NUC, WAT, WND, GEO, or SUN)
EXCLUDE | NY | Maple Ridge Wind Farm | 56290 | 2 | WND | WT | 33 | 33 | 0 | 76881.1863 |  |  | 76881.1863 | 0 |  | IPP Non-CHP | N | OP |  | Non Combustion (NUC, WAT, WND, GEO, or SUN)
EXCLUDE | NY | Maple Ridge Wind Farm | 56290 | 3 | WND | WT | 91 | 91 | 0 | 212005.6957 |  |  | 212005.6957 | 0 |  | IPP Non-CHP | N | OP |  | Non Combustion (NUC, WAT, WND, GEO, or SUN)
EXCLUDE | NY | Maple Ridge Wind Farm | 56290 | 1A | WND | WT | 61 | 61 | 0 | 142113.7081 |  |  | 142113.7081 | 0 |  | IPP Non-CHP | N | OP |  | Non Combustion (NUC, WAT, WND, GEO, or SUN)
EXCLUDE | NY | Marble River Wind Farm | 56857 | GEN1 | WND | WT | 200 | 200 | 0 | 0 |  |  | 0 | 0 |  | IPP Non-CHP | N | U |  | Non Combustion (NUC, WAT, WND, GEO, or SUN)
NGCC | NY | Massena Energy Holdings LLC | 54592 | GEN1 | NG | CC | 66.5 | 46 | 900 | 2355.8325 |  |  | 2355.8325 | 1290.0134 |  | IPP Non-CHP | N | OP
NGCC | NY | Massena Energy Holdings LLC | 54592 | GEN2 | NG | CC | 35.6 | 35 | 900 | 1261.1675 |  |  | 1261.1675 | 690.5936 |  | IPP Non-CHP | N | OP
EXCLUDE | NY | Massena Energy Holdings LLC | 54592 | IC | DFO | IC | 2 | 2 | 0 | 0 |  |  | 0 | 0 |  | IPP Non-CHP | N | SB |  | Internal Combustion (PRMVR=IC)
EXCLUDE | NY | Middle Falls Hydro | 10219 | HY1 | WAT | HY | 1.1 | 0.4 | 0 | 5150.5 |  |  | 5150.5 | 0 |  | IPP Non-CHP | N | OP |  | Non Combustion (NUC, WAT, WND, GEO, or SUN)
EXCLUDE | NY | Middle Falls Hydro | 10219 | HY2 | WAT | HY | 1.1 | 0.4 | 0 | 5150.5 |  |  | 5150.5 | 0 |  | IPP Non-CHP | N | OP |  | Non Combustion (NUC, WAT, WND, GEO, or SUN)
EXCLUDE | NY | Mill C | 6486 | 1 | WAT | HY | 1 | 1 | 0 | 4535.8333 |  |  | 4535.8333 | 0 |  | Electric Utility | N | OP |  | Non Combustion (NUC, WAT, WND, GEO, or SUN)
EXCLUDE | NY | Mill C | 6486 | 2 | WAT | HY | 1.2 | 1.2 | 0 | 5443 |  |  | 5443 | 0 |  | Electric Utility | N | OP |  | Non Combustion (NUC, WAT, WND, GEO, or SUN)
EXCLUDE | NY | Mill C | 6486 | 3 | WAT | HY | 3.8 | 3.8 | 0 | 17236.1667 |  |  | 17236.1667 | 0 |  | Electric Utility | N | OP |  | Non Combustion (NUC, WAT, WND, GEO, or SUN)
EXCLUDE | NY | Minetto | 2586 | 1 | WAT | HY | 2 | 1.4 | 0 | 7925.8 |  |  | 7925.8 | 0 |  | IPP Non-CHP | N | OP |  | Non Combustion (NUC, WAT, WND, GEO, or SUN)
EXCLUDE | NY | Minetto | 2586 | 2 | WAT | HY | 2 | 1.3 | 0 | 7925.8 |  |  | 7925.8 | 0 |  | IPP Non-CHP | N | OP |  | Non Combustion (NUC, WAT, WND, GEO, or SUN)
EXCLUDE | NY | Minetto | 2586 | 3 | WAT | HY | 2 | 1.2 | 0 | 7925.8 |  |  | 7925.8 | 0 |  | IPP Non-CHP | N | OP |  | Non Combustion (NUC, WAT, WND, GEO, or SUN)
EXCLUDE | NY | Minetto | 2586 | 4 | WAT | HY | 2 | 1.5 | 0 | 7925.8 |  |  | 7925.8 | 0 |  | IPP Non-CHP | N | OP |  | Non Combustion (NUC, WAT, WND, GEO, or SUN)
EXCLUDE | NY | Minetto | 2586 | 5 | WAT | HY | 2 | 1.5 | 0 | 7925.8 |  |  | 7925.8 | 0 |  | IPP Non-CHP | N | OP |  | Non Combustion (NUC, WAT, WND, GEO, or SUN)
EXCLUDE | NY | MM Albany Energy | 55155 | UNT1 | LFG | IC | 0.9 | 0.9 | 0 | 0 |  |  | 0 | 0 |  | IPP Non-CHP | N | OP |  | Internal Combustion (PRMVR=IC)
EXCLUDE | NY | MM Albany Energy | 55155 | UNT2 | LFG | IC | 0.9 | 0.9 | 0 | 0 |  |  | 0 | 0 |  | IPP Non-CHP | N | OP |  | Internal Combustion (PRMVR=IC)
EXCLUDE | NY | MM Albany Energy | 55155 | UNT3 | LFG | IC | 0.9 | 0.9 | 0 | 0 |  |  | 0 | 0 |  | IPP Non-CHP | N | OP |  | Internal Combustion (PRMVR=IC)
EXCLUDE | NY | Model City Energy Facility | 55757 | GEN1 | LFG | IC | 0.8 | 0.8 | 0 | 0 |  |  | 0 | 0 |  | IPP Non-CHP | N | OP |  | Internal Combustion (PRMVR=IC)
EXCLUDE | NY | Model City Energy Facility | 55757 | GEN2 | LFG | IC | 0.8 | 0.8 | 0 | 0 |  |  | 0 | 0 |  | IPP Non-CHP | N | OP |  | Internal Combustion (PRMVR=IC)
EXCLUDE | NY | Model City Energy Facility | 55757 | GEN3 | LFG | IC | 0.8 | 0.8 | 0 | 0 |  |  | 0 | 0 |  | IPP Non-CHP | N | OP |  | Internal Combustion (PRMVR=IC)
EXCLUDE | NY | Model City Energy Facility | 55757 | GEN4 | LFG | IC | 0.8 | 0.8 | 0 | 0 |  |  | 0 | 0 |  | IPP Non-CHP | N | OP |  | Internal Combustion (PRMVR=IC)
EXCLUDE | NY | Model City Energy Facility | 55757 | GEN5 | LFG | IC | 0.8 | 0.8 | 0 | 0 |  |  | 0 | 0 |  | IPP Non-CHP | N | OP |  | Internal Combustion (PRMVR=IC)
EXCLUDE | NY | Model City Energy Facility | 55757 | GEN6 | LFG | IC | 0.8 | 0.8 | 0 | 0 |  |  | 0 | 0 |  | IPP Non-CHP | N | OP |  | Internal Combustion (PRMVR=IC)
EXCLUDE | NY | Model City Energy Facility | 55757 | GEN7 | LFG | IC | 0.8 | 0.8 | 0 | 0 |  |  | 0 | 0 |  | IPP Non-CHP | N | OP |  | Internal Combustion (PRMVR=IC)
EXCLUDE | NY | Modern Innovative Energy LLC | 56323 | GEN1 | LFG | IC | 1.6 | 1.6 | 0 | 0 |  |  | 0 | 0 |  | IPP Non-CHP | N | OP |  | Internal Combustion (PRMVR=IC)
EXCLUDE | NY | Modern Innovative Energy LLC | 56323 | GEN2 | LFG | IC | 1.6 | 1.6 | 0 | 0 |  |  | 0 | 0 |  | IPP Non-CHP | N | OP |  | Internal Combustion (PRMVR=IC)
EXCLUDE | NY | Modern Innovative Energy LLC | 56323 | GEN3 | LFG | IC | 1.6 | 1.6 | 0 | 0 |  |  | 0 | 0 |  | IPP Non-CHP | N | OP |  | Internal Combustion (PRMVR=IC)
EXCLUDE | NY | Modern Innovative Energy LLC | 56323 | GEN4 | LFG | IC | 1.6 | 1.6 | 0 | 0 |  |  | 0 | 0 |  | IPP Non-CHP | N | OP |  | Internal Combustion (PRMVR=IC)
EXCLUDE | NY | Modern Innovative Energy LLC | 56323 | GEN5 | LFG | IC | 1.6 | 1.6 | 0 | 0 |  |  | 0 | 0 |  | IPP Non-CHP | N | P |  | Internal Combustion (PRMVR=IC)
EXCLUDE | NY | Modern Innovative Energy LLC | 56323 | GEN6 | LFG | IC | 1.6 | 1.6 | 0 | 0 |  |  | 0 | 0 |  | IPP Non-CHP | N | P |  | Internal Combustion (PRMVR=IC)
EXCLUDE | NY | Modern Innovative Energy LLC | 56323 | GEN7 | LFG | IC | 1.6 | 1.6 | 0 | 0 |  |  | 0 | 0 |  | IPP Non-CHP | N | P |  | Internal Combustion (PRMVR=IC)
EXCLUDE | NY | Modern Innovative Energy LLC | 56323 | GEN8 | LFG | IC | 1.6 | 1.6 | 0 | 0 |  |  | 0 | 0 |  | IPP Non-CHP | N | P |  | Internal Combustion (PRMVR=IC)
EXCLUDE | NY | Mongaup | 2630 | GEN1 | WAT | HY | 4 | 4 | 0 | 18884 |  |  | 18884 | 0 |  | IPP Non-CHP | N | OP |  | Non Combustion (NUC, WAT, WND, GEO, or SUN)
EXCLUDE | NY | Monroe Livingston Gas Recovery | 50565 | GEN1 | LFG | IC | 0.8 | 0.8 | 0 | 0 |  |  | 0 | 0 |  | IPP Non-CHP | N | OP |  | Internal Combustion (PRMVR=IC)
EXCLUDE | NY | Monroe Livingston Gas Recovery | 50565 | GEN2 | LFG | IC | 0.8 | 0.8 | 0 | 0 |  |  | 0 | 0 |  | IPP Non-CHP | N | OP | 2013 | Internal Combustion (PRMVR=IC)
EXCLUDE | NY | Monroe Livingston Gas Recovery | 50565 | GEN3 | LFG | IC | 0.8 | 0.8 | 0 | 0 |  |  | 0 | 0 |  | IPP Non-CHP | N | RE | 2009 | Internal Combustion (PRMVR=IC)
EXCLUDE | NY | Montauk | 2515 | 2 | DFO | IC | 2 | 2 | 0 | 0 |  |  | 0 | 0 |  | Electric Utility | N | OP |  | Internal Combustion (PRMVR=IC)
EXCLUDE | NY | Montauk | 2515 | 3 | DFO | IC | 2 | 2 | 0 | 0 |  |  | 0 | 0 |  | Electric Utility | N | OP |  | Internal Combustion (PRMVR=IC)
EXCLUDE | NY | Montauk | 2515 | 4 | DFO | IC | 2 | 1.7 | 0 | 0 |  |  | 0 | 0 |  | Electric Utility | N | OP |  | Internal Combustion (PRMVR=IC)
EXCLUDE | NY | Moose River | 10196 | GEN1 | WAT | HY | 12.6 | 12.2 | 0 | 27561 |  |  | 27561 | 0 |  | IPP Non-CHP | N | OP |  | Non Combustion (NUC, WAT, WND, GEO, or SUN)
EXCLUDE | NY | Moshier | 2588 | 1 | WAT | HY | 4 | 3.3 | 0 | 20692.5 |  |  | 20692.5 | 0 |  | IPP Non-CHP | N | OP |  | Non Combustion (NUC, WAT, WND, GEO, or SUN)
EXCLUDE | NY | Moshier | 2588 | 2 | WAT | HY | 4 | 4.2 | 0 | 20692.5 |  |  | 20692.5 | 0 |  | IPP Non-CHP | N | OP |  | Non Combustion (NUC, WAT, WND, GEO, or SUN)
EXCLUDE | NY | Mt Ida Hydroelectric | 50031 | 3983 | WAT | HY | 1.5 | 1.5 | 0 | 6081 |  |  | 6081 | 0 |  | IPP Non-CHP | N | OP |  | Non Combustion (NUC, WAT, WND, GEO, or SUN)
EXCLUDE | NY | Mt Ida Hydroelectric | 50031 | 3986 | WAT | HY | 1.5 | 1.5 | 0 | 6081 |  |  | 6081 | 0 |  | IPP Non-CHP | N | OP |  | Non Combustion (NUC, WAT, WND, GEO, or SUN)
EXCLUDE | NY | Munnsville Wind Farm LLC | 56594 | MU1 | WND | WT | 34.5 | 34.5 | 0 | 87260 |  |  | 87260 | 0 |  | IPP Non-CHP | N | OP |  | Non Combustion (NUC, WAT, WND, GEO, or SUN)
EXCLUDE | NY | Narrows Gas Turbines Generating | 2499 | NT11 | NG | GT | 22 | 19.3 | 0 | 7119.4378 |  |  | 7119.4378 | 7108.3509 |  | IPP Non-CHP | N | OP |  | Simple Cycle Turbine (PRMVR=GT or OT) unit under 25MW
EXCLUDE | NY | Narrows Gas Turbines Generating | 2499 | NT12 | NG | GT | 22 | 17.3 | 0 | 7119.4378 |  |  | 7119.4378 | 7108.3509 |  | IPP Non-CHP | N | OP |  | Simple Cycle Turbine (PRMVR=GT or OT) unit under 25MW
EXCLUDE | NY | Narrows Gas Turbines Generating | 2499 | NT13 | NG | GT | 22 | 18.7 | 0 | 7119.4378 |  |  | 7119.4378 | 7108.3509 |  | IPP Non-CHP | N | OP |  | Simple Cycle Turbine (PRMVR=GT or OT) unit under 25MW
EXCLUDE | NY | Narrows Gas Turbines Generating | 2499 | NT14 | NG | GT | 22 | 19 | 0 | 7119.4378 |  |  | 7119.4378 | 7108.3509 |  | IPP Non-CHP | N | OP |  | Simple Cycle Turbine (PRMVR=GT or OT) unit under 25MW
EXCLUDE | NY | Narrows Gas Turbines Generating | 2499 | NT15 | NG | GT | 22 | 18.9 | 0 | 7119.4378 |  |  | 7119.4378 | 7108.3509 |  | IPP Non-CHP | N | OP |  | Simple Cycle Turbine (PRMVR=GT or OT) unit under 25MW
EXCLUDE | NY | Narrows Gas Turbines Generating | 2499 | NT16 | NG | GT | 22 | 17.6 | 0 | 7119.4378 |  |  | 7119.4378 | 7108.3509 |  | IPP Non-CHP | N | OP |  | Simple Cycle Turbine (PRMVR=GT or OT) unit under 25MW
EXCLUDE | NY | Narrows Gas Turbines Generating | 2499 | NT17 | NG | GT | 22 | 17.6 | 0 | 7119.4378 |  |  | 7119.4378 | 7108.3509 |  | IPP Non-CHP | N | OP |  | Simple Cycle Turbine (PRMVR=GT or OT) unit under 25MW
EXCLUDE | NY | Narrows Gas Turbines Generating | 2499 | NT18 | NG | GT | 22 | 17.9 | 0 | 7119.4378 |  |  | 7119.4378 | 7108.3509 |  | IPP Non-CHP | N | OP |  | Simple Cycle Turbine (PRMVR=GT or OT) unit under 25MW
EXCLUDE | NY | Narrows Gas Turbines Generating | 2499 | NT21 | NG | GT | 22 | 20 | 0 | 7119.4378 |  |  | 7119.4378 | 7108.3509 |  | IPP Non-CHP | N | OP |  | Simple Cycle Turbine (PRMVR=GT or OT) unit under 25MW
EXCLUDE | NY | Narrows Gas Turbines Generating | 2499 | NT22 | NG | GT | 22 | 17.9 | 0 | 7119.4378 |  |  | 7119.4378 | 7108.3509 |  | IPP Non-CHP | N | OP |  | Simple Cycle Turbine (PRMVR=GT or OT) unit under 25MW
EXCLUDE | NY | Narrows Gas Turbines Generating | 2499 | NT23 | NG | GT | 22 | 17.5 | 0 | 7119.4378 |  |  | 7119.4378 | 7108.3509 |  | IPP Non-CHP | N | OP |  | Simple Cycle Turbine (PRMVR=GT or OT) unit under 25MW
EXCLUDE | NY | Narrows Gas Turbines Generating | 2499 | NT24 | NG | GT | 22 | 18.7 | 0 | 7119.4378 |  |  | 7119.4378 | 7108.3509 |  | IPP Non-CHP | N | OP |  | Simple Cycle Turbine (PRMVR=GT or OT) unit under 25MW
EXCLUDE | NY | Narrows Gas Turbines Generating | 2499 | NT25 | NG | GT | 22 | 18.5 | 0 | 7119.4378 |  |  | 7119.4378 | 7108.3509 |  | IPP Non-CHP | N | OP |  | Simple Cycle Turbine (PRMVR=GT or OT) unit under 25MW
EXCLUDE | NY | Narrows Gas Turbines Generating | 2499 | NT26 | NG | GT | 22 | 16.4 | 0 | 7119.4378 |  |  | 7119.4378 | 7108.3509 |  | IPP Non-CHP | N | OP |  | Simple Cycle Turbine (PRMVR=GT or OT) unit under 25MW
EXCLUDE | NY | Narrows Gas Turbines Generating | 2499 | NT27 | NG | GT | 22 | 19.6 | 0 | 7119.4378 |  |  | 7119.4378 | 7108.3509 |  | IPP Non-CHP | N | OP |  | Simple Cycle Turbine (PRMVR=GT or OT) unit under 25MW
EXCLUDE | NY | Narrows Gas Turbines Generating | 2499 | NT28 | NG | GT | 22 | 17.7 | 0 | 7119.4378 |  |  | 7119.4378 | 7108.3509 |  | IPP Non-CHP | N | OP |  | Simple Cycle Turbine (PRMVR=GT or OT) unit under 25MW
NGCC | NY | Nassau Energy Corp | 52056 | GT1 | NG | CC | 43 | 43 | 633 | 268632.1159 | 0.60276 | 805421.6694 | 445673.8076 | 167966.0613 |  | IPP CHP | Y | OP
NGCC | NY | Nassau Energy Corp | 52056 | ST1 | NG | CC | 12 | 12 | 633 | 74967.1021 | 0.60276 | 224768.838 | 124374.0858 | 46874.2497 | 1 | IPP CHP | Y | OP
EXCLUDE | NY | Neversink | 2483 | H1 | WAT | HY | 25 | 22 | 0 | 41076 |  |  | 41076 | 0 |  | Electric Utility | N | OP |  | Non Combustion (NUC, WAT, WND, GEO, or SUN)
EXCLUDE | NY | New York Methodist Hospital | 52091 | 3A | NG | IC | 0.9 | 0.7 | 0 | 0 | 0.40591 | 0 | 0 | 0 |  | Commercial CHP | Y | OP |  | Internal Combustion (PRMVR=IC)
EXCLUDE | NY | New York Methodist Hospital | 52091 | 4C | NG | IC | 0.9 | 0.7 | 0 | 0 | 0.40591 | 0 | 0 | 0 |  | Commercial CHP | Y | OP |  | Internal Combustion (PRMVR=IC)
EXCLUDE | NY | New York State Dam Hydro | 10221 | GEN1 | WAT | HY | 5.7 | 1.4 | 0 | 32785.5 |  |  | 32785.5 | 0 |  | IPP Non-CHP | N | OP |  | Non Combustion (NUC, WAT, WND, GEO, or SUN)
EXCLUDE | NY | New York State Dam Hydro | 10221 | GEN2 | WAT | HY | 5.7 | 1.4 | 0 | 32785.5 |  |  | 32785.5 | 0 |  | IPP Non-CHP | N | OP |  | Non Combustion (NUC, WAT, WND, GEO, or SUN)
EXCLUDE | NY | New York University Central Plant | 54808 | D2 | DFO | IC | 0.8 | 0.6 | 0 | 0 | 0 |  |  | 0 |  | Commercial CHP | Y | SB |  | Internal Combustion (PRMVR=IC)
EXCLUDE | NY | New York University Central Plant | 54808 | D3 | DFO | IC | 0.8 | 0.6 | 0 | 0 | 0 |  |  | 0 |  | Commercial CHP | Y | SB |  | Internal Combustion (PRMVR=IC)
EXCLUDE | NY | New York University Central Plant | 54808 | D4 | DFO | IC | 0.8 | 0.6 | 0 | 0 | 0 |  |  | 0 |  | Commercial CHP | Y | SB |  | Internal Combustion (PRMVR=IC)
EXCLUDE | NY | New York University Central Plant | 54808 | D5 | DFO | IC | 0.8 | 0.6 | 0 | 0 | 0 |  |  | 0 |  | Commercial CHP | Y | SB |  | Internal Combustion (PRMVR=IC)
EXCLUDE | NY | New York University Central Plant | 54808 | D6 | DFO | IC | 0.8 | 0.6 | 0 | 0 | 0 |  |  | 0 |  | Commercial CHP | Y | SB |  | Internal Combustion (PRMVR=IC)
EXCLUDE | NY | New York University Central Plant | 54808 | D7 | DFO | IC | 0.8 | 0.6 | 0 | 0 | 0 |  |  | 0 |  | Commercial CHP | Y | SB |  | Internal Combustion (PRMVR=IC)
EXCLUDE | NY | New York University Central Plant | 54808 | DI | DFO | IC | 0.8 | 0.6 | 0 | 0 | 0 |  |  | 0 |  | Commercial CHP | Y | SB |  | Internal Combustion (PRMVR=IC)
EXCLUDE | NY | New York University Central Plant | 54808 | GT1 | NG | CC | 5.5 | 5.5 | 0 | 0 |  |  | 0 | 0 |  | Commercial CHP | N | OP |  | Combined Cycle (PRMVR=CC) unit under 25MW
EXCLUDE | NY | New York University Central Plant | 54808 | GT2 | NG | CC | 5.5 | 5.5 | 0 | 0 |  |  | 0 | 0 |  | Commercial CHP | N | OP |  | Combined Cycle (PRMVR=CC) unit under 25MW
EXCLUDE | NY | New York University Central Plant | 54808 | T1 | NG | CC | 2.4 | 1.8 | 0 | 0 | 0.94899 | 0 | 0 | 0 |  | Commercial CHP | Y | OP |  | Combined Cycle (PRMVR=CC) unit under 25MW
EXCLUDE | NY | Newport Hydro | 50354 | 1 | WAT | HY | 0.8 | 0.8 | 0 | 3895.0588 |  |  | 3895.0588 | 0 |  | IPP Non-CHP | N | OP |  | Non Combustion (NUC, WAT, WND, GEO, or SUN)
EXCLUDE | NY | Newport Hydro | 50354 | 2 | WAT | HY | 0.8 | 0.8 | 0 | 3895.0588 |  |  | 3895.0588 | 0 |  | IPP Non-CHP | N | OP |  | Non Combustion (NUC, WAT, WND, GEO, or SUN)
EXCLUDE | NY | Newport Hydro | 50354 | 3 | WAT | HY | 0.1 | 0.1 | 0 | 486.8824 |  |  | 486.8824 | 0 |  | IPP Non-CHP | N | OP |  | Non Combustion (NUC, WAT, WND, GEO, or SUN)
EXCLUDE | NY | Nine Mile Point Nuclear Station | 2589 | 1 | NUC | ST | 641.8 | 630 | 0 | 4778852.3877 |  |  | 4778852.3877 | 0 |  | IPP Non-CHP | N | OP |  | Non Combustion (NUC, WAT, WND, GEO, or SUN)
EXCLUDE | NY | Nine Mile Point Nuclear Station | 2589 | 2 | NUC | ST | 1259.3 | 1143 | 0 | 9376766.6123 |  |  | 9376766.6123 | 0 |  | IPP Non-CHP | N | OP |  | Non Combustion (NUC, WAT, WND, GEO, or SUN)
EXCLUDE | NY | Noble Altona Windpark LLC | 56901 | 1 | WND | WT | 97.5 | 97.5 | 0 | 178655 |  |  | 178655 | 0 |  | IPP Non-CHP | N | OP |  | Non Combustion (NUC, WAT, WND, GEO, or SUN)
EXCLUDE | NY | Noble Bellmont Windpark LLC | 56903 | 1 | WND | WT | 21 | 21 | 0 | 0 |  |  | 0 | 0 |  | IPP Non-CHP | N | U |  | Non Combustion (NUC, WAT, WND, GEO, or SUN)
EXCLUDE | NY | Noble Bliss Windpark LLC | 56620 | 1 | WND | WT | 100.5 | 100.5 | 0 | 190851 |  |  | 190851 | 0 |  | IPP Non-CHP | N | OP |  | Non Combustion (NUC, WAT, WND, GEO, or SUN)
EXCLUDE | NY | Noble Chateaugay Windpark LLC | 56904 | 1 | WND | WT | 106.5 | 106.5 | 0 | 201776 |  |  | 201776 | 0 |  | IPP Non-CHP | N | OP |  | Non Combustion (NUC, WAT, WND, GEO, or SUN)
EXCLUDE | NY | Noble Clinton Windpark LLC | 56618 | 1 | WND | WT | 100.5 | 100.5 | 0 | 174355 |  |  | 174355 | 0 |  | IPP Non-CHP | N | OP |  | Non Combustion (NUC, WAT, WND, GEO, or SUN)
EXCLUDE | NY | Noble Ellenburg Windpark LLC | 56619 | 1 | WND | WT | 81 | 81 | 0 | 167931 |  |  | 167931 | 0 |  | IPP Non-CHP | N | OP |  | Non Combustion (NUC, WAT, WND, GEO, or SUN)
EXCLUDE | NY | Noble Wethersfield Windpark LLC | 56902 | 1 | WND | WT | 126 | 126 | 0 | 256238 |  |  | 256238 | 0 |  | IPP Non-CHP | N | OP |  | Non Combustion (NUC, WAT, WND, GEO, or SUN)
EXCLUDE | NY | Norfolk | 2590 | 1 | WAT | HY | 5 | 4.3 | 0 | 31439 |  |  | 31439 | 0 |  | IPP Non-CHP | N | OP |  | Non Combustion (NUC, WAT, WND, GEO, or SUN)
EXCLUDE | NY | Normanskill Hydro Project | 50123 | GEN1 | WAT | HY | 1.2 | 1.2 | 0 | 4392 |  |  | 4392 | 0 |  | IPP Non-CHP | N | OP |  | Non Combustion (NUC, WAT, WND, GEO, or SUN)
SSTLOGN | NY | North 1st | 7915 | N01 | NG | GT | 47 | 47 | 475 | 83929 |  |  | 83929 | 49923.935 |  | Electric Utility | N | OP
OGST | NY | Northport | 2516 | 2 | NG | ST | 387 | 393.7 | 3900 | 710894 |  |  | 710894 | 497002.25 |  | Electric Utility | N | OP
OGST | NY | Northport | 2516 | 3 | NG | ST | 387 | 399.7 | 3900 | 1082552 |  |  | 1082552 | 708383.55 |  | Electric Utility | N | OP
OGST | NY | Northport | 2516 | 4 | NG | ST | 387 | 393 | 3800 | 1365956 |  |  | 1365956 | 855478.975 |  | Electric Utility | N | OP
EXCLUDE | NY | Northport | 2516 | GT1 | DFO | GT | 16 | 12.6 | 266 | 426 |  |  | 426 | 827.6 |  | Electric Utility | N | OP |  | Simple Cycle Turbine (PRMVR=GT or OT) unit under 25MW
OGST | NY | Northport | 2516 | ST1 | NG | ST | 387 | 394.5 | 3900 | 310143 |  |  | 310143 | 257967.35 |  | Electric Utility | N | OP
EXCLUDE | NY | Norwood | 2591 | 1 | WAT | HY | 2 | 2.1 | 0 | 15050 |  |  | 15050 | 0 |  | IPP Non-CHP | N | OP |  | Non Combustion (NUC, WAT, WND, GEO, or SUN)
EXCLUDE | NY | OBP Cogen | 57798 | 1OBP | NG | GT | 4.6 | 4.6 | 0 | 31761 | 0.91234 | 13882.7806 | 34812.6077 | 21295.5128 |  | Commercial CHP | Y | OP |  | Simple Cycle Turbine (PRMVR=GT or OT) unit under 25MW
EXCLUDE | NY | Oceanside Energy | 50348 | GEN5 | LFG | IC | 0.7 | 0.6 | 0 | 0 |  |  | 0 | 0 |  | IPP Non-CHP | N | RE | 2002 | Internal Combustion (PRMVR=IC)
EXCLUDE | NY | Oceanside Energy | 50348 | GEN6 | LFG | IC | 0.7 | 0.6 | 0 | 0 |  |  | 0 | 0 |  | IPP Non-CHP | N | RE | 2002 | Internal Combustion (PRMVR=IC)
EXCLUDE | NY | Oceanside Energy | 50348 | OS1 | LFG | IC | 0.7 | 0.6 | 0 | 0 |  |  | 0 | 0 |  | IPP Non-CHP | N | RE | 2009 | Internal Combustion (PRMVR=IC)
EXCLUDE | NY | Oceanside Energy | 50348 | OS2 | LFG | IC | 0.7 | 0.6 | 0 | 0 |  |  | 0 | 0 |  | IPP Non-CHP | N | RE | 2008 | Internal Combustion (PRMVR=IC)
EXCLUDE | NY | Oceanside Energy | 50348 | OS3 | LFG | IC | 0.7 | 0.6 | 0 | 0 |  |  | 0 | 0 |  | IPP Non-CHP | N | OP |  | Internal Combustion (PRMVR=IC)
EXCLUDE | NY | Oceanside Energy | 50348 | OS4 | LFG | IC | 0.7 | 0.7 | 0 | 0 |  |  | 0 | 0 |  | IPP Non-CHP | N | RE | 2001 | Internal Combustion (PRMVR=IC)
EXCLUDE | NY | Ogdensburg | 52058 | 1 | WAT | HY | 0.7 | 0.3 | 0 | 2733.8 |  |  | 2733.8 | 0 |  | IPP Non-CHP | N | OP |  | Non Combustion (NUC, WAT, WND, GEO, or SUN)
EXCLUDE | NY | Ogdensburg | 52058 | 2 | WAT | HY | 0.7 | 0.3 | 0 | 2733.8 |  |  | 2733.8 | 0 |  | IPP Non-CHP | N | OP |  | Non Combustion (NUC, WAT, WND, GEO, or SUN)
EXCLUDE | NY | Ogdensburg | 52058 | 3 | WAT | HY | 0.7 | 0.3 | 0 | 2733.8 |  |  | 2733.8 | 0 |  | IPP Non-CHP | N | OP |  | Non Combustion (NUC, WAT, WND, GEO, or SUN)
EXCLUDE | NY | Ogdensburg | 52058 | 4 | WAT | HY | 0.7 | 0.3 | 0 | 2733.8 |  |  | 2733.8 | 0 |  | IPP Non-CHP | N | OP |  | Non Combustion (NUC, WAT, WND, GEO, or SUN)
EXCLUDE | NY | Ogdensburg | 52058 | 5 | WAT | HY | 0.7 | 0.3 | 0 | 2733.8 |  |  | 2733.8 | 0 |  | IPP Non-CHP | N | OP |  | Non Combustion (NUC, WAT, WND, GEO, or SUN)
EXCLUDE | NY | Ogdensburg Power | 10803 | GEN1 | NG | CC | 48.8 | 36 | 0 | 0 | 0 |  |  | 0 |  | IPP CHP | Y | RE | 2007 | Retired in 2007
EXCLUDE | NY | Ogdensburg Power | 10803 | GEN2 | NG | CC | 23.6 | 19.6 | 0 | 0 | 0 |  |  | 0 |  | IPP CHP | Y | RE | 2007 | Combined Cycle (PRMVR=CC) unit under 25MW
NGCC | NY | Ogdensburg Power | 10803 | GEN3 | NG | CC | 26.9 | 23 | 0 | 0 | 0 |  |  | 0 |  | IPP CHP | Y | OS
EXCLUDE | NY | Oneida Herkimer | 57404 | GEN1 | LFG | IC | 1.6 | 1.6 | 0 | 0 |  |  | 0 | 0 |  | IPP Non-CHP | N | V |  | Internal Combustion (PRMVR=IC)
EXCLUDE | NY | Onondaga County Resource Recovery | 50662 | GEN1 | MSB | ST | 39.5 | 30 | 0 | 206189 |  |  | 206189 | 355668.4728 |  | Commercial Non-CHP | N | OP |  | Non Fossil fuel type
EXCLUDE | NY | Onondaga Energy Partners LP | 50346 | ON1 | LFG | IC | 0.7 | 0.6 | 0 | 0 |  |  | 0 | 0 |  | IPP Non-CHP | N | RE | 2010 | Internal Combustion (PRMVR=IC)
EXCLUDE | NY | Ontario LFGTE | 56250 | GEN1 | LFG | IC | 0.8 | 0.8 | 0 | 0 |  |  | 0 | 0 |  | IPP Non-CHP | N | OP |  | Internal Combustion (PRMVR=IC)
EXCLUDE | NY | Ontario LFGTE | 56250 | GEN10 | LFG | IC | 1.6 | 1.6 | 0 | 0 |  |  | 0 | 0 |  | IPP Non-CHP | N | L |  | Internal Combustion (PRMVR=IC)
EXCLUDE | NY | Ontario LFGTE | 56250 | GEN11 | LFG | IC | 1.6 | 1.6 | 0 | 0 |  |  | 0 | 0 |  | IPP Non-CHP | N | L |  | Internal Combustion (PRMVR=IC)
EXCLUDE | NY | Ontario LFGTE | 56250 | GEN2 | LFG | IC | 0.8 | 0.8 | 0 | 0 |  |  | 0 | 0 |  | IPP Non-CHP | N | OP |  | Internal Combustion (PRMVR=IC)
EXCLUDE | NY | Ontario LFGTE | 56250 | GEN3 | LFG | IC | 0.8 | 0.8 | 0 | 0 |  |  | 0 | 0 |  | IPP Non-CHP | N | OP |  | Internal Combustion (PRMVR=IC)
EXCLUDE | NY | Ontario LFGTE | 56250 | GEN4 | LFG | IC | 0.8 | 0.8 | 0 | 0 |  |  | 0 | 0 |  | IPP Non-CHP | N | OP |  | Internal Combustion (PRMVR=IC)
EXCLUDE | NY | Ontario LFGTE | 56250 | GEN5 | LFG | IC | 0.8 | 0.8 | 0 | 0 |  |  | 0 | 0 |  | IPP Non-CHP | N | OP |  | Internal Combustion (PRMVR=IC)
EXCLUDE | NY | Ontario LFGTE | 56250 | GEN6 | LFG | IC | 0.8 | 0.8 | 0 | 0 |  |  | 0 | 0 |  | IPP Non-CHP | N | OP |  | Internal Combustion (PRMVR=IC)
EXCLUDE | NY | Ontario LFGTE | 56250 | GEN7 | LFG | IC | 0.8 | 0.8 | 0 | 0 |  |  | 0 | 0 |  | IPP Non-CHP | N | OP |  | Internal Combustion (PRMVR=IC)
EXCLUDE | NY | Ontario LFGTE | 56250 | GEN8 | LFG | IC | 0.8 | 0.8 | 0 | 0 |  |  | 0 | 0 |  | IPP Non-CHP | N | OP |  | Internal Combustion (PRMVR=IC)
EXCLUDE | NY | Ontario LFGTE | 56250 | GEN9 | LFG | IC | 1.6 | 1.6 | 0 | 0 |  |  | 0 | 0 |  | IPP Non-CHP | N | L |  | Internal Combustion (PRMVR=IC)
EXCLUDE | NY | Orange County New York | 10047 | 1 | LFG | GT | 3.3 | 2.1 | 0 | 0 |  |  | 0 | 0 |  | IPP Non-CHP | N | RE | 2003 | Non Fossil fuel type
EXCLUDE | NY | Oswego County Energy Recovery | 50907 | UNT1 | MSB | ST | 1.8 | 1.7 | 0 | 5003.745 | 0.074448 | 283002.7897 | 67211.275 | 37943.9015 |  | Commercial CHP | Y | OP |  | Non Fossil fuel type
EXCLUDE | NY | Oswego County Energy Recovery | 50907 | UNT2 | MSB | ST | 1.8 | 1.7 | 0 | 5003.745 | 0.074448 | 283002.7897 | 67211.275 | 37943.9015 |  | Commercial CHP | Y | OP |  | Non Fossil fuel type
EXCLUDE | NY | Oswego Falls East | 2595 | 1 | WAT | HY | 2 | 1.4 | 0 | 7281.6667 |  |  | 7281.6667 | 0 |  | IPP Non-CHP | N | OP |  | Non Combustion (NUC, WAT, WND, GEO, or SUN)
EXCLUDE | NY | Oswego Falls East | 2595 | 2 | WAT | HY | 2 | 1.4 | 0 | 7281.6667 |  |  | 7281.6667 | 0 |  | IPP Non-CHP | N | OP |  | Non Combustion (NUC, WAT, WND, GEO, or SUN)
EXCLUDE | NY | Oswego Falls East | 2595 | 3 | WAT | HY | 2 | 1.9 | 0 | 7281.6667 |  |  | 7281.6667 | 0 |  | IPP Non-CHP | N | OP |  | Non Combustion (NUC, WAT, WND, GEO, or SUN)
EXCLUDE | NY | Oswego Falls West | 2596 | 3 | WAT | HY | 1 | 1 | 0 | 0 |  |  | 0 | 0 |  | IPP Non-CHP | N | RE | 2005 | Non Combustion (NUC, WAT, WND, GEO, or SUN)
EXCLUDE | NY | Oswego Falls West | 2596 | 4 | WAT | HY | 1 | 1 | 0 | 5419.5 |  |  | 5419.5 | 0 |  | IPP Non-CHP | N | OP |  | Non Combustion (NUC, WAT, WND, GEO, or SUN)
EXCLUDE | NY | Oswego Falls West | 2596 | 5 | WAT | HY | 1 | 1 | 0 | 5419.5 |  |  | 5419.5 | 0 |  | IPP Non-CHP | N | OP |  | Non Combustion (NUC, WAT, WND, GEO, or SUN)
EXCLUDE | NY | Oswego Harbor Power | 2594 | 3 | NG | ST | 92 | 85.6 | 0 | 0 |  |  | 0 | 0 |  | IPP Non-CHP | N | RE | 2003 | Retired in 2003
OGST | NY | Oswego Harbor Power | 2594 | ST5 | RFO | ST | 901.8 | 823.5 | 9422 | 40242 |  |  | 40242 | 41615.05 |  | Electric Utility/IPP Non-CHP | N | OP
OGST | NY | Oswego Harbor Power | 2594 | ST6 | RFO | ST | 901.8 | 820.8 | 9491 | 28004 |  |  | 28004 | 29045.043 |  | Electric Utility/IPP Non-CHP | N | OP
EXCLUDE | NY | Oyster Bay Energy Partners LP | 50345 | OB1 | LFG | IC | 0.7 | 0.6 | 0 | 0 |  |  | 0 | 0 |  | IPP Non-CHP | N | RE | 2001 | Internal Combustion (PRMVR=IC)
EXCLUDE | NY | Oyster Bay Energy Partners LP | 50345 | OB2 | LFG | IC | 0.7 | 0.6 | 0 | 0 |  |  | 0 | 0 |  | IPP Non-CHP | N | RE | 2001 | Internal Combustion (PRMVR=IC)
EXCLUDE | NY | Parishville | 2597 | 1 | WAT | HY | 3 | 2.3 | 0 | 14178 |  |  | 14178 | 0 |  | IPP Non-CHP | N | OP |  | Non Combustion (NUC, WAT, WND, GEO, or SUN)
EXCLUDE | NY | Peak Power 1 Cogen | 57789 | GEN1 | NG | IC | 2.1 | 2 | 0 | 0 |  |  | 0 | 0 |  | Commercial Non-CHP | N | OP |  | Internal Combustion (PRMVR=IC)
EXCLUDE | NY | Peak Power 1 Cogen | 57789 | GEN2 | NG | IC | 2.1 | 2 | 0 | 0 |  |  | 0 | 0 |  | Commercial Non-CHP | N | OP |  | Internal Combustion (PRMVR=IC)
EXCLUDE | NY | Peak Power 1 Cogen | 57789 | GEN3 | NG | IC | 2.1 | 2 | 0 | 0 |  |  | 0 | 0 |  | Commercial Non-CHP | N | OP |  | Internal Combustion (PRMVR=IC)
EXCLUDE | NY | Philadlephia | 10197 | GEN1 | WAT | HY | 3.6 | 3.3 | 0 | 10873 |  |  | 10873 | 0 |  | IPP Non-CHP | N | OP |  | Non Combustion (NUC, WAT, WND, GEO, or SUN)
EXCLUDE | NY | Phoenix Hydro Project | 54865 | 1-02 | WAT | HY | 1.7 | 0.5 | 0 | 5052.5 |  |  | 5052.5 | 0 |  | IPP Non-CHP | N | OP |  | Non Combustion (NUC, WAT, WND, GEO, or SUN)
EXCLUDE | NY | Phoenix Hydro Project | 54865 | 2-01 | WAT | HY | 1.7 | 0.6 | 0 | 5052.5 |  |  | 5052.5 | 0 |  | IPP Non-CHP | N | OP |  | Non Combustion (NUC, WAT, WND, GEO, or SUN)
EXCLUDE | NY | Piercefield | 2598 | 1 | WAT | HY | 1.5 | 1.6 | 0 | 10573.8889 |  |  | 10573.8889 | 0 |  | IPP Non-CHP | N | OP |  | Non Combustion (NUC, WAT, WND, GEO, or SUN)
EXCLUDE | NY | Piercefield | 2598 | 2 | WAT | HY | 0.6 | 0.6 | 0 | 4229.5556 |  |  | 4229.5556 | 0 |  | IPP Non-CHP | N | OP |  | Non Combustion (NUC, WAT, WND, GEO, or SUN)
EXCLUDE | NY | Piercefield | 2598 | 3 | WAT | HY | 0.6 | 0.6 | 0 | 4229.5556 |  |  | 4229.5556 | 0 |  | IPP Non-CHP | N | OP |  | Non Combustion (NUC, WAT, WND, GEO, or SUN)
NGCC | NY | Pinelawn Power LLC | 56188 | CTG | NG | CC | 50 | 47 | 850 | 62814.6341 |  |  | 62814.6341 | 31875.625 |  | Electric Utility/IPP Non-CHP | N | OP
NGCC | NY | Pinelawn Power LLC | 56188 | STG | NG | CC | 32 | 27.5 | 850 | 40201.3659 |  |  | 40201.3659 | 20400.4 |  | Electric Utility/IPP Non-CHP | N | OP
EXCLUDE | NY | Plant No 1 | 2678 | 1 | DFO | IC | 2.1 | 1.5 | 0 | 0 |  |  | 0 | 0 |  | Electric Utility | N | OP |  | Internal Combustion (PRMVR=IC)
EXCLUDE | NY | Plant No 1 | 2678 | 2 | DFO | IC | 2.9 | 2.2 | 0 | 0 |  |  | 0 | 0 |  | Electric Utility | N | OP |  | Internal Combustion (PRMVR=IC)
EXCLUDE | NY | Plant No 1 | 2678 | 3 | DFO | IC | 3.1 | 2 | 0 | 0 |  |  | 0 | 0 |  | Electric Utility | N | OP |  | Internal Combustion (PRMVR=IC)
EXCLUDE | NY | Plant No 1 | 2678 | 4 | DFO | IC | 5.1 | 4.5 | 0 | 0 |  |  | 0 | 0 |  | Electric Utility | N | OP |  | Internal Combustion (PRMVR=IC)
EXCLUDE | NY | Plant No 2 | 2679 | 1 | DFO | IC | 9.6 | 8 | 0 | 0 |  |  | 0 | 0 |  | Electric Utility | N | RE | 2004 | Internal Combustion (PRMVR=IC)
EXCLUDE | NY | Plant No 2 | 2679 | 2 | DFO | IC | 9.6 | 8 | 0 | 0 |  |  | 0 | 0 |  | Electric Utility | N | RE | 2004 | Internal Combustion (PRMVR=IC)
EXCLUDE | NY | Plant No 2 | 2679 | 3 | DFO | GT | 18.1 | 16.8 | 109.383 | 12275.3003 |  |  | 12275.3003 | 7325.336 |  | Electric Utility | N | OP |  | Simple Cycle Turbine (PRMVR=GT or OT) unit under 25MW
SSTLOGN | NY | Plant No 2 | 2679 | CT5 | NG | GT | 60.5 | 49 | 365.617 | 41030.6997 |  |  | 41030.6997 | 24485.239 |  | Electric Utility | N | OP
EXCLUDE | NY | Port Jefferson | 2517 | 2 | RFO | ST | 46 | 42.2 | 0 | 0 |  |  | 0 | 0 |  | Electric Utility | N | RE | 1997 | Retired in 1997
OGST | NY | Port Jefferson | 2517 | 3 | NG | ST | 188 | 196.7 | 1950 | 160823 |  |  | 160823 | 127145.6 |  | Electric Utility | N | OP
OGST | NY | Port Jefferson | 2517 | 4 | NG | ST | 188 | 197.2 | 1998 | 257363 |  |  | 257363 | 195044.925 |  | Electric Utility | N | OP
EXCLUDE | NY | Port Jefferson | 2517 | GT1 | DFO | GT | 16 | 12.4 | 266 | 101.5504 |  |  | 101.5504 | 311.1 |  | Electric Utility | N | OP |  | Simple Cycle Turbine (PRMVR=GT or OT) unit under 25MW
SSTLOGN | NY | Port Jefferson | 2517 | GT2 | NG | GT | 53 | 42.4 | 881.125 | 54277.2122 |  |  | 54277.2122 | 36945.475 |  | Electric Utility | N | OP
SSTLOGN | NY | Port Jefferson | 2517 | GT3 | NG | GT | 53 | 39.9 | 881.125 | 54277.2122 |  |  | 54277.2122 | 42386.55 |  | Electric Utility | N | OP
EXCLUDE | NY | Port Jefferson | 2517 | ST1 | RFO | ST | 46 | 42.2 | 0 | 0 |  |  | 0 | 0 |  | Electric Utility | N | RE | 1997 | Retired in 1997
EXCLUDE | NY | Port Leyden Hydroelectric Project | 10817 | GEN1 | WAT | HY | 0.5 | 0.5 | 0 | 2138 |  |  | 2138 | 0 |  | IPP Non-CHP | N | OP |  | Non Combustion (NUC, WAT, WND, GEO, or SUN)
EXCLUDE | NY | Port Leyden Hydroelectric Project | 10817 | GEN2 | WAT | HY | 0.5 | 0.5 | 0 | 2138 |  |  | 2138 | 0 |  | IPP Non-CHP | N | OP |  | Non Combustion (NUC, WAT, WND, GEO, or SUN)
SSTLOGN | NY | Pouch | 8053 | N01 | NG | GT | 47 | 47 | 517 | 110736 |  |  | 110736 | 65222.701 |  | Electric Utility | N | OP
EXCLUDE | NY | Prospect | 2599 | 1 | WAT | HY | 19 | 18.3 | 0 | 77540 |  |  | 77540 | 0 |  | IPP Non-CHP | N | OP |  | Non Combustion (NUC, WAT, WND, GEO, or SUN)
EXCLUDE | NY | Pyrites Plant | 10547 | GEN1 | WAT | HY | 1.2 | 1.1 | 0 | 4803.6585 |  |  | 4803.6585 | 0 |  | IPP Non-CHP | N | OP |  | Non Combustion (NUC, WAT, WND, GEO, or SUN)
EXCLUDE | NY | Pyrites Plant | 10547 | GEN2 | WAT | HY | 3.5 | 3.3 | 0 | 14010.6707 |  |  | 14010.6707 | 0 |  | IPP Non-CHP | N | OP |  | Non Combustion (NUC, WAT, WND, GEO, or SUN)
EXCLUDE | NY | Pyrites Plant | 10547 | GEN3 | WAT | HY | 3.5 | 3.3 | 0 | 14010.6707 |  |  | 14010.6707 | 0 |  | IPP Non-CHP | N | OP |  | Non Combustion (NUC, WAT, WND, GEO, or SUN)
EXCLUDE | NY | R E Ginna Nuclear Power Plant | 6122 | 1 | NUC | ST | 614 | 580.9 | 0 | 4278532 |  |  | 4278532 | 0 |  | IPP Non-CHP | N | OP |  | Non Combustion (NUC, WAT, WND, GEO, or SUN)
EXCLUDE | NY | Rainbow Falls | 2600 | 1 | WAT | HY | 25 | 24 | 0 | 114057 |  |  | 114057 | 0 |  | IPP Non-CHP | N | OP |  | Non Combustion (NUC, WAT, WND, GEO, or SUN)
EXCLUDE | NY | Rainbow Falls | 6526 | 1 | WAT | HY | 1.3 | 1.3 | 0 | 4995.5 |  |  | 4995.5 | 0 |  | Electric Utility | N | OP |  | Non Combustion (NUC, WAT, WND, GEO, or SUN)
EXCLUDE | NY | Rainbow Falls | 6526 | 2 | WAT | HY | 1.3 | 1.3 | 0 | 4995.5 |  |  | 4995.5 | 0 |  | Electric Utility | N | OA |  | Non Combustion (NUC, WAT, WND, GEO, or SUN)
OGST | NY | Ravenswood | 2500 | 1 | NG | ST | 400 | 364.7 | 4204 | 602274 |  |  | 602274 | 402721.299 |  | Electric Utility/IPP Non-CHP | N | OP
OGST | NY | Ravenswood | 2500 | 2 | NG | ST | 400 | 362.7 | 4171 | 387691 |  |  | 387691 | 269302.35 |  | Electric Utility/IPP Non-CHP | N | OP
OGST | NY | Ravenswood | 2500 | 3 | NG | ST | 1027 | 961 | 9379 | 760916 |  |  | 760916 | 555750.5 |  | Electric Utility/IPP Non-CHP | N | OP
NGCC | NY | Ravenswood | 2500 | 4 | NG | CC | 170 | 142.3 | 2156 | 1052793.6705 |  |  | 1052793.6705 | 476667.233 |  | Electric Utility/IPP Non-CHP | N | OP
NGCC | NY | Ravenswood | 2500 | 4S | NG | CC | 80 | 69.9 | 2156 | 495432.3155 |  |  | 495432.3155 | 224313.992 |  | Electric Utility/IPP Non-CHP | N | OP
EXCLUDE | NY | Ravenswood | 2500 | GT1 | NG | GT | 18.6 | 9.3 | 190.9555 | 1107.1073 |  |  | 1107.1073 | 757.7735 |  | Electric Utility/IPP Non-CHP | N | SB |  | Simple Cycle Turbine (PRMVR=GT or OT) unit under 25MW
SSTLOGN | NY | Ravenswood | 2500 | GT10 | NG | GT | 25 | 20.3 | 256.6606 | 1488.0474 |  |  | 1488.0474 | 1018.5128 |  | Electric Utility/IPP Non-CHP | N | SB
SSTLOGN | NY | Ravenswood | 2500 | GT11 | NG | GT | 25 | 19.2 | 256.6606 | 1488.0474 |  |  | 1488.0474 | 1018.5128 |  | Electric Utility/IPP Non-CHP | N | SB
SSTLOGN | NY | Ravenswood | 2500 | GT21 | NG | GT | 42.9 | 37.8 | 440.4296 | 2553.4894 |  |  | 2553.4894 | 1747.7679 |  | Electric Utility/IPP Non-CHP | N | SB
SSTLOGN | NY | Ravenswood | 2500 | GT22 | NG | GT | 42.9 | 36.9 | 440.4296 | 2553.4894 |  |  | 2553.4894 | 1747.7679 |  | Electric Utility/IPP Non-CHP | N | SB
SSTLOGN | NY | Ravenswood | 2500 | GT23 | NG | GT | 42.9 | 37.4 | 440.4296 | 2553.4894 |  |  | 2553.4894 | 1747.7679 |  | Electric Utility/IPP Non-CHP | N | SB
SSTLOGN | NY | Ravenswood | 2500 | GT24 | NG | GT | 42.9 | 30.9 | 440.4296 | 2553.4894 |  |  | 2553.4894 | 1747.7679 |  | Electric Utility/IPP Non-CHP | N | SB
SSTLOGN | NY | Ravenswood | 2500 | GT31 | NG | GT | 42.9 | 36.9 | 440.4296 | 2553.4894 |  |  | 2553.4894 | 1747.7679 |  | Electric Utility/IPP Non-CHP | N | SB
SSTLOGN | NY | Ravenswood | 2500 | GT32 | NG | GT | 42.9 | 36.9 | 440.4296 | 2553.4894 |  |  | 2553.4894 | 1747.7679 |  | Electric Utility/IPP Non-CHP | N | SB
SSTLOGN | NY | Ravenswood | 2500 | GT33 | NG | GT | 42.9 | 39.1 | 440.4296 | 2553.4894 |  |  | 2553.4894 | 1747.7679 |  | Electric Utility/IPP Non-CHP | N | SB
SSTLOGN | NY | Ravenswood | 2500 | GT34 | NG | GT | 42.9 | 31.7 | 440.4296 | 2553.4894 |  |  | 2553.4894 | 1747.7679 |  | Electric Utility/IPP Non-CHP | N | OS
EXCLUDE | NY | Ravenswood | 2500 | GT4 | NG | GT | 21.1 | 11.1 | 216.6215 | 1255.912 |  |  | 1255.912 | 859.6248 |  | Electric Utility/IPP Non-CHP | N | SB |  | Simple Cycle Turbine (PRMVR=GT or OT) unit under 25MW
EXCLUDE | NY | Ravenswood | 2500 | GT5 | NG | GT | 21.1 | 12.5 | 216.6215 | 1255.912 |  |  | 1255.912 | 859.6248 |  | Electric Utility/IPP Non-CHP | N | SB |  | Simple Cycle Turbine (PRMVR=GT or OT) unit under 25MW
EXCLUDE | NY | Ravenswood | 2500 | GT6 | NG | GT | 22 | 12.7 | 225.8613 | 1309.4818 |  |  | 1309.4818 | 896.2912 |  | Electric Utility/IPP Non-CHP | N | SB |  | Simple Cycle Turbine (PRMVR=GT or OT) unit under 25MW
EXCLUDE | NY | Ravenswood | 2500 | GT7 | NG | GT | 22 | 12.7 | 225.8613 | 1309.4818 |  |  | 1309.4818 | 896.2912 |  | Electric Utility/IPP Non-CHP | N | SB |  | Simple Cycle Turbine (PRMVR=GT or OT) unit under 25MW
SSTLOGN | NY | Ravenswood | 2500 | GT8 | NG | GT | 25 | 20 | 256.6606 | 1488.0474 |  |  | 1488.0474 | 1018.5128 |  | Electric Utility/IPP Non-CHP | N | OS
SSTLOGN | NY | Ravenswood | 2500 | GT9 | NG | GT | 25 | 19.6 | 256.6606 | 1488.0474 |  |  | 1488.0474 | 1018.5128 |  | Electric Utility/IPP Non-CHP | N | SB
EXCLUDE | NY | Raymondville | 2601 | 1 | WAT | HY | 2 | 2 | 0 | 14974 |  |  | 14974 | 0 |  | IPP Non-CHP | N | OP |  | Non Combustion (NUC, WAT, WND, GEO, or SUN)
EXCLUDE | NY | ReEnergy Biomass LLC | 54526 | STG | WDS | ST | 21.1 | 19 | 0 | 121227 | 0.95168 | 28003.4431 | 127382.5048 | 199021.516 |  | IPP CHP | Y | OP |  | Non Fossil fuel type
EXCLUDE | NY | ReEnergy Chateaugay Power Station | 50277 | GEN1 | WDS | ST | 19.7 | 18 | 0 | 88438 |  |  | 88438 | 141614.905 |  | IPP Non-CHP | N | OP |  | Non Fossil fuel type
NGCC | NY | Rensselaer Cogen | 54034 | GEN1 | NG | CC | 57.9 | 47 | 786.8 | 5222.3529 |  |  | 5222.3529 | 2828.2847 |  | Electric Utility/IPP Non-CHP | N | OP
NGCC | NY | Rensselaer Cogen | 54034 | GEN2 | NG | CC | 39 | 33.4 | 786.8 | 3517.6471 |  |  | 3517.6471 | 1905.0623 |  | Electric Utility/IPP Non-CHP | N | OP
NGCC | NY | Richard M Flynn | 7314 | NA1 | NG | CC | 108 | 87.6 | 1325 | 698966.1173 |  |  | 698966.1173 | 333079.6021 |  | Electric Utility | N | OP
NGCC | NY | Richard M Flynn | 7314 | NA2 | NG | CC | 56 | 48.6 | 1325 | 362426.8757 |  |  | 362426.8757 | 172707.9419 |  | Electric Utility | N | OP
EXCLUDE | NY | Rio | 2631 | RIO | WAT | HY | 10 | 10 | 0 | 41314 |  |  | 41314 | 0 |  | IPP Non-CHP | N | OP |  | Non Combustion (NUC, WAT, WND, GEO, or SUN)
EXCLUDE | NY | Ripley Westfield Wind LLC | 57193 | WTG | WND | WT | 75 | 75 | 0 | 0 |  |  | 0 | 0 |  | IPP Non-CHP | N | L |  | Non Combustion (NUC, WAT, WND, GEO, or SUN)
EXCLUDE | NY | Riverbay | 52168 | GEN1 | RFO | ST | 6 | 5.6 | 0 | 0 |  |  | 0 | 0 |  | Commercial CHP | N | RE | 2006 | Steam unit (PRMVR=ST) under 25MW/250 MMBtu/hr
EXCLUDE | NY | Riverbay | 52168 | GEN2 | NG | CC | 16 | 13.8 | 0 | 53819.5001 | 0.61833 | 151133.4674 | 87040.5143 | 46472.7467 |  | Commercial CHP | Y | OP |  | Combined Cycle (PRMVR=CC) unit under 25MW
EXCLUDE | NY | Riverbay | 52168 | GEN3 | NG | CC | 12.9 | 11.1 | 0 | 43391.972 | 0.61833 | 121851.3581 | 70176.4147 | 37468.652 |  | Commercial CHP | Y | OP |  | Combined Cycle (PRMVR=CC) unit under 25MW
EXCLUDE | NY | Riverbay | 52168 | GEN4 | NG | CC | 12.9 | 11.1 | 0 | 43391.972 | 0.61833 | 121851.3581 | 70176.4147 | 37468.652 |  | Commercial CHP | Y | OP |  | Combined Cycle (PRMVR=CC) unit under 25MW
EXCLUDE | NY | Riverbay | 52168 | U0007 | DFO | IC | 1.7 | 1.5 | 0 | 0 |  |  | 0 | 0 |  | Commercial CHP | N | SB |  | Internal Combustion (PRMVR=IC)
EXCLUDE | NY | Robert Moses Niagara | 2693 | 1 | WAT | HY | 193.5 | 181.1 | 0 | 1173718.0585 |  |  | 1173718.0585 | 0 |  | Electric Utility | N | OP |  | Non Combustion (NUC, WAT, WND, GEO, or SUN)
EXCLUDE | NY | Robert Moses Niagara | 2693 | 2 | WAT | HY | 193.5 | 181 | 0 | 1173718.0585 |  |  | 1173718.0585 | 0 |  | Electric Utility | N | OP |  | Non Combustion (NUC, WAT, WND, GEO, or SUN)
EXCLUDE | NY | Robert Moses Niagara | 2693 | 3 | WAT | HY | 193.5 | 181 | 0 | 1173718.0585 |  |  | 1173718.0585 | 0 |  | Electric Utility | N | OP |  | Non Combustion (NUC, WAT, WND, GEO, or SUN)
EXCLUDE | NY | Robert Moses Niagara | 2693 | 4 | WAT | HY | 193.5 | 181 | 0 | 1173718.0585 |  |  | 1173718.0585 | 0 |  | Electric Utility | N | OP |  | Non Combustion (NUC, WAT, WND, GEO, or SUN)
EXCLUDE | NY | Robert Moses Niagara | 2693 | 5 | WAT | HY | 193.5 | 181 | 0 | 1173718.0585 |  |  | 1173718.0585 | 0 |  | Electric Utility | N | OP |  | Non Combustion (NUC, WAT, WND, GEO, or SUN)
EXCLUDE | NY | Robert Moses Niagara | 2693 | 6 | WAT | HY | 193.5 | 181 | 0 | 1173718.0585 |  |  | 1173718.0585 | 0 |  | Electric Utility | N | OP |  | Non Combustion (NUC, WAT, WND, GEO, or SUN)
EXCLUDE | NY | Robert Moses Niagara | 2693 | 7 | WAT | HY | 193.5 | 181 | 0 | 1173718.0585 |  |  | 1173718.0585 | 0 |  | Electric Utility | N | OP |  | Non Combustion (NUC, WAT, WND, GEO, or SUN)
EXCLUDE | NY | Robert Moses Niagara | 2693 | 8 | WAT | HY | 150.3 | 181 | 0 | 911678.678 |  |  | 911678.678 | 0 |  | Electric Utility | N | OP |  | Non Combustion (NUC, WAT, WND, GEO, or SUN)
EXCLUDE | NY | Robert Moses Niagara | 2693 | 9 | WAT | HY | 150.3 | 181 | 0 | 911678.678 |  |  | 911678.678 | 0 |  | Electric Utility | N | OP |  | Non Combustion (NUC, WAT, WND, GEO, or SUN)
EXCLUDE | NY | Robert Moses Niagara | 2693 | 10 | WAT | HY | 193.5 | 181 | 0 | 1173718.0585 |  |  | 1173718.0585 | 0 |  | Electric Utility | N | OP |  | Non Combustion (NUC, WAT, WND, GEO, or SUN)
EXCLUDE | NY | Robert Moses Niagara | 2693 | 11 | WAT | HY | 193.5 | 181 | 0 | 1173718.0585 |  |  | 1173718.0585 | 0 |  | Electric Utility | N | OP |  | Non Combustion (NUC, WAT, WND, GEO, or SUN)
EXCLUDE | NY | Robert Moses Niagara | 2693 | 12 | WAT | HY | 193.5 | 181 | 0 | 1173718.0585 |  |  | 1173718.0585 | 0 |  | Electric Utility | N | OP |  | Non Combustion (NUC, WAT, WND, GEO, or SUN)
EXCLUDE | NY | Robert Moses Niagara | 2693 | 13 | WAT | HY | 193.5 | 181.1 | 0 | 1173718.0585 |  |  | 1173718.0585 | 0 |  | Electric Utility | N | OP |  | Non Combustion (NUC, WAT, WND, GEO, or SUN)
EXCLUDE | NY | Robert Moses Power Dam | 2694 | 17 | WAT | HY | 57 | 50 | 0 | 449297 |  |  | 449297 | 0 |  | Electric Utility | N | OP |  | Non Combustion (NUC, WAT, WND, GEO, or SUN)
EXCLUDE | NY | Robert Moses Power Dam | 2694 | 18 | WAT | HY | 57 | 50 | 0 | 449297 |  |  | 449297 | 0 |  | Electric Utility | N | OP |  | Non Combustion (NUC, WAT, WND, GEO, or SUN)
EXCLUDE | NY | Robert Moses Power Dam | 2694 | 19 | WAT | HY | 57 | 50 | 0 | 449297 |  |  | 449297 | 0 |  | Electric Utility | N | OP |  | Non Combustion (NUC, WAT, WND, GEO, or SUN)
EXCLUDE | NY | Robert Moses Power Dam | 2694 | 20 | WAT | HY | 57 | 50 | 0 | 449297 |  |  | 449297 | 0 |  | Electric Utility | N | OP |  | Non Combustion (NUC, WAT, WND, GEO, or SUN)
EXCLUDE | NY | Robert Moses Power Dam | 2694 | 21 | WAT | HY | 57 | 50 | 0 | 449297 |  |  | 449297 | 0 |  | Electric Utility | N | OP |  | Non Combustion (NUC, WAT, WND, GEO, or SUN)
EXCLUDE | NY | Robert Moses Power Dam | 2694 | 22 | WAT | HY | 57 | 50 | 0 | 449297 |  |  | 449297 | 0 |  | Electric Utility | N | OP |  | Non Combustion (NUC, WAT, WND, GEO, or SUN)
EXCLUDE | NY | Robert Moses Power Dam | 2694 | 23 | WAT | HY | 57 | 50 | 0 | 449297 |  |  | 449297 | 0 |  | Electric Utility | N | OP |  | Non Combustion (NUC, WAT, WND, GEO, or SUN)
EXCLUDE | NY | Robert Moses Power Dam | 2694 | 24 | WAT | HY | 57 | 50 | 0 | 449297 |  |  | 449297 | 0 |  | Electric Utility | N | OP |  | Non Combustion (NUC, WAT, WND, GEO, or SUN)
EXCLUDE | NY | Robert Moses Power Dam | 2694 | 25 | WAT | HY | 57 | 50 | 0 | 449297 |  |  | 449297 | 0 |  | Electric Utility | N | OP |  | Non Combustion (NUC, WAT, WND, GEO, or SUN)
EXCLUDE | NY | Robert Moses Power Dam | 2694 | 26 | WAT | HY | 57 | 50 | 0 | 449297 |  |  | 449297 | 0 |  | Electric Utility | N | OP |  | Non Combustion (NUC, WAT, WND, GEO, or SUN)
EXCLUDE | NY | Robert Moses Power Dam | 2694 | 27 | WAT | HY | 57 | 50 | 0 | 449297 |  |  | 449297 | 0 |  | Electric Utility | N | OP |  | Non Combustion (NUC, WAT, WND, GEO, or SUN)
EXCLUDE | NY | Robert Moses Power Dam | 2694 | 28 | WAT | HY | 57 | 50 | 0 | 449297 |  |  | 449297 | 0 |  | Electric Utility | N | OP |  | Non Combustion (NUC, WAT, WND, GEO, or SUN)
EXCLUDE | NY | Robert Moses Power Dam | 2694 | 29 | WAT | HY | 57 | 50 | 0 | 449297 |  |  | 449297 | 0 |  | Electric Utility | N | OP |  | Non Combustion (NUC, WAT, WND, GEO, or SUN)
EXCLUDE | NY | Robert Moses Power Dam | 2694 | 30 | WAT | HY | 57 | 50 | 0 | 449297 |  |  | 449297 | 0 |  | Electric Utility | N | OP |  | Non Combustion (NUC, WAT, WND, GEO, or SUN)
EXCLUDE | NY | Robert Moses Power Dam | 2694 | 31 | WAT | HY | 57 | 50 | 0 | 449297 |  |  | 449297 | 0 |  | Electric Utility | N | OP |  | Non Combustion (NUC, WAT, WND, GEO, or SUN)
EXCLUDE | NY | Robert Moses Power Dam | 2694 | 32 | WAT | HY | 57 | 50 | 0 | 449297 |  |  | 449297 | 0 |  | Electric Utility | N | OP |  | Non Combustion (NUC, WAT, WND, GEO, or SUN)
EXCLUDE | NY | Rochester 2 | 2639 | 1 | WAT | HY | 6.5 | 6.5 | 0 | 25977 |  |  | 25977 | 0 |  | Electric Utility | N | OP |  | Non Combustion (NUC, WAT, WND, GEO, or SUN)
EXCLUDE | NY | Rochester 26 | 2638 | 1 | WAT | HY | 3 | 3 | 0 | 5206 |  |  | 5206 | 0 |  | Electric Utility | N | OP |  | Non Combustion (NUC, WAT, WND, GEO, or SUN)
EXCLUDE | NY | Rochester 3 | 2640 | 13 | DFO | GT | 19 | 14.4 | 0 | 360 |  |  | 360 | 536.0915 |  | Electric Utility | N | RE | 2011 | Simple Cycle Turbine (PRMVR=GT or OT) unit under 25MW
EXCLUDE | NY | Rochester 5 | 2641 | 2 | WAT | HY | 12.8 | 12.9 | 0 | 0 |  |  | 0 | 0 |  | Electric Utility | N | OA |  | Non Combustion (NUC, WAT, WND, GEO, or SUN)
EXCLUDE | NY | Rochester 5 | 2641 | HY1 | WAT | HY | 12.8 | 12.9 | 0 | 0 |  |  | 0 | 0 |  | Electric Utility | N | OA |  | Non Combustion (NUC, WAT, WND, GEO, or SUN)
EXCLUDE | NY | Rochester 5 | 2641 | HY3 | WAT | HY | 18 | 18 | 0 | 0 |  |  | 0 | 0 |  | Electric Utility | N | OA |  | Non Combustion (NUC, WAT, WND, GEO, or SUN)
EXCLUDE | NY | Rochester 7 | 2642 | 1 | BIT | ST | 46 | 46 | 0 | 0 |  |  | 0 | 0 |  | Electric Utility | N | RE | 2008 | Retired in 2008
EXCLUDE | NY | Rochester 7 | 2642 | 2 | BIT | ST | 62.5 | 64 | 0 | 0 |  |  | 0 | 0 |  | Electric Utility | N | RE | 2008 | Retired in 2008
EXCLUDE | NY | Rochester 7 | 2642 | 3 | BIT | ST | 62.5 | 64 | 0 | 0 |  |  | 0 | 0 |  | Electric Utility | N | RE | 2008 | Retired in 2008
EXCLUDE | NY | Rochester 7 | 2642 | 4 | BIT | ST | 81.6 | 78 | 0 | 0 |  |  | 0 | 0 |  | Electric Utility | N | RE | 2008 | Retired in 2008
EXCLUDE | NY | Rochester 9 | 2644 | 2 | NG | GT | 19 | 14 | 0 | 3576 |  |  | 3576 | 3622.7649 |  | Electric Utility | N | OP |  | Simple Cycle Turbine (PRMVR=GT or OT) unit under 25MW
OGST | NY | Roseton Generating Station | 8006 | 1 | NG | ST | 621 | 599.5 | 7031 | 102081 |  |  | 102081 | 74779.2 |  | Electric Utility/IPP Non-CHP | N | OP
OGST | NY | Roseton Generating Station | 8006 | 2 | NG | ST | 621 | 559.5 | 6987 | 198352 |  |  | 198352 | 140315.557 |  | Electric Utility/IPP Non-CHP | N | OP
EXCLUDE | NY | S A Carlson | 2682 | 5 | BIT | ST | 24.5 | 22.5 | 190 | 262 |  |  | 262 | 157.9819 |  | Electric Utility | N | OP |  | Steam unit (PRMVR=ST) under 25MW/250 MMBtu/hr
EXCLUDE | NY | S A Carlson | 2682 | 6 | BIT | ST | 24.5 | 22.5 | 190 | 38422 |  |  | 38422 | 23167.8621 |  | Electric Utility | N | OP |  | Steam unit (PRMVR=ST) under 25MW/250 MMBtu/hr
SSTLOGN | NY | S A Carlson | 2682 | 7 | NG | GT | 47.3 | 42 | 554 | 93491 |  |  | 93491 | 59296.7 |  | Electric Utility | N | OP
NGCC | NY | Saranac Facility | 54574 | GEN1 | NG | CC | 95.2 | 82.9 | 1676 | 126286.6667 |  |  | 126286.6667 | 67720.0163 |  | IPP Non-CHP | N | OP
NGCC | NY | Saranac Facility | 54574 | GEN2 | NG | CC | 95.2 | 82.1 | 1676 | 126286.6667 |  |  | 126286.6667 | 67720.0163 |  | IPP Non-CHP | N | OP
NGCC | NY | Saranac Facility | 54574 | GEN3 | NG | CC | 95.2 | 82.5 | 1676 | 126286.6667 |  |  | 126286.6667 | 67720.0163 |  | IPP Non-CHP | N | OP
EXCLUDE | NY | Schaghticoke | 2606 | 1 | WAT | HY | 4 | 4 | 0 | 19207 |  |  | 19207 | 0 |  | IPP Non-CHP | N | OP |  | Non Combustion (NUC, WAT, WND, GEO, or SUN)
EXCLUDE | NY | Schaghticoke | 2606 | 2 | WAT | HY | 4 | 4.1 | 0 | 19207 |  |  | 19207 | 0 |  | IPP Non-CHP | N | OP |  | Non Combustion (NUC, WAT, WND, GEO, or SUN)
EXCLUDE | NY | Schaghticoke | 2606 | 3 | WAT | HY | 4 | 3.8 | 0 | 19207 |  |  | 19207 | 0 |  | IPP Non-CHP | N | OP |  | Non Combustion (NUC, WAT, WND, GEO, or SUN)
EXCLUDE | NY | Schaghticoke | 2606 | 4 | WAT | HY | 4 | 4 | 0 | 19207 |  |  | 19207 | 0 |  | IPP Non-CHP | N | OP |  | Non Combustion (NUC, WAT, WND, GEO, or SUN)
EXCLUDE | NY | School Street | 2605 | 1 | WAT | HY | 8 | 7.5 | 0 | 36310.4762 |  |  | 36310.4762 | 0 |  | IPP Non-CHP | N | OP |  | Non Combustion (NUC, WAT, WND, GEO, or SUN)
EXCLUDE | NY | School Street | 2605 | 2 | WAT | HY | 7 | 5.9 | 0 | 31771.6667 |  |  | 31771.6667 | 0 |  | IPP Non-CHP | N | OP |  | Non Combustion (NUC, WAT, WND, GEO, or SUN)
EXCLUDE | NY | School Street | 2605 | 3 | WAT | HY | 7 | 6.1 | 0 | 31771.6667 |  |  | 31771.6667 | 0 |  | IPP Non-CHP | N | OP |  | Non Combustion (NUC, WAT, WND, GEO, or SUN)
EXCLUDE | NY | School Street | 2605 | 4 | WAT | HY | 7 | 6.6 | 0 | 31771.6667 |  |  | 31771.6667 | 0 |  | IPP Non-CHP | N | OP |  | Non Combustion (NUC, WAT, WND, GEO, or SUN)
EXCLUDE | NY | School Street | 2605 | 5 | WAT | HY | 13 | 10.8 | 0 | 59004.5238 |  |  | 59004.5238 | 0 |  | IPP Non-CHP | N | OP |  | Non Combustion (NUC, WAT, WND, GEO, or SUN)
EXCLUDE | NY | Schuylerville | 2607 | 1 | WAT | HY | 2 | 1.5 | 0 | 9249 |  |  | 9249 | 0 |  | IPP Non-CHP | N | OP |  | Non Combustion (NUC, WAT, WND, GEO, or SUN)
NGCC | NY | Selkirk Cogen | 10725 | GEN1 | NG | CC | 95.2 | 78.7 | 1215 | 425697.8996 | 0.9371 | 129986.7956 | 454270.6125 | 220931.4091 |  | IPP CHP | Y | OP
NGCC | NY | Selkirk Cogen | 10725 | GEN2 | NG | CC | 12 |  | 1215 | 53659.3991 | 0.9371 | 16384.8902 | 57261.0016 | 27848.4969 | 1 | IPP CHP | Y | SB
NGCC | NY | Selkirk Cogen | 10725 | GEN3 | NG | CC | 95.2 | 281.9 | 1259 | 425697.8996 | 0.9371 | 129986.7956 | 454270.6125 | 220931.4091 |  | IPP CHP | Y | OP
NGCC | NY | Selkirk Cogen | 10725 | GEN4 | NG | CC | 95.2 |  | 1206 | 425697.8996 | 0.9371 | 129986.7956 | 454270.6125 | 220931.4091 |  | IPP CHP | Y | OP
NGCC | NY | Selkirk Cogen | 10725 | GEN5 | NG | CC | 148.4 |  | 1259 | 663587.9022 | 0.9371 | 202626.4755 | 708127.7195 | 344393.0788 |  | IPP CHP | Y | OP
EXCLUDE | NY | Seneca Energy | 54782 | GE10 | LFG | IC | 0.8 | 0.8 | 0 | 0 |  |  | 0 | 0 |  | IPP Non-CHP | N | OP |  | Internal Combustion (PRMVR=IC)
EXCLUDE | NY | Seneca Energy | 54782 | GE11 | LFG | IC | 0.8 | 0.8 | 0 | 0 |  |  | 0 | 0 |  | IPP Non-CHP | N | OP |  | Internal Combustion (PRMVR=IC)
EXCLUDE | NY | Seneca Energy | 54782 | GE12 | LFG | IC | 0.8 | 0.8 | 0 | 0 |  |  | 0 | 0 |  | IPP Non-CHP | N | OP |  | Internal Combustion (PRMVR=IC)
EXCLUDE | NY | Seneca Energy | 54782 | GE13 | LFG | IC | 0.8 | 0.8 | 0 | 0 |  |  | 0 | 0 |  | IPP Non-CHP | N | OP |  | Internal Combustion (PRMVR=IC)
EXCLUDE | NY | Seneca Energy | 54782 | GE14 | LFG | IC | 0.8 | 0.8 | 0 | 0 |  |  | 0 | 0 |  | IPP Non-CHP | N | OP |  | Internal Combustion (PRMVR=IC)
EXCLUDE | NY | Seneca Energy | 54782 | GE15 | LFG | IC | 1.6 | 1.6 | 0 | 0 |  |  | 0 | 0 |  | IPP Non-CHP | N | OP |  | Internal Combustion (PRMVR=IC)
EXCLUDE | NY | Seneca Energy | 54782 | GE16 | LFG | IC | 1.6 | 1.6 | 0 | 0 |  |  | 0 | 0 |  | IPP Non-CHP | N | OP |  | Internal Combustion (PRMVR=IC)
EXCLUDE | NY | Seneca Energy | 54782 | GE17 | LFG | IC | 1.6 | 1.6 | 0 | 0 |  |  | 0 | 0 |  | IPP Non-CHP | N | OP |  | Internal Combustion (PRMVR=IC)
EXCLUDE | NY | Seneca Energy | 54782 | GE18 | LFG | IC | 1.6 | 1.6 | 0 | 0 |  |  | 0 | 0 |  | IPP Non-CHP | N | OP |  | Internal Combustion (PRMVR=IC)
EXCLUDE | NY | Seneca Energy | 54782 | GE19 | LFG | IC | 1.6 | 1.6 | 0 | 0 |  |  | 0 | 0 |  | IPP Non-CHP | N | L |  | Internal Combustion (PRMVR=IC)
EXCLUDE | NY | Seneca Energy | 54782 | GE20 | LFG | IC | 1.6 | 1.6 | 0 | 0 |  |  | 0 | 0 |  | IPP Non-CHP | N | L |  | Internal Combustion (PRMVR=IC)
EXCLUDE | NY | Seneca Energy | 54782 | GE21 | LFG | IC | 1.6 | 1.6 | 0 | 0 |  |  | 0 | 0 |  | IPP Non-CHP | N | L |  | Internal Combustion (PRMVR=IC)
EXCLUDE | NY | Seneca Energy | 54782 | GE22 | LFG | IC | 1.6 | 1.6 | 0 | 0 |  |  | 0 | 0 |  | IPP Non-CHP | N | L |  | Internal Combustion (PRMVR=IC)
EXCLUDE | NY | Seneca Energy | 54782 | GEN1 | LFG | IC | 0.8 | 0.8 | 0 | 0 |  |  | 0 | 0 |  | IPP Non-CHP | N | OP |  | Internal Combustion (PRMVR=IC)
EXCLUDE | NY | Seneca Energy | 54782 | GEN2 | LFG | IC | 0.8 | 0.8 | 0 | 0 |  |  | 0 | 0 |  | IPP Non-CHP | N | OP |  | Internal Combustion (PRMVR=IC)
EXCLUDE | NY | Seneca Energy | 54782 | GEN3 | LFG | IC | 0.8 | 0.8 | 0 | 0 |  |  | 0 | 0 |  | IPP Non-CHP | N | OP |  | Internal Combustion (PRMVR=IC)
EXCLUDE | NY | Seneca Energy | 54782 | GEN4 | LFG | IC | 0.8 | 0.8 | 0 | 0 |  |  | 0 | 0 |  | IPP Non-CHP | N | OP |  | Internal Combustion (PRMVR=IC)
EXCLUDE | NY | Seneca Energy | 54782 | GEN5 | LFG | IC | 0.8 | 0.8 | 0 | 0 |  |  | 0 | 0 |  | IPP Non-CHP | N | OP |  | Internal Combustion (PRMVR=IC)
EXCLUDE | NY | Seneca Energy | 54782 | GEN6 | LFG | IC | 0.8 | 0.8 | 0 | 0 |  |  | 0 | 0 |  | IPP Non-CHP | N | OP |  | Internal Combustion (PRMVR=IC)
EXCLUDE | NY | Seneca Energy | 54782 | GEN7 | LFG | IC | 0.8 | 0.8 | 0 | 0 |  |  | 0 | 0 |  | IPP Non-CHP | N | OP |  | Internal Combustion (PRMVR=IC)
EXCLUDE | NY | Seneca Energy | 54782 | GEN8 | LFG | IC | 0.8 | 0.8 | 0 | 0 |  |  | 0 | 0 |  | IPP Non-CHP | N | OP |  | Internal Combustion (PRMVR=IC)
EXCLUDE | NY | Seneca Energy | 54782 | GEN9 | LFG | IC | 0.8 | 0.8 | 0 | 0 |  |  | 0 | 0 |  | IPP Non-CHP | N | OP |  | Internal Combustion (PRMVR=IC)
EXCLUDE | NY | Sewalls | 2608 | 1 | WAT | HY | 1 | 1 | 0 | 6843.5 |  |  | 6843.5 | 0 |  | IPP Non-CHP | N | OP |  | Non Combustion (NUC, WAT, WND, GEO, or SUN)
EXCLUDE | NY | Sewalls | 2608 | 2 | WAT | HY | 1 | 1.1 | 0 | 6843.5 |  |  | 6843.5 | 0 |  | IPP Non-CHP | N | OP |  | Non Combustion (NUC, WAT, WND, GEO, or SUN)
EXCLUDE | NY | Sherman Island | 2609 | 1 | WAT | HY | 7 | 6.7 | 0 | 44127.7686 |  |  | 44127.7686 | 0 |  | IPP Non-CHP | N | OP |  | Non Combustion (NUC, WAT, WND, GEO, or SUN)
EXCLUDE | NY | Sherman Island | 2609 | 2 | WAT | HY | 7 | 7 | 0 | 44127.7686 |  |  | 44127.7686 | 0 |  | IPP Non-CHP | N | OP |  | Non Combustion (NUC, WAT, WND, GEO, or SUN)
EXCLUDE | NY | Sherman Island | 2609 | 3 | WAT | HY | 7 | 7 | 0 | 44127.7686 |  |  | 44127.7686 | 0 |  | IPP Non-CHP | N | OP |  | Non Combustion (NUC, WAT, WND, GEO, or SUN)
EXCLUDE | NY | Sherman Island | 2609 | 4 | WAT | HY | 7 | 7.2 | 0 | 44127.7686 |  |  | 44127.7686 | 0 |  | IPP Non-CHP | N | OP |  | Non Combustion (NUC, WAT, WND, GEO, or SUN)
EXCLUDE | NY | Sherman Island | 2609 | 5 | WAT | HY | 7 | 7.7 | 0 | 44127.7686 |  |  | 44127.7686 | 0 |  | IPP Non-CHP | N | OP |  | Non Combustion (NUC, WAT, WND, GEO, or SUN)
EXCLUDE | NY | Sherman Island | 2609 | 6 | WAT | HY | 1.3 | 1.3 | 0 | 8195.157 |  |  | 8195.157 | 0 |  | IPP Non-CHP | N | OP |  | Non Combustion (NUC, WAT, WND, GEO, or SUN)
SSTLOGN | NY | Shoemaker | 2632 | SHOE | NG | GT | 41.9 | 33 | 650 | 1351 |  |  | 1351 | 1546.625 |  | Electric Utility/IPP Non-CHP | N | OP
SSTLOGN | NY | Shoreham | 2518 | GT1 | DFO | GT | 52.9 | 41.6 | 0 | 556.3748 |  |  | 556.3748 | 1147.4363 |  | Electric Utility | N | OP
EXCLUDE | NY | Shoreham | 2518 | GT2 | DFO | GT | 18.6 | 16.6 | 0 | 195.6252 |  |  | 195.6252 | 403.4464 |  | Electric Utility | N | OP |  | Simple Cycle Turbine (PRMVR=GT or OT) unit under 25MW
SSTLOGN | NY | Shoreham Energy LLC | 55787 | CT01 | DFO | GT | 50 | 42.5 | 461 | 10409.5 |  |  | 10409.5 | 8601.899 |  | Electric Utility/IPP Non-CHP | N | OP
SSTLOGN | NY | Shoreham Energy LLC | 55787 | CT02 | DFO | GT | 50 | 42.5 | 461 | 10409.5 |  |  | 10409.5 | 8024.033 |  | Electric Utility/IPP Non-CHP | N | OP
EXCLUDE | NY | Sissonville Hydro | 10220 | HY1 | WAT | HY | 3 | 1.2 | 0 | 14280 |  |  | 14280 | 0 |  | IPP Non-CHP | N | OP |  | Non Combustion (NUC, WAT, WND, GEO, or SUN)
NGCC | NY | Sithe Independence Station | 54547 | 1 | NG | CC | 169.2 | 141.2 | 2133 | 484424.6631 | 0.91127 | 214584.038 | 531592.9012 | 217136.4775 |  | IPP CHP | Y | OP
NGCC | NY | Sithe Independence Station | 54547 | 2 | NG | CC | 169.2 | 141.2 | 2133 | 484424.6631 | 0.91127 | 214584.038 | 531592.9012 | 217136.4775 |  | IPP CHP | Y | OP
NGCC | NY | Sithe Independence Station | 54547 | 3 | NG | CC | 169.2 | 141.2 | 2133 | 484424.6631 | 0.91127 | 214584.038 | 531592.9012 | 217136.4775 |  | IPP CHP | Y | OP
NGCC | NY | Sithe Independence Station | 54547 | 4 | NG | CC | 169.5 | 141.2 | 2133 | 485283.572 | 0.91127 | 214964.5061 | 532535.4418 | 217521.4712 |  | IPP CHP | Y | OP
NGCC | NY | Sithe Independence Station | 54547 | 5 | NG | CC | 204.5 | 200.1 | 2133 | 585489.6194 | 0.91127 | 259352.4572 | 642498.5124 | 262437.4092 |  | IPP CHP | Y | OP
NGCC | NY | Sithe Independence Station | 54547 | 6 | NG | CC | 204.5 | 200.1 | 2133 | 585489.6194 | 0.91127 | 259352.4572 | 642498.5124 | 262437.4092 |  | IPP CHP | Y | OP
EXCLUDE | NY | Smithtown Energy Partners LP | 50344 | SW1 | LFG | IC | 0.7 | 0.6 | 0 | 0 |  |  | 0 | 0 |  | IPP Non-CHP | N | RE | 2007 | Internal Combustion (PRMVR=IC)
EXCLUDE | NY | Smithtown Energy Partners LP | 50344 | SW2 | LFG | IC | 0.7 | 0.6 | 0 | 0 |  |  | 0 | 0 |  | IPP Non-CHP | N | RE | 2007 | Internal Combustion (PRMVR=IC)
EXCLUDE | NY | Soft Maple | 2610 | 1 | WAT | HY | 8 | 7.3 | 0 | 23297.5 |  |  | 23297.5 | 0 |  | IPP Non-CHP | N | OP |  | Non Combustion (NUC, WAT, WND, GEO, or SUN)
EXCLUDE | NY | Soft Maple | 2610 | 2 | WAT | HY | 8 | 8 | 0 | 23297.5 |  |  | 23297.5 | 0 |  | IPP Non-CHP | N | OP |  | Non Combustion (NUC, WAT, WND, GEO, or SUN)
EXCLUDE | NY | South Cairo | 2485 | GT1 | KER | GT | 21.6 | 18.2 | 0 | 716 |  |  | 716 | 878.6975 |  | Electric Utility | N | OP |  | Simple Cycle Turbine (PRMVR=GT or OT) unit under 25MW
EXCLUDE | NY | South Colton | 2611 | 1 | WAT | HY | 21 | 19.8 | 0 | 93747 |  |  | 93747 | 0 |  | IPP Non-CHP | N | OP |  | Non Combustion (NUC, WAT, WND, GEO, or SUN)
EXCLUDE | NY | South Edwards | 2604 | 1 | WAT | HY | 1 | 1 | 0 | 5328.5 |  |  | 5328.5 | 0 |  | IPP Non-CHP | N | OP |  | Non Combustion (NUC, WAT, WND, GEO, or SUN)
EXCLUDE | NY | South Edwards | 2604 | 2 | WAT | HY | 1 | 1 | 0 | 5328.5 |  |  | 5328.5 | 0 |  | IPP Non-CHP | N | OP |  | Non Combustion (NUC, WAT, WND, GEO, or SUN)
EXCLUDE | NY | South Edwards | 2604 | 3 | WAT | HY | 1 | 0.8 | 0 | 5328.5 |  |  | 5328.5 | 0 |  | IPP Non-CHP | N | OP |  | Non Combustion (NUC, WAT, WND, GEO, or SUN)
EXCLUDE | NY | South Edwards | 2604 | 4 | WAT | HY | 1 | 0.2 | 0 | 5328.5 |  |  | 5328.5 | 0 |  | IPP Non-CHP | N | OP |  | Non Combustion (NUC, WAT, WND, GEO, or SUN)
EXCLUDE | NY | South Glens Falls Hydroelectric | 54772 | GEN1 | WAT | HY | 6.9 | 3 | 0 | 46853.5 |  |  | 46853.5 | 0 |  | IPP Non-CHP | N | OP |  | Non Combustion (NUC, WAT, WND, GEO, or SUN)
EXCLUDE | NY | South Glens Falls Hydroelectric | 54772 | GEN2 | WAT | HY | 6.9 | 3 | 0 | 46853.5 |  |  | 46853.5 | 0 |  | IPP Non-CHP | N | OP |  | Non Combustion (NUC, WAT, WND, GEO, or SUN)
EXCLUDE | NY | South Hampton | 2519 | 1 | DFO | GT | 11.5 | 8.6 | 0 | 1763 |  |  | 1763 | 3749.5428 |  | Electric Utility | N | OP |  | Simple Cycle Turbine (PRMVR=GT or OT) unit under 25MW
EXCLUDE | NY | South Oaks Hospital | 50136 | CG1 | NG | IC | 0.2 | 0.1 | 0 | 0 | 0.89475 | 0 | 0 | 0 |  | Commercial CHP | Y | OP |  | Internal Combustion (PRMVR=IC)
EXCLUDE | NY | South Oaks Hospital | 50136 | CG2 | NG | IC | 0.2 | 0.1 | 0 | 0 | 0.89475 | 0 | 0 | 0 |  | Commercial CHP | Y | OP |  | Internal Combustion (PRMVR=IC)
EXCLUDE | NY | South Oaks Hospital | 50136 | CG3 | NG | IC | 0.2 | 0.1 | 0 | 0 | 0.89475 | 0 | 0 | 0 |  | Commercial CHP | Y | OP |  | Internal Combustion (PRMVR=IC)
EXCLUDE | NY | South Oaks Hospital | 50136 | CG4 | NG | IC | 0.2 | 0.1 | 0 | 0 | 0.89475 | 0 | 0 | 0 |  | Commercial CHP | Y | OP |  | Internal Combustion (PRMVR=IC)
EXCLUDE | NY | South Oaks Hospital | 50136 | CG5 | NG | IC | 0.2 | 0.1 | 0 | 0 | 0.89475 | 0 | 0 | 0 |  | Commercial CHP | Y | OP |  | Internal Combustion (PRMVR=IC)
EXCLUDE | NY | South Oaks Hospital | 50136 | GEN1 | NG | IC | 0.6 | 0.1 | 0 | 0 | 0.89475 | 0 | 0 | 0 |  | Commercial CHP | Y | RE | 2005 | Internal Combustion (PRMVR=IC)
EXCLUDE | NY | South Oaks Hospital | 50136 | GEN2 | NG | IC | 0.6 | 0.1 | 0 | 0 | 0.89475 | 0 | 0 | 0 |  | Commercial CHP | Y | RE | 2006 | Internal Combustion (PRMVR=IC)
EXCLUDE | NY | Southold | 2520 | 1 | DFO | GT | 14 | 8.9 | 0 | 1154 |  |  | 1154 | 2353.8787 |  | Electric Utility | N | OP |  | Simple Cycle Turbine (PRMVR=GT or OT) unit under 25MW
EXCLUDE | NY | Spier Falls | 2612 | 8 | WAT | HY | 9 | 8.5 | 0 | 43518.2143 |  |  | 43518.2143 | 0 |  | IPP Non-CHP | N | OP |  | Non Combustion (NUC, WAT, WND, GEO, or SUN)
EXCLUDE | NY | Spier Falls | 2612 | 9 | WAT | HY | 47 | 46 | 0 | 227261.7857 |  |  | 227261.7857 | 0 |  | IPP Non-CHP | N | OP |  | Non Combustion (NUC, WAT, WND, GEO, or SUN)
EXCLUDE | NY | Stark | 2613 | 1 | WAT | HY | 26 | 23.3 | 0 | 104053 |  |  | 104053 | 0 |  | IPP Non-CHP | N | OP |  | Non Combustion (NUC, WAT, WND, GEO, or SUN)
EXCLUDE | NY | Starrett City Cogen Facility | 50743 | GEN1 | NG | ST | 6 | 5.5 | 0 | 33638.63 | 0.27041 | 412901.6196 | 124399.537 | 44581.8617 |  | Commercial CHP | Y | OP |  | Steam unit (PRMVR=ST) under 25MW/250 MMBtu/hr
EXCLUDE | NY | Starrett City Cogen Facility | 50743 | GEN2 | NG | ST | 6 | 5.5 | 0 | 34737.64 | 0.27041 | 426391.5568 | 128463.8028 | 46038.3988 |  | Commercial CHP | Y | OP |  | Steam unit (PRMVR=ST) under 25MW/250 MMBtu/hr
EXCLUDE | NY | Starrett City Cogen Facility | 50743 | GEN3 | DFO | IC | 2 | 2 | 0 | 0 | 0.97936 | 0 | 0 | 0 |  | Commercial CHP | Y | SB |  | Internal Combustion (PRMVR=IC)
EXCLUDE | NY | Starrett City Cogen Facility | 50743 | GEN4 | DFO | IC | 2 | 2 | 0 | 0 | 0.97936 | 0 | 0 | 0 |  | Commercial CHP | Y | SB |  | Internal Combustion (PRMVR=IC)
EXCLUDE | NY | Starrett City Cogen Facility | 50743 | GEN5 | DFO | IC | 2 | 2 | 0 | 0 | 0.97936 | 0 | 0 | 0 |  | Commercial CHP | Y | SB |  | Internal Combustion (PRMVR=IC)
EXCLUDE | NY | Steel Winds II | 57078 | 1 | WND | WT | 15 | 15 | 0 | 0 |  |  | 0 | 0 |  | IPP Non-CHP | N | V |  | Non Combustion (NUC, WAT, WND, GEO, or SUN)
EXCLUDE | NY | Steel Winds Wind Farm | 56575 | 1 | WND | WT | 20 | 20 | 0 | 38482 |  |  | 38482 | 0 |  | IPP Non-CHP | N | OP |  | Non Combustion (NUC, WAT, WND, GEO, or SUN)
EXCLUDE | NY | Stephentown Spindle LLC | 57710 | SRS1 | MWH | FW | 20 | 20 | 0 | 0 |  |  | 0 | 0 |  | IPP Non-CHP | N | OP |  | Energy Storage Battery or Energy Storage Compressed Air or Flywheel (PRMVR=BA or CE or FW)
NGCC | NY | Sterling Power Plant | 50744 | GEN1 | NG | CC | 47.7 | 38.8 | 551 | 3307.7944 | 0.97305 | 416.7829 | 3399.4085 | 1609.5592 |  | IPP CHP | Y | OP
NGCC | NY | Sterling Power Plant | 50744 | GEN2 | NG | CC | 16.5 | 16 | 551 | 1144.2056 | 0.97305 | 144.1702 | 1175.896 | 556.7658 | 1 | IPP CHP | Y | OP
EXCLUDE | NY | Sterling Power Plant | 50744 | GEN3 | DFO | IC | 1.1 | 1.1 | 0 | 0 | 0 |  |  | 0 |  | IPP CHP | Y | OP |  | Internal Combustion (PRMVR=IC)
EXCLUDE | NY | Stewarts Bridge | 2614 | 1 | WAT | HY | 36 | 37.5 | 0 | 175288 |  |  | 175288 | 0 |  | IPP Non-CHP | N | OP |  | Non Combustion (NUC, WAT, WND, GEO, or SUN)
EXCLUDE | NY | Stewarts Bridge | 2614 | 2 | WAT | HY | 2.5 | 2.5 | 0 | 0 |  |  | 0 | 0 |  | IPP Non-CHP | N | P |  | Non Combustion (NUC, WAT, WND, GEO, or SUN)
EXCLUDE | NY | Stillwater Hydro Electric Project | 54395 | 1 | WAT | HY | 1.7 | 1.7 | 0 | 7500 |  |  | 7500 | 0 |  | IPP Non-CHP | N | OP |  | Non Combustion (NUC, WAT, WND, GEO, or SUN)
EXCLUDE | NY | Stillwater Hydro Electric Project | 54395 | 2 | WAT | HY | 1.7 | 1.7 | 0 | 7500 |  |  | 7500 | 0 |  | IPP Non-CHP | N | OP |  | Non Combustion (NUC, WAT, WND, GEO, or SUN)
EXCLUDE | NY | Stillwater Reservoir Hydro | 50513 | GEN1 | WAT | HY | 1.8 | 2.5 | 0 | 5938 |  |  | 5938 | 0 |  | IPP Non-CHP | N | OP |  | Non Combustion (NUC, WAT, WND, GEO, or SUN)
SST | NY | Stony Brook Cogen Plant | 54149 | GEN1 | NG | GT | 47 | 44.5 | 670 | 275170 | 0.45815 | 1480534.324 | 600609.8426 | 191486.286 |  | IPP CHP | Y | OP
EXCLUDE | NY | Sturgeon | 2486 | H1 | WAT | HY | 4.8 | 5.1 | 0 | 24719.6667 |  |  | 24719.6667 | 0 |  | Electric Utility | N | OP |  | Non Combustion (NUC, WAT, WND, GEO, or SUN)
EXCLUDE | NY | Sturgeon | 2486 | H2 | WAT | HY | 4.8 | 5.1 | 0 | 24719.6667 |  |  | 24719.6667 | 0 |  | Electric Utility | N | OP |  | Non Combustion (NUC, WAT, WND, GEO, or SUN)
EXCLUDE | NY | Sturgeon | 2486 | H3 | WAT | HY | 4.8 | 5 | 0 | 24719.6667 |  |  | 24719.6667 | 0 |  | Electric Utility | N | OP |  | Non Combustion (NUC, WAT, WND, GEO, or SUN)
EXCLUDE | NY | Sugar Island | 2616 | 1 | WAT | HY | 2 | 2.1 | 0 | 11473 |  |  | 11473 | 0 |  | IPP Non-CHP | N | OP |  | Non Combustion (NUC, WAT, WND, GEO, or SUN)
EXCLUDE | NY | Sugar Island | 2616 | 2 | WAT | HY | 2 | 2 | 0 | 11473 |  |  | 11473 | 0 |  | IPP Non-CHP | N | OP |  | Non Combustion (NUC, WAT, WND, GEO, or SUN)
EXCLUDE | NY | SUNY Buffalo The Solar Strand | 57279 | UBPV | SUN | PV | 0.8 | 0.8 | 0 | 0 |  |  | 0 | 0 |  | Commercial Non-CHP | N | V |  | Non Combustion (NUC, WAT, WND, GEO, or SUN)
EXCLUDE | NY | Swinging Bridge 1 | 2633 | SWI1 | WAT | HY | 5 | 4.3 | 0 | 0 |  |  | 0 | 0 |  | IPP Non-CHP | N | RE | 2006 | Non Combustion (NUC, WAT, WND, GEO, or SUN)
EXCLUDE | NY | Swinging Bridge 2 | 2634 | SWI2 | WAT | HY | 7 | 7 | 0 | 24896 |  |  | 24896 | 0 |  | IPP Non-CHP | N | OP |  | Non Combustion (NUC, WAT, WND, GEO, or SUN)
EXCLUDE | NY | Talcville | 7583 | 1 | WAT | HY | 1 | 0.4 | 0 | 2962.7273 |  |  | 2962.7273 | 0 |  | IPP Non-CHP | N | OP |  | Non Combustion (NUC, WAT, WND, GEO, or SUN)
EXCLUDE | NY | Talcville | 7583 | 2 | WAT | HY | 0.1 | 0.1 | 0 | 296.2727 |  |  | 296.2727 | 0 |  | IPP Non-CHP | N | OP |  | Non Combustion (NUC, WAT, WND, GEO, or SUN)
EXCLUDE | NY | Tannery Island Power | 50416 | GEN1 | WAT | HY | 0.3 | 0.2 | 0 | 1740.4 |  |  | 1740.4 | 0 |  | IPP Non-CHP | N | OP |  | Non Combustion (NUC, WAT, WND, GEO, or SUN)
EXCLUDE | NY | Tannery Island Power | 50416 | GEN2 | WAT | HY | 0.3 | 0.2 | 0 | 1740.4 |  |  | 1740.4 | 0 |  | IPP Non-CHP | N | OP |  | Non Combustion (NUC, WAT, WND, GEO, or SUN)
EXCLUDE | NY | Tannery Island Power | 50416 | GEN3 | WAT | HY | 0.3 | 0.2 | 0 | 1740.4 |  |  | 1740.4 | 0 |  | IPP Non-CHP | N | OP |  | Non Combustion (NUC, WAT, WND, GEO, or SUN)
EXCLUDE | NY | Tannery Island Power | 50416 | GEN4 | WAT | HY | 0.3 | 0.2 | 0 | 1740.4 |  |  | 1740.4 | 0 |  | IPP Non-CHP | N | OP |  | Non Combustion (NUC, WAT, WND, GEO, or SUN)
EXCLUDE | NY | Tannery Island Power | 50416 | GEN5 | WAT | HY | 0.3 | 0.2 | 0 | 1740.4 |  |  | 1740.4 | 0 |  | IPP Non-CHP | N | OP |  | Non Combustion (NUC, WAT, WND, GEO, or SUN)
EXCLUDE | NY | Taylorville | 2617 | 1 | WAT | HY | 1 | 1 | 0 | 6753 |  |  | 6753 | 0 |  | IPP Non-CHP | N | OP |  | Non Combustion (NUC, WAT, WND, GEO, or SUN)
EXCLUDE | NY | Taylorville | 2617 | 2 | WAT | HY | 1 | 1.1 | 0 | 6753 |  |  | 6753 | 0 |  | IPP Non-CHP | N | OP |  | Non Combustion (NUC, WAT, WND, GEO, or SUN)
EXCLUDE | NY | Taylorville | 2617 | 3 | WAT | HY | 1 | 1.1 | 0 | 6753 |  |  | 6753 | 0 |  | IPP Non-CHP | N | OP |  | Non Combustion (NUC, WAT, WND, GEO, or SUN)
EXCLUDE | NY | Taylorville | 2617 | 4 | WAT | HY | 1 | 1.1 | 0 | 6753 |  |  | 6753 | 0 |  | IPP Non-CHP | N | OP |  | Non Combustion (NUC, WAT, WND, GEO, or SUN)
EXCLUDE | NY | TBE-Montgomery LLC | 57472 | CTG | SG | CC | 12 | 11.6 | 0 | 0 |  |  | 0 | 0 |  | IPP Non-CHP | N | U |  | Combined Cycle (PRMVR=CC) unit under 25MW
EXCLUDE | NY | TBE-Montgomery LLC | 57472 | STG | SG | CC | 9 | 7.4 | 0 | 0 |  |  | 0 | 0 |  | IPP Non-CHP | N | U |  | Combined Cycle (PRMVR=CC) unit under 25MW
EXCLUDE | NY | Theresa Plant | 10539 | GEN1 | WAT | HY | 1 | 1 | 0 | 5262.3077 |  |  | 5262.3077 | 0 |  | IPP Non-CHP | N | OP |  | Non Combustion (NUC, WAT, WND, GEO, or SUN)
EXCLUDE | NY | Theresa Plant | 10539 | GEN2 | WAT | HY | 0.3 | 0.3 | 0 | 1578.6923 |  |  | 1578.6923 | 0 |  | IPP Non-CHP | N | OP |  | Non Combustion (NUC, WAT, WND, GEO, or SUN)
EXCLUDE | NY | Ticonderoga Mill | 54099 | GEN1 | RFO | ST | 42.1 | 41 | 855 | 199638.97 | 0.41757 | 1266814.0864 | 478100.4486 | 299493.1159 |  | Industrial CHP/Pulp & Paper Mill | Y | OP |  | Commercial/Industrial Unit
EXCLUDE | NY | Trenton Falls | 2619 | 5 | WAT | HY | 6.8 | 8.1 | 0 | 44816.6575 |  |  | 44816.6575 | 0 |  | IPP Non-CHP | N | OP |  | Non Combustion (NUC, WAT, WND, GEO, or SUN)
EXCLUDE | NY | Trenton Falls | 2619 | 6 | WAT | HY | 6.4 | 8.1 | 0 | 42180.3836 |  |  | 42180.3836 | 0 |  | IPP Non-CHP | N | OP |  | Non Combustion (NUC, WAT, WND, GEO, or SUN)
EXCLUDE | NY | Trenton Falls | 2619 | 7 | WAT | HY | 8.7 | 9.7 | 0 | 57338.9589 |  |  | 57338.9589 | 0 |  | IPP Non-CHP | N | OP |  | Non Combustion (NUC, WAT, WND, GEO, or SUN)
COALST | NY | Trigen Syracuse Energy | 50651 | GEN1 | BIT | ST | 90.6 | 62.8 | 191.134 | 11913 | 0.12477 | 380158.7698 | 95476.6217 | 55543.4629 |  | IPP CHP | Y | OP
EXCLUDE | NY | Trigen Syracuse Energy | 50651 | GEN2 | BIT | ST | 10.5 | 11 | 1183.866 | 73788 | 0.12477 | 2354667.6157 | 591373.2028 | 344030.9781 |  | IPP CHP | Y | OP |  | Steam unit (PRMVR=ST) under 25MW/250 MMBtu/hr
EXCLUDE | NY | Union Falls | 50176 | GEN1 | WAT | HY | 1.3 | 1.3 | 0 | 7359 |  |  | 7359 | 0 |  | IPP Non-CHP | N | OP |  | Non Combustion (NUC, WAT, WND, GEO, or SUN)
EXCLUDE | NY | Union Falls | 50176 | GEN2 | WAT | HY | 1.3 | 1.3 | 0 | 7359 |  |  | 7359 | 0 |  | IPP Non-CHP | N | OP |  | Non Combustion (NUC, WAT, WND, GEO, or SUN)
EXCLUDE | NY | Unionville Hydro Project 2499 NY | 50269 | HY1 | WAT | HY | 3 | 2.9 | 0 | 15272 |  |  | 15272 | 0 |  | IPP Non-CHP | N | OP |  | Non Combustion (NUC, WAT, WND, GEO, or SUN)
EXCLUDE | NY | Upper Mechanicville | 625 | 1 | WAT | HY | 8.2 | 9.2 | 0 | 44619 |  |  | 44619 | 0 |  | Electric Utility | N | OP |  | Non Combustion (NUC, WAT, WND, GEO, or SUN)
EXCLUDE | NY | Upper Mechanicville | 625 | 2 | WAT | HY | 8.2 | 9.2 | 0 | 44619 |  |  | 44619 | 0 |  | Electric Utility | N | OP |  | Non Combustion (NUC, WAT, WND, GEO, or SUN)
EXCLUDE | NY | US Gypsum Oakfield | 50203 | GEN1 | NG | GT | 5.8 | 4.9 | 0 | 22923.18 | 0.31387 | 227972.9181 | 73034.4603 | 19434.716 |  | Industrial CHP | Y | OP |  | Simple Cycle Turbine (PRMVR=GT or OT) unit under 25MW
EXCLUDE | NY | Valley Falls Hydroelectric Facility | 50034 | GEN1 | WAT | HY | 2.5 | 2.5 | 0 | 8824 |  |  | 8824 | 0 |  | IPP Non-CHP | N | OP |  | Non Combustion (NUC, WAT, WND, GEO, or SUN)
EXCLUDE | NY | Varick | 2621 | 2 | WAT | HY | 2 | 1.6 | 0 | 4748.5 |  |  | 4748.5 | 0 |  | IPP Non-CHP | N | OP |  | Non Combustion (NUC, WAT, WND, GEO, or SUN)
EXCLUDE | NY | Varick | 2621 | 3 | WAT | HY | 2 | 1.5 | 0 | 4748.5 |  |  | 4748.5 | 0 |  | IPP Non-CHP | N | OP |  | Non Combustion (NUC, WAT, WND, GEO, or SUN)
EXCLUDE | NY | Varick | 2621 | 4 | WAT | HY | 2 | 1.2 | 0 | 4748.5 |  |  | 4748.5 | 0 |  | IPP Non-CHP | N | OP |  | Non Combustion (NUC, WAT, WND, GEO, or SUN)
EXCLUDE | NY | Varick | 2621 | 5 | WAT | HY | 2 | 1.5 | 0 | 4748.5 |  |  | 4748.5 | 0 |  | IPP Non-CHP | N | OP |  | Non Combustion (NUC, WAT, WND, GEO, or SUN)
SSTLOGN | NY | Vernon Boulevard | 7909 | VG02 | NG | GT | 47 | 39.9 | 430 | 41268 |  |  | 41268 | 22909.726 |  | Electric Utility | N | OP
SSTLOGN | NY | Vernon Boulevard | 7909 | VG03 | NG | GT | 47 | 40 | 455 | 41268 |  |  | 41268 | 26376.318 |  | Electric Utility | N | OP
EXCLUDE | NY | Victory Mills | 10902 | GEN1 | WAT | HY | 1.7 | 1.6 | 0 | 7952 |  |  | 7952 | 0 |  | IPP Non-CHP | N | OP |  | Non Combustion (NUC, WAT, WND, GEO, or SUN)
EXCLUDE | NY | Vischer Ferry | 2686 | 1 | WAT | HY | 2.8 | 2 | 0 | 15644.5172 |  |  | 15644.5172 | 0 |  | Electric Utility | N | OP |  | Non Combustion (NUC, WAT, WND, GEO, or SUN)
EXCLUDE | NY | Vischer Ferry | 2686 | 2 | WAT | HY | 2.8 | 2 | 0 | 15644.5172 |  |  | 15644.5172 | 0 |  | Electric Utility | N | OP |  | Non Combustion (NUC, WAT, WND, GEO, or SUN)
EXCLUDE | NY | Vischer Ferry | 2686 | 3 | WAT | HY | 3 | 3.1 | 0 | 16761.9828 |  |  | 16761.9828 | 0 |  | Electric Utility | N | OP |  | Non Combustion (NUC, WAT, WND, GEO, or SUN)
EXCLUDE | NY | Vischer Ferry | 2686 | 4 | WAT | HY | 3 | 3.1 | 0 | 16761.9828 |  |  | 16761.9828 | 0 |  | Electric Utility | N | OP |  | Non Combustion (NUC, WAT, WND, GEO, or SUN)
SSTLOGN | NY | Wading River | 7146 | 1 | DFO | GT | 79.5 | 81.2 | 1481.3333 | 11659.6667 |  |  | 11659.6667 | 13282.1583 |  | Electric Utility | N | OP
SSTLOGN | NY | Wading River | 7146 | 2 | DFO | GT | 79.5 | 78.3 | 1481.3333 | 11659.6667 |  |  | 11659.6667 | 13282.1583 |  | Electric Utility | N | OP
SSTLOGN | NY | Wading River | 7146 | 3 | DFO | GT | 79.5 | 76.3 | 1481.3333 | 11659.6667 |  |  | 11659.6667 | 13282.1583 |  | Electric Utility | N | OP
EXCLUDE | NY | Walden | 10848 | GEN1 | WAT | HY | 1.2 | 1.1 | 0 | 3546 |  |  | 3546 | 0 |  | IPP Non-CHP | N | OP |  | Non Combustion (NUC, WAT, WND, GEO, or SUN)
EXCLUDE | NY | Walden | 10848 | GEN2 | WAT | HY | 0.8 | 0.8 | 0 | 2364 |  |  | 2364 | 0 |  | IPP Non-CHP | N | OP |  | Non Combustion (NUC, WAT, WND, GEO, or SUN)
EXCLUDE | NY | Walden | 10848 | GEN3 | WAT | HY | 0.4 | 0.4 | 0 | 1182 |  |  | 1182 | 0 |  | IPP Non-CHP | N | OP |  | Non Combustion (NUC, WAT, WND, GEO, or SUN)
EXCLUDE | NY | Wappinger Falls Hydroelectric | 54573 | 1 | WAT | HY | 1 | 1 | 0 | 5953 |  |  | 5953 | 0 |  | IPP Non-CHP | N | OP |  | Non Combustion (NUC, WAT, WND, GEO, or SUN)
EXCLUDE | NY | Wappinger Falls Hydroelectric | 54573 | 2 | WAT | HY | 1 | 1 | 0 | 5953 |  |  | 5953 | 0 |  | IPP Non-CHP | N | SB |  | Non Combustion (NUC, WAT, WND, GEO, or SUN)
EXCLUDE | NY | Warrensburg Hydroelectric | 10218 | HY1 | WAT | HY | 2.9 | 0.5 | 0 | 16233 |  |  | 16233 | 0 |  | IPP Non-CHP | N | OP |  | Non Combustion (NUC, WAT, WND, GEO, or SUN)
EXCLUDE | NY | Waste Management Madison County LFGTE | 57021 | GEN1 | LFG | IC | 1.6 | 1.6 | 0 | 0 |  |  | 0 | 0 |  | IPP Non-CHP | N | OP |  | Internal Combustion (PRMVR=IC)
EXCLUDE | NY | Watchtower Educational Center | 55619 | GEN1 | NG | IC | 0.7 | 0.7 | 0 | 0 |  |  | 0 | 0 |  | Commercial Non-CHP | N | SB |  | Internal Combustion (PRMVR=IC)
EXCLUDE | NY | Watchtower Educational Center | 55619 | GEN2 | DFO | IC | 0.7 | 0.7 | 0 | 0 |  |  | 0 | 0 |  | Commercial Non-CHP | N | SB |  | Internal Combustion (PRMVR=IC)
EXCLUDE | NY | Watchtower Educational Center | 55619 | GEN3 | NG | IC | 0.7 | 0.7 | 0 | 0 |  |  | 0 | 0 |  | Commercial Non-CHP | N | SB |  | Internal Combustion (PRMVR=IC)
EXCLUDE | NY | Waterport | 2623 | 1 | WAT | HY | 2 | 1.7 | 0 | 4942.5 |  |  | 4942.5 | 0 |  | IPP Non-CHP | N | OP |  | Non Combustion (NUC, WAT, WND, GEO, or SUN)
EXCLUDE | NY | Waterport | 2623 | 2 | WAT | HY | 2 | 2 | 0 | 4942.5 |  |  | 4942.5 | 0 |  | IPP Non-CHP | N | OP |  | Non Combustion (NUC, WAT, WND, GEO, or SUN)
EXCLUDE | NY | Waterside | 2502 | 6 | RFO | ST | 74.8 | 69 | 0 | 0 | 0 |  |  | 0 |  | Electric Utility | Y | RE | 2005 | Retired in 2005
EXCLUDE | NY | Waterside | 2502 | 8 | RFO | ST | 62.5 | 49.8 | 0 | 0 | 0 |  |  | 0 |  | Electric Utility | Y | RE | 2005 | Retired in 2005
EXCLUDE | NY | Waterside | 2502 | 9 | RFO | ST | 62.5 | 48.4 | 0 | 0 | 0 |  |  | 0 |  | Electric Utility | Y | RE | 2005 | Retired in 2005
EXCLUDE | NY | Watertown | 2700 | 1 | WAT | HY | 2.7 | 2.1 | 0 | 7542.3333 |  |  | 7542.3333 | 0 |  | Electric Utility | N | OP |  | Non Combustion (NUC, WAT, WND, GEO, or SUN)
EXCLUDE | NY | Watertown | 2700 | 2 | WAT | HY | 2.7 | 2.1 | 0 | 7542.3333 |  |  | 7542.3333 | 0 |  | Electric Utility | N | OP |  | Non Combustion (NUC, WAT, WND, GEO, or SUN)
EXCLUDE | NY | Watertown | 2700 | 3 | WAT | HY | 2.7 | 2.1 | 0 | 7542.3333 |  |  | 7542.3333 | 0 |  | Electric Utility | N | OP |  | Non Combustion (NUC, WAT, WND, GEO, or SUN)
SSTLOGN | NY | West Babylon | 2521 | 4 | DFO | GT | 52.4 | 48.5 | 686 | 3806 |  |  | 3806 | 4443.7 |  | Electric Utility | N | OP
EXCLUDE | NY | West Coxsackie | 2487 | GT1 | KER | GT | 21.6 | 20.4 | 0 | 972 |  |  | 972 | 1178.4809 |  | Electric Utility | N | OP |  | Simple Cycle Turbine (PRMVR=GT or OT) unit under 25MW
EXCLUDE | NY | West Delaware Tunnel Plant | 51033 | GEN1 | WAT | HY | 7.5 | 7 | 0 | 18769 |  |  | 18769 | 0 |  | IPP Non-CHP | N | OP |  | Non Combustion (NUC, WAT, WND, GEO, or SUN)
EXCLUDE | NY | West End Dam Hydroelectric Project | 50759 | GEN1 | WAT | HY | 2.2 | 2.1 | 0 | 11763 |  |  | 11763 | 0 |  | IPP Non-CHP | N | OP |  | Non Combustion (NUC, WAT, WND, GEO, or SUN)
EXCLUDE | NY | West End Dam Hydroelectric Project | 50759 | GEN2 | WAT | HY | 2.2 | 2.1 | 0 | 11763 |  |  | 11763 | 0 |  | IPP Non-CHP | N | OP |  | Non Combustion (NUC, WAT, WND, GEO, or SUN)
EXCLUDE | NY | Wethersfield Wind Farm | 55368 | V47 | WND | WT | 6.6 | 6.6 | 0 | 13253 |  |  | 13253 | 0 |  | IPP Non-CHP | N | SB |  | Non Combustion (NUC, WAT, WND, GEO, or SUN)
EXCLUDE | NY | Wheelabrator Hudson Falls | 10503 | GEN1 | MSB | ST | 14.4 | 11.5 | 0 | 79745 |  |  | 79745 | 180153.755 |  | IPP Non-CHP | N | OP |  | Non Fossil fuel type
EXCLUDE | NY | Wheelabrator Westchester | 50882 | GEN1 | MSB | ST | 59.7 | 51 | 0 | 402879 |  |  | 402879 | 752124.5965 |  | IPP Non-CHP | N | OP |  | Non Fossil fuel type
EXCLUDE | NY | Wiscoy 170 | 2646 | 1 | WAT | HY | 0.6 | 0.6 | 0 | 0 |  |  | 0 | 0 |  | Electric Utility | N | OS |  | Non Combustion (NUC, WAT, WND, GEO, or SUN)
EXCLUDE | NY | Wiscoy 170 | 2646 | 2 | WAT | HY | 0.4 | 0.4 | 0 | 0 |  |  | 0 | 0 |  | Electric Utility | N | OS |  | Non Combustion (NUC, WAT, WND, GEO, or SUN)
EXCLUDE | NY | WPS Power Niagara | 50202 | GEN1 | WDS | ST | 56 | 49.1 | 692 | 0 |  |  | 0 | 0 |  | Electric Utility/IPP Non-CHP | N | OP |  | Non Fossil fuel type
EXCLUDE | NY | Yaleville | 2624 | 1 | WAT | HY | 1 | 0.4 | 0 | 1555 |  |  | 1555 | 0 |  | IPP Non-CHP | N | OP |  | Non Combustion (NUC, WAT, WND, GEO, or SUN)
EXCLUDE | NY | Yaleville | 2624 | 2 | WAT | HY | 1 | 0.2 | 0 | 1555 |  |  | 1555 | 0 |  | IPP Non-CHP | N | OP |  | Non Combustion (NUC, WAT, WND, GEO, or SUN)
EXCLUDE | NY | Zotos International WPGF | 57648 | WT1 | WND | WT | 1.7 | 1.7 | 0 | 0 |  |  | 0 | 0 |  | Industrial Non-CHP | N | TS |  | Non Combustion (NUC, WAT, WND, GEO, or SUN)
EXCLUDE | NY | Zotos International WPGF | 57648 | WT2 | WND | WT | 1.7 | 1.7 | 0 | 0 |  |  | 0 | 0 |  | Industrial Non-CHP | N | TS |  | Non Combustion (NUC, WAT, WND, GEO, or SUN)
NGCC | OH | AEP Waterford Facility | 55503 | CTG1 | NG | CC | 174.2 | 155 | 2104 | 458221.9857 |  |  | 458221.9857 | 199509.8533 |  | Electric Utility | N | OP
NGCC | OH | AEP Waterford Facility | 55503 | CTG2 | NG | CC | 174.2 | 155 | 2104 | 458221.9857 |  |  | 458221.9857 | 199509.8533 |  | Electric Utility | N | OP
NGCC | OH | AEP Waterford Facility | 55503 | CTG3 | NG | CC | 174.2 | 155 | 2104 | 458221.9857 |  |  | 458221.9857 | 199509.8533 |  | Electric Utility | N | OP
NGCC | OH | AEP Waterford Facility | 55503 | ST1 | NG | CC | 399 | 345 | 2104 | 1049544.043 |  |  | 1049544.043 | 456971.478 |  | Electric Utility | N | OP
EXCLUDE | OH | Akron Recycle Energy Plant | 54265 | 1 | WDS | ST | 2 | 2 | 0 | 0 | 0 |  |  | 0 |  | Commercial CHP | Y | OS |  | Non Fossil fuel type
EXCLUDE | OH | Akron Recycle Energy Plant | 54265 | 2 | WDS | ST | 2 | 2 | 0 | 0 | 0 |  |  | 0 |  | Commercial CHP | Y | OS |  | Non Fossil fuel type
EXCLUDE | OH | Anadarko | 2945 | 6 | DFO | IC | 0.6 | 0.6 | 0 | 0 |  |  | 0 | 0 |  | Electric Utility | N | SB |  | Internal Combustion (PRMVR=IC)
EXCLUDE | OH | Anadarko | 2945 | 7 | DFO | IC | 1.2 | 1.2 | 0 | 0 |  |  | 0 | 0 |  | Electric Utility | N | SB |  | Internal Combustion (PRMVR=IC)
EXCLUDE | OH | Anadarko | 2945 | 8 | DFO | IC | 1.5 | 1.5 | 0 | 0 |  |  | 0 | 0 |  | Electric Utility | N | SB |  | Internal Combustion (PRMVR=IC)
EXCLUDE | OH | Anadarko | 2945 | 9 | DFO | IC | 2.1 | 2.1 | 0 | 0 |  |  | 0 | 0 |  | Electric Utility | N | SB |  | Internal Combustion (PRMVR=IC)
EXCLUDE | OH | Anadarko | 2945 | 10 | DFO | IC | 1.2 | 1.2 | 0 | 0 |  |  | 0 | 0 |  | Electric Utility | N | SB |  | Internal Combustion (PRMVR=IC)
EXCLUDE | OH | Anadarko | 2945 | 11 | DFO | IC | 1.2 | 1.2 | 0 | 0 |  |  | 0 | 0 |  | Electric Utility | N | SB |  | Internal Combustion (PRMVR=IC)
EXCLUDE | OH | Arcanum | 2902 | 1 | DFO | IC | 0.7 | 0.8 | 0 | 0 |  |  | 0 | 0 |  | Electric Utility | N | OP |  | Internal Combustion (PRMVR=IC)
EXCLUDE | OH | Arcanum | 2902 | 2 | DFO | IC | 0.5 | 0.6 | 0 | 0 |  |  | 0 | 0 |  | Electric Utility | N | OP |  | Internal Combustion (PRMVR=IC)
EXCLUDE | OH | Arcanum Peaking | 7781 | 1 | DFO | IC | 1.8 | 1.8 | 0 | 0 |  |  | 0 | 0 |  | Electric Utility | N | OP |  | Internal Combustion (PRMVR=IC)
EXCLUDE | OH | Arcelormittal Cleveland Inc | 10398 | GEN3 | BFG | ST | 10 | 10 | 0 | 47259 | 0.16938 | 1054350.2126 | 279018.2789 | 96994.3456 |  | Industrial CHP | Y | OP |  | Steam unit (PRMVR=ST) under 25MW/250 MMBtu/hr
EXCLUDE | OH | Arcelormittal Cleveland Inc | 10398 | GEN5 | BFG | ST | 10 | 10 | 0 | 2628 | 0.16938 | 58630.7869 | 15515.7756 | 5393.7058 |  | Industrial CHP | Y | OP |  | Steam unit (PRMVR=ST) under 25MW/250 MMBtu/hr
EXCLUDE | OH | Arcelormittal Cleveland Inc | 10398 | GENA | BFG | ST | 15 | 15 | 0 | 33557.867 | 0.16938 | 748677.3777 | 198126.4582 | 68874.1491 |  | Industrial CHP | Y | OS |  | Steam unit (PRMVR=ST) under 25MW/250 MMBtu/hr
EXCLUDE | OH | Arcelormittal Cleveland Inc | 10398 | GENB | BFG | ST | 10 | 10 | 0 | 2315 | 0.16938 | 51647.7442 | 13667.816 | 4751.3047 |  | Industrial CHP | Y | OP |  | Steam unit (PRMVR=ST) under 25MW/250 MMBtu/hr
EXCLUDE | OH | Arcelormittal Cleveland Inc | 10398 | GENC | BFG | ST | 23 | 23 | 0 | 99927 | 0.16938 | 2229375.4353 | 589971.4245 | 205090.1199 |  | Industrial CHP | Y | OP |  | Steam unit (PRMVR=ST) under 25MW/250 MMBtu/hr
EXCLUDE | OH | Ashtabula | 55990 | 1 | NG | CC | 4.9 | 4.4 | 0 | 28452.0772 | 0.35863 | 231485.4842 | 79335.4632 | 34074.0566 |  | IPP CHP | Y | OP |  | Combined Cycle (PRMVR=CC) unit under 25MW
EXCLUDE | OH | Ashtabula | 55990 | 2 | NG | CC | 4.9 | 4.4 | 0 | 28452.0772 | 0.35863 | 231485.4842 | 79335.4632 | 34074.0566 |  | IPP CHP | Y | OP |  | Combined Cycle (PRMVR=CC) unit under 25MW
EXCLUDE | OH | Ashtabula | 55990 | 3 | NG | CC | 4.9 | 4.4 | 0 | 28452.0772 | 0.35863 | 231485.4842 | 79335.4632 | 34074.0566 |  | IPP CHP | Y | OP |  | Combined Cycle (PRMVR=CC) unit under 25MW
EXCLUDE | OH | Ashtabula | 55990 | 4 | NG | CC | 4.9 | 4.4 | 0 | 28452.0772 | 0.35863 | 231485.4842 | 79335.4632 | 34074.0566 |  | IPP CHP | Y | OP |  | Combined Cycle (PRMVR=CC) unit under 25MW
EXCLUDE | OH | Ashtabula | 55990 | 5 | NG | CC | 4.9 | 4.4 | 0 | 28452.0772 | 0.35863 | 231485.4842 | 79335.4632 | 34074.0566 |  | IPP CHP | Y | OP |  | Combined Cycle (PRMVR=CC) unit under 25MW
EXCLUDE | OH | Ashtabula | 55990 | 6 | NG | CC | 0.8 | 0.7 | 0 | 4645.2371 | 0.35863 | 37793.5484 | 12952.7287 | 5563.1113 |  | IPP CHP | Y | OP |  | Combined Cycle (PRMVR=CC) unit under 25MW
EXCLUDE | OH | Ashtabula | 55990 | 7 | NG | CC | 0.8 | 0.7 | 0 | 4645.2371 | 0.35863 | 37793.5484 | 12952.7287 | 5563.1113 |  | IPP CHP | Y | OP |  | Combined Cycle (PRMVR=CC) unit under 25MW
EXCLUDE | OH | Auglaize Hydro | 7657 | 1 | WAT | HY | 0.7 | 0.7 | 0 | 2108.5556 |  |  | 2108.5556 | 0 |  | Electric Utility | N | OA |  | Non Combustion (NUC, WAT, WND, GEO, or SUN)
EXCLUDE | OH | Auglaize Hydro | 7657 | 3 | WAT | HY | 1.4 | 1.3 | 0 | 0 |  |  | 0 | 0 |  | Electric Utility | N | RE | 2003 | Non Combustion (NUC, WAT, WND, GEO, or SUN)
EXCLUDE | OH | Auglaize Hydro | 7657 | 4 | WAT | HY | 0.5 | 0.8 | 0 | 1506.1111 |  |  | 1506.1111 | 0 |  | Electric Utility | N | OS |  | Non Combustion (NUC, WAT, WND, GEO, or SUN)
EXCLUDE | OH | Auglaize Hydro | 7657 | 5 | WAT | HY | 0.5 | 0.7 | 0 | 1506.1111 |  |  | 1506.1111 | 0 |  | Electric Utility | N | OP |  | Non Combustion (NUC, WAT, WND, GEO, or SUN)
EXCLUDE | OH | Auglaize Hydro | 7657 | 6 | WAT | HY | 0.1 | 0.1 | 0 | 301.2222 |  |  | 301.2222 | 0 |  | Electric Utility | N | OP |  | Non Combustion (NUC, WAT, WND, GEO, or SUN)
EXCLUDE | OH | Auglaize Hydro | 7657 | 2A | WAT | HY | 0.9 | 0.9 | 0 | 2711 |  |  | 2711 | 0 |  | Electric Utility | N | OP |  | Non Combustion (NUC, WAT, WND, GEO, or SUN)
EXCLUDE | OH | Auglaize Hydro | 7657 | 3A | WAT | HY | 0.9 | 0.9 | 0 | 2711 |  |  | 2711 | 0 |  | Electric Utility | N | OP |  | Non Combustion (NUC, WAT, WND, GEO, or SUN)
EXCLUDE | OH | Avon Lake | 2836 | 6 | NG | ST | 75 | 10 | 0 | 0 |  |  | 0 | 0 |  | IPP Non-CHP | N | RE | 2002 | Retired in 2002
COALST | OH | Avon Lake | 2836 | 7 | BIT | ST | 86 | 96 | 1225 | 11189 |  |  | 11189 | 45721.918 |  | Electric Utility/IPP Non-CHP | N | OP | 2015
COALST | OH | Avon Lake | 2836 | 9 | BIT | ST | 680 | 640 | 6080 | 2514976 |  |  | 2514976 | 2250578.3 |  | Electric Utility/IPP Non-CHP | N | OP | 2015
SSTLOGN | OH | Avon Lake | 2836 | 10 | DFO | GT | 29 | 29 | 469 | 109.5472 |  |  | 109.5472 | 250.0945 |  | Electric Utility/IPP Non-CHP | N | SB
EXCLUDE | OH | Bellefontaine Gas Producers LLC | 57433 | 1 | LFG | IC | 1.6 | 1.6 | 0 | 0 |  |  | 0 | 0 |  | IPP Non-CHP | N | OP |  | Internal Combustion (PRMVR=IC)
EXCLUDE | OH | Bellefontaine Gas Producers LLC | 57433 | 2 | LFG | IC | 1.6 | 1.6 | 0 | 0 |  |  | 0 | 0 |  | IPP Non-CHP | N | OP |  | Internal Combustion (PRMVR=IC)
EXCLUDE | OH | Bellefontaine Gas Producers LLC | 57433 | 3 | LFG | IC | 1.6 | 1.6 | 0 | 0 |  |  | 0 | 0 |  | IPP Non-CHP | N | OP |  | Internal Combustion (PRMVR=IC)
EXCLUDE | OH | Blue Creek Wind Project | 57449 | 1 | WND | WT | 302 | 302 | 0 | 29303 |  |  | 29303 | 0 |  | IPP Non-CHP | N | V |  | Non Combustion (NUC, WAT, WND, GEO, or SUN)
EXCLUDE | OH | Bowling Green | 7575 | 1 | DFO | IC | 1.6 | 1.6 | 0 | 0 |  |  | 0 | 0 |  | Electric Utility | N | OP |  | Internal Combustion (PRMVR=IC)
EXCLUDE | OH | Bowling Green | 7575 | 2 | DFO | IC | 7.2 | 7.2 | 0 | 0 |  |  | 0 | 0 |  | Electric Utility | N | OP |  | Internal Combustion (PRMVR=IC)
SSTLOGN | OH | Bowling Green Generating Station | 55262 | CT1 | NG | GT | 33 | 26 | 338 | 1578 |  |  | 1578 | 1150.8833 |  | Electric Utility | N | OP
EXCLUDE | OH | Bowling Green Generating Station | 55262 | CT2 | NG | GT | 16.5 | 12 | 169 | 789 |  |  | 789 | 575.4417 |  | Electric Utility | N | OP |  | Simple Cycle Turbine (PRMVR=GT or OT) unit under 25MW
SSTLOGN | OH | Bowling Green Peaking | 7783 | 1 | NG | GT | 32 | 29 | 423 | 2397 |  |  | 2397 | 1681.975 |  | Electric Utility | N | OP
EXCLUDE | OH | Bowling Green Wind | 56226 | 1 | WND | WT | 1.8 | 1.8 | 0 | 3594.75 |  |  | 3594.75 | 0 |  | Electric Utility | N | OP |  | Non Combustion (NUC, WAT, WND, GEO, or SUN)
EXCLUDE | OH | Bowling Green Wind | 56226 | 2 | WND | WT | 1.8 | 1.8 | 0 | 3594.75 |  |  | 3594.75 | 0 |  | Electric Utility | N | OP |  | Non Combustion (NUC, WAT, WND, GEO, or SUN)
EXCLUDE | OH | Bowling Green Wind | 56226 | 3 | WND | WT | 1.8 | 1.8 | 0 | 3594.75 |  |  | 3594.75 | 0 |  | Electric Utility | N | OP |  | Non Combustion (NUC, WAT, WND, GEO, or SUN)
EXCLUDE | OH | Bowling Green Wind | 56226 | 4 | WND | WT | 1.8 | 1.8 | 0 | 3594.75 |  |  | 3594.75 | 0 |  | Electric Utility | N | OP |  | Non Combustion (NUC, WAT, WND, GEO, or SUN)
EXCLUDE | OH | Bridgewater Dairy Anaerobic Digester | 57173 | 1 | OBG | IC | 0.6 | 0.6 | 0 | 0 |  |  | 0 | 0 |  | Industrial Non-CHP | N | OP |  | Internal Combustion (PRMVR=IC)
EXCLUDE | OH | Bridgewater Dairy Anaerobic Digester | 57173 | 2 | OBG | IC | 0.6 | 0.6 | 0 | 0 |  |  | 0 | 0 |  | Industrial Non-CHP | N | OP |  | Internal Combustion (PRMVR=IC)
EXCLUDE | OH | Bryan | 2903 | 1 | NG | GT | 15.8 | 12.5 | 0 | -50.2337 |  |  | -50.2337 | 252.9854 |  | Electric Utility | N | SB |  | Simple Cycle Turbine (PRMVR=GT or OT) unit under 25MW
EXCLUDE | OH | Bryan | 2903 | 2 | NG | GT | 16 | 12.5 | 0 | -50.8696 |  |  | -50.8696 | 256.1878 |  | Electric Utility | N | SB |  | Simple Cycle Turbine (PRMVR=GT or OT) unit under 25MW
EXCLUDE | OH | Bryan | 2903 | 5 | DFO | IC | 2.5 | 2.5 | 0 | 0 |  |  | 0 | 0 |  | Electric Utility | N | SB |  | Internal Combustion (PRMVR=IC)
EXCLUDE | OH | Bryan | 2903 | 6 | NG | GT | 5 | 4 | 0 | -15.8967 |  |  | -15.8967 | 80.0587 |  | Electric Utility | N | SB |  | Simple Cycle Turbine (PRMVR=GT or OT) unit under 25MW
EXCLUDE | OH | Bryan Peaking | 7779 | 1 | DFO | IC | 1.8 | 1.8 | 0 | 0 |  |  | 0 | 0 |  | Electric Utility | N | OP |  | Internal Combustion (PRMVR=IC)
EXCLUDE | OH | Bryan Peaking | 7779 | 2 | DFO | IC | 1.8 | 1.8 | 0 | 0 |  |  | 0 | 0 |  | Electric Utility | N | OP |  | Internal Combustion (PRMVR=IC)
EXCLUDE | OH | Bryan Peaking | 7779 | 3 | DFO | IC | 1.8 | 1.8 | 0 | 0 |  |  | 0 | 0 |  | Electric Utility | N | OP |  | Internal Combustion (PRMVR=IC)
EXCLUDE | OH | Bryan Peaking | 7779 | 4 | DFO | IC | 1.8 | 1.8 | 0 | 0 |  |  | 0 | 0 |  | Electric Utility | N | OP |  | Internal Combustion (PRMVR=IC)
EXCLUDE | OH | Bryan Peaking | 7779 | 5 | DFO | IC | 1.8 | 1.8 | 0 | 0 |  |  | 0 | 0 |  | Electric Utility | N | OP |  | Internal Combustion (PRMVR=IC)
EXCLUDE | OH | Bryan Peaking | 7779 | 6 | DFO | IC | 1.8 | 1.8 | 0 | 0 |  |  | 0 | 0 |  | Electric Utility | N | OP |  | Internal Combustion (PRMVR=IC)
EXCLUDE | OH | Carbon Limestone | 56868 | 1 | LFG | IC | 1.4 | 1.4 | 0 | 0 |  |  | 0 | 0 |  | IPP Non-CHP | N | OP |  | Internal Combustion (PRMVR=IC)
EXCLUDE | OH | Carbon Limestone | 56868 | 2 | LFG | IC | 1.4 | 1.4 | 0 | 0 |  |  | 0 | 0 |  | IPP Non-CHP | N | OP |  | Internal Combustion (PRMVR=IC)
EXCLUDE | OH | Carbon Limestone | 56868 | 3 | LFG | IC | 1.4 | 1.4 | 0 | 0 |  |  | 0 | 0 |  | IPP Non-CHP | N | OP |  | Internal Combustion (PRMVR=IC)
EXCLUDE | OH | Carbon Limestone | 56868 | 4 | LFG | IC | 1.4 | 1.4 | 0 | 0 |  |  | 0 | 0 |  | IPP Non-CHP | N | OP |  | Internal Combustion (PRMVR=IC)
EXCLUDE | OH | Carbon Limestone | 56868 | 5 | LFG | IC | 1.4 | 1.4 | 0 | 0 |  |  | 0 | 0 |  | IPP Non-CHP | N | OP |  | Internal Combustion (PRMVR=IC)
EXCLUDE | OH | Carbon Limestone | 56868 | 6 | LFG | IC | 1.4 | 1.4 | 0 | 0 |  |  | 0 | 0 |  | IPP Non-CHP | N | OP |  | Internal Combustion (PRMVR=IC)
EXCLUDE | OH | Carbon Limestone | 56868 | 7 | LFG | IC | 1.4 | 1.4 | 0 | 0 |  |  | 0 | 0 |  | IPP Non-CHP | N | OP |  | Internal Combustion (PRMVR=IC)
EXCLUDE | OH | Carbon Limestone | 56868 | 8 | LFG | IC | 1.4 | 1.4 | 0 | 0 |  |  | 0 | 0 |  | IPP Non-CHP | N | OP |  | Internal Combustion (PRMVR=IC)
EXCLUDE | OH | Carbon Limestone | 56868 | 9 | LFG | IC | 1.4 | 1.4 | 0 | 0 |  |  | 0 | 0 |  | IPP Non-CHP | N | OP |  | Internal Combustion (PRMVR=IC)
EXCLUDE | OH | Carbon Limestone | 56868 | 10 | LFG | IC | 1.4 | 1.4 | 0 | 0 |  |  | 0 | 0 |  | IPP Non-CHP | N | OP |  | Internal Combustion (PRMVR=IC)
EXCLUDE | OH | Carbon Limestone | 56868 | 11 | LFG | IC | 1.4 | 1.4 | 0 | 0 |  |  | 0 | 0 |  | IPP Non-CHP | N | OP |  | Internal Combustion (PRMVR=IC)
EXCLUDE | OH | Carbon Limestone | 56868 | 12 | LFG | IC | 1.4 | 1.4 | 0 | 0 |  |  | 0 | 0 |  | IPP Non-CHP | N | OP |  | Internal Combustion (PRMVR=IC)
EXCLUDE | OH | Carbon Limestone | 56868 | 13 | LFG | IC | 1.4 | 1.4 | 0 | 0 |  |  | 0 | 0 |  | IPP Non-CHP | N | OP |  | Internal Combustion (PRMVR=IC)
EXCLUDE | OH | Carbon Limestone | 56868 | 14 | LFG | IC | 1.4 | 1.4 | 0 | 0 |  |  | 0 | 0 |  | IPP Non-CHP | N | OP |  | Internal Combustion (PRMVR=IC)
EXCLUDE | OH | Carbon Limestone | 56868 | 15 | LFG | IC | 1.4 | 1.4 | 0 | 0 |  |  | 0 | 0 |  | IPP Non-CHP | N | OP |  | Internal Combustion (PRMVR=IC)
EXCLUDE | OH | Carbon Limestone | 56868 | 16 | LFG | IC | 1.4 | 1.4 | 0 | 0 |  |  | 0 | 0 |  | IPP Non-CHP | N | OP |  | Internal Combustion (PRMVR=IC)
COALST | OH | Cardinal | 2828 | 1 | BIT | ST | 615.2 | 580 | 5906.5878 | 2693195 |  |  | 2693195 | 2683349.1596 |  | Electric Utility | N | OP
COALST | OH | Cardinal | 2828 | 2 | BIT | ST | 615.2 | 590 | 4587.7135 | 2091835 |  |  | 2091835 | 2084187.6244 |  | Electric Utility | N | OP
COALST | OH | Cardinal | 2828 | 3 | BIT | ST | 650 | 630 | 7181.2986 | 3274418 |  |  | 3274418 | 3262447.312 |  | Electric Utility | N | OP
EXCLUDE | OH | Central Ohio BioEnergy Plant #1 | 57513 | COBE1 | OBG | IC | 1 | 0.9 | 0 | 0 | 0 |  |  | 0 |  | Industrial CHP | Y | OP |  | Internal Combustion (PRMVR=IC)
EXCLUDE | OH | Central Utility Plant Cincinnati | 57908 | CTG1 | NG | CC | 11.9 | 11.8 | 0 | 44904.3085 | 0.96605 | 7179.8549 | 46482.5298 | 32705.7846 |  | Commercial CHP | Y | OP |  | Combined Cycle (PRMVR=CC) unit under 25MW
EXCLUDE | OH | Central Utility Plant Cincinnati | 57908 | CTG2 | NG | CC | 11.9 | 11.8 | 0 | 44904.3085 | 0.96605 | 7179.8549 | 46482.5298 | 32705.7846 |  | Commercial CHP | Y | OP |  | Combined Cycle (PRMVR=CC) unit under 25MW
EXCLUDE | OH | Central Utility Plant Cincinnati | 57908 | P005 | DFO | IC | 1.9 | 1.9 | 0 | 0 |  |  | 0 | 0 |  | Commercial CHP | N | OP |  | Internal Combustion (PRMVR=IC)
EXCLUDE | OH | Central Utility Plant Cincinnati | 57908 | STG | NG | CC | 21.5 | 18 | 0 | 81129.633 | 0.96605 | 12972.0068 | 83981.0413 | 59090.2831 |  | Commercial CHP | Y | OP |  | Combined Cycle (PRMVR=CC) unit under 25MW
EXCLUDE | OH | Cleveland Peaking | 7774 | 1 | DFO | IC | 1.8 | 1.8 | 0 | 0 |  |  | 0 | 0 |  | Electric Utility | N | OP |  | Internal Combustion (PRMVR=IC)
EXCLUDE | OH | Cleveland Peaking | 7774 | 2 | DFO | IC | 1.8 | 1.8 | 0 | 0 |  |  | 0 | 0 |  | Electric Utility | N | OP |  | Internal Combustion (PRMVR=IC)
EXCLUDE | OH | Cleveland Peaking | 7774 | 3 | DFO | IC | 1.8 | 1.8 | 0 | 0 |  |  | 0 | 0 |  | Electric Utility | N | OP |  | Internal Combustion (PRMVR=IC)
EXCLUDE | OH | Cleveland Peaking | 7774 | 4 | DFO | IC | 1.8 | 1.8 | 0 | 0 |  |  | 0 | 0 |  | Electric Utility | N | OP |  | Internal Combustion (PRMVR=IC)
EXCLUDE | OH | Cleveland Peaking | 7774 | 5 | DFO | IC | 1.8 | 1.8 | 0 | 0 |  |  | 0 | 0 |  | Electric Utility | N | OP |  | Internal Combustion (PRMVR=IC)
EXCLUDE | OH | Cleveland Peaking | 7774 | 6 | DFO | IC | 1.8 | 1.8 | 0 | 0 |  |  | 0 | 0 |  | Electric Utility | N | OP |  | Internal Combustion (PRMVR=IC)
EXCLUDE | OH | Collinwood | 2906 | 3 | NG | GT | 16 | 16 | 0 | 21 |  |  | 21 | 79.8929 |  | Electric Utility | N | OP |  | Simple Cycle Turbine (PRMVR=GT or OT) unit under 25MW
EXCLUDE | OH | Conesville | 2840 | 1 | BIT | ST | 148 | 115 | 0 | 0 |  |  | 0 | 0 |  | Electric Utility | N | RE | 2005 | Retired in 2005
EXCLUDE | OH | Conesville | 2840 | 2 | BIT | ST | 136 | 115 | 0 | 0 |  |  | 0 | 0 |  | Electric Utility | N | RE | 2005 | Retired in 2005
COALST | OH | Conesville | 2840 | 3 | BIT | ST | 161.5 | 165 | 1862 | 204838 |  |  | 204838 | 232027.52 |  | Electric Utility | N | OP | 2012
COALST | OH | Conesville | 2840 | 4 | BIT | ST | 841.5 | 780 | 7960 | 2550660 |  |  | 2550660 | 2973126.247 |  | Electric Utility | N | OP
COALST | OH | Conesville | 2840 | 5 | BIT | ST | 443.9 | 375 | 4091 | 1963193 |  |  | 1963193 | 2258405.557 |  | Electric Utility | N | OP
COALST | OH | Conesville | 2840 | 6 | BIT | ST | 443.9 | 375 | 4091 | 2274322 |  |  | 2274322 | 2606119.868 |  | Electric Utility | N | OP
EXCLUDE | OH | Cooper Farms VW Project | 57570 | WTG | WND | WT | 3 | 3 | 0 | 0 |  |  | 0 | 0 |  | Industrial Non-CHP | N | V |  | Non Combustion (NUC, WAT, WND, GEO, or SUN)
SSTLOGN | OH | Darby Electric Generating Station | 55247 | GT1 | NG | GT | 94 | 72.5 | 1115 | 5874.8333 |  |  | 5874.8333 | 4954.094 |  | Electric Utility | N | OP
SSTLOGN | OH | Darby Electric Generating Station | 55247 | GT2 | NG | GT | 94 | 72.5 | 1115 | 5874.8333 |  |  | 5874.8333 | 5337.122 |  | Electric Utility | N | OP
SSTLOGN | OH | Darby Electric Generating Station | 55247 | GT3 | NG | GT | 94 | 72.5 | 1115 | 5874.8333 |  |  | 5874.8333 | 5938.758 |  | Electric Utility | N | OP
SSTLOGN | OH | Darby Electric Generating Station | 55247 | GT4 | NG | GT | 94 | 72.5 | 1115 | 5874.8333 |  |  | 5874.8333 | 5087.999 |  | Electric Utility | N | OP
SSTLOGN | OH | Darby Electric Generating Station | 55247 | GT5 | NG | GT | 94 | 72.5 | 1115 | 5874.8333 |  |  | 5874.8333 | 1577.926 |  | Electric Utility | N | OP
SSTLOGN | OH | Darby Electric Generating Station | 55247 | GT6 | NG | GT | 94 | 72.5 | 1115 | 5874.8333 |  |  | 5874.8333 | 3780.573 |  | Electric Utility | N | OP
EXCLUDE | OH | Davis Besse | 6149 | 1 | NUC | ST | 925.2 | 894 | 0 | 6328897 |  |  | 6328897 | 0 |  | IPP Non-CHP | N | OP |  | Non Combustion (NUC, WAT, WND, GEO, or SUN)
SSTLOGN | OH | Dicks Creek | 2831 | 1 | NG | GT | 100 | 92 | 1244.5003 | 14.5248 |  |  | 14.5248 | 60.6685 |  | Electric Utility | N | OP
EXCLUDE | OH | Dicks Creek | 2831 | 3 | NG | GT | 16.5 | 14.2 | 205.3426 | 2.388 |  |  | 2.388 | 10.0103 |  | Electric Utility | N | OP |  | Simple Cycle Turbine (PRMVR=GT or OT) unit under 25MW
EXCLUDE | OH | Dicks Creek | 2831 | 4 | DFO | GT | 21.3 | 15 | 265.0786 | 99.0698 |  |  | 99.0698 | 18.0252 |  | Electric Utility | N | OP |  | Simple Cycle Turbine (PRMVR=GT or OT) unit under 25MW
EXCLUDE | OH | Dicks Creek | 2831 | 5 | DFO | GT | 21.3 | 15 | 265.0786 | 99.0698 |  |  | 99.0698 | 18.0252 |  | Electric Utility | N | OP |  | Simple Cycle Turbine (PRMVR=GT or OT) unit under 25MW
EXCLUDE | OH | Dodge Park Engine No 1 | 56423 | 7 | DFO | IC | 2 | 1.8 | 0 | 0 |  |  | 0 | 0 |  | Electric Utility | N | OP |  | Internal Combustion (PRMVR=IC)
EXCLUDE | OH | Dover | 2914 | 2 | BIT | ST | 4 | 4 | 0 | 0 |  |  | 0 | 0 |  | Electric Utility | N | RE | 2007 | Steam unit (PRMVR=ST) under 25MW/250 MMBtu/hr
EXCLUDE | OH | Dover | 2914 | 3 | BIT | ST | 8 | 8 | 0 | 23026.0364 |  |  | 23026.0364 | 37147.5574 |  | Electric Utility | N | SB |  | Steam unit (PRMVR=ST) under 25MW/250 MMBtu/hr
EXCLUDE | OH | Dover | 2914 | 4 | BIT | ST | 19.5 | 15.2 | 0 | 56125.9636 |  |  | 56125.9636 | 127694.7285 |  | Electric Utility | N | OP |  | Steam unit (PRMVR=ST) under 25MW/250 MMBtu/hr
EXCLUDE | OH | Dover | 2914 | 5 | DFO | IC | 2.6 | 2.4 | 0 | 0 |  |  | 0 | 0 |  | Electric Utility | N | OP |  | Internal Combustion (PRMVR=IC)
EXCLUDE | OH | Dover | 2914 | 6 | NG | GT | 19.5 | 15.3 | 0 | 33.32 |  |  | 33.32 | 9.4679 |  | Electric Utility | N | OP |  | Simple Cycle Turbine (PRMVR=GT or OT) unit under 25MW
EXCLUDE | OH | Dover Peaking | 7777 | 1 | DFO | IC | 1.8 | 1.8 | 0 | 0 |  |  | 0 | 0 |  | Electric Utility | N | OP |  | Internal Combustion (PRMVR=IC)
EXCLUDE | OH | Dover Peaking | 7777 | 2 | DFO | IC | 1.8 | 1.8 | 0 | 0 |  |  | 0 | 0 |  | Electric Utility | N | OP |  | Internal Combustion (PRMVR=IC)
EXCLUDE | OH | Dover Peaking | 7777 | 3 | DFO | IC | 1.8 | 1.8 | 0 | 0 |  |  | 0 | 0 |  | Electric Utility | N | OP |  | Internal Combustion (PRMVR=IC)
EXCLUDE | OH | Dover Peaking | 7777 | 4 | DFO | IC | 1.8 | 1.8 | 0 | 0 |  |  | 0 | 0 |  | Electric Utility | N | OP |  | Internal Combustion (PRMVR=IC)
EXCLUDE | OH | Dover Peaking | 7777 | 5 | DFO | IC | 1.8 | 1.8 | 0 | 0 |  |  | 0 | 0 |  | Electric Utility | N | OP |  | Internal Combustion (PRMVR=IC)
EXCLUDE | OH | Dover Peaking | 7777 | 6 | DFO | IC | 1.8 | 1.8 | 0 | 0 |  |  | 0 | 0 |  | Electric Utility | N | OP |  | Internal Combustion (PRMVR=IC)
NGCC | OH | Dresden Energy Facility | 55350 | 1 | NG | CC | 198.9 | 158.3 | 0 | 0 |  |  | 0 | 0 |  | Electric Utility | N | V
NGCC | OH | Dresden Energy Facility | 55350 | 2 | NG | CC | 198.9 | 158.3 | 0 | 0 |  |  | 0 | 0 |  | Electric Utility | N | V
NGCC | OH | Dresden Energy Facility | 55350 | 3 | NG | CC | 280.5 | 223.4 | 0 | 0 |  |  | 0 | 0 |  | Electric Utility | N | V
EXCLUDE | OH | East Campus Utility Plant | 57929 | P007 | DFO | IC | 2 | 1.7 | 0 | 0 |  |  | 0 | 0 |  | Commercial Non-CHP | N | OP |  | Internal Combustion (PRMVR=IC)
EXCLUDE | OH | East Campus Utility Plant | 57929 | P008 | DFO | IC | 1.5 | 1.5 | 0 | 0 |  |  | 0 | 0 |  | Commercial Non-CHP | N | OP |  | Internal Combustion (PRMVR=IC)
EXCLUDE | OH | East Campus Utility Plant | 57929 | STG | BIT | ST | 1.3 | 1.2 | 0 | 1019 |  |  | 1019 | 32279.9277 |  | Commercial Non-CHP | N | OP |  | Steam unit (PRMVR=ST) under 25MW/250 MMBtu/hr
EXCLUDE | OH | Edgerton | 7874 | 1 | DFO | IC | 1.8 | 1.8 | 0 | 0 |  |  | 0 | 0 |  | Electric Utility | N | OP |  | Internal Combustion (PRMVR=IC)
EXCLUDE | OH | Edgerton | 7874 | 2 | DFO | IC | 1.8 | 1.8 | 0 | 0 |  |  | 0 | 0 |  | Electric Utility | N | OP |  | Internal Combustion (PRMVR=IC)
EXCLUDE | OH | Engle | 7576 | 16 | DFO | IC | 9 | 9 | 0 | 0 |  |  | 0 | 0 |  | Electric Utility | N | OP |  | Internal Combustion (PRMVR=IC)
EXCLUDE | OH | FirstEnergy Acme | 2877 | 2 | BIT | ST | 72 | 72 | 0 | 0 |  |  | 0 | 0 |  | IPP Non-CHP | N | RE | 1994 | Retired in 1994
COALST | OH | FirstEnergy Ashtabula | 2835 | 5 | BIT | ST | 256 | 244 | 3000 | 898543 |  |  | 898543 | 1271823.348 |  | Electric Utility/IPP Non-CHP | N | OP | 2015
EXCLUDE | OH | FirstEnergy Ashtabula | 2835 | 6 | BIT | ST | 46 | 44 | 0 | 0 |  |  | 0 | 0 |  | IPP Non-CHP | N | RE | 2002 | Retired in 2002
EXCLUDE | OH | FirstEnergy Ashtabula | 2835 | 7 | BIT | ST | 46 | 44 | 0 | 0 |  |  | 0 | 0 |  | IPP Non-CHP | N | RE | 2002 | Retired in 2002
EXCLUDE | OH | FirstEnergy Ashtabula | 2835 | 8 | BIT | ST | 46 | 44 | 0 | 0 |  |  | 0 | 0 |  | IPP Non-CHP | N | RE | 2002 | Retired in 2002
EXCLUDE | OH | FirstEnergy Ashtabula | 2835 | 9 | BIT | ST | 46 | 44 | 0 | 0 |  |  | 0 | 0 |  | IPP Non-CHP | N | RE | 2002 | Retired in 2002
COALST | OH | FirstEnergy Bay Shore | 2878 | 1 | PC | ST | 140.6 | 136 | 2100 | 1109756 |  |  | 1109756 | 1502382.591 |  | Electric Utility/IPP Non-CHP | N | OP
COALST | OH | FirstEnergy Bay Shore | 2878 | 2 | SUB | ST | 140.6 | 138 | 2000 | 609797 |  |  | 609797 | 671960.399 |  | IPP Non-CHP | N | OP | 2012
COALST | OH | FirstEnergy Bay Shore | 2878 | 3 | SUB | ST | 140.6 | 142 | 2300 | 695339 |  |  | 695339 | 784724.833 |  | IPP Non-CHP | N | OP | 2012
COALST | OH | FirstEnergy Bay Shore | 2878 | 4 | SUB | ST | 217.6 | 215 | 3200 | 978658 |  |  | 978658 | 1075312.773 |  | IPP Non-CHP | N | OP | 2012
EXCLUDE | OH | FirstEnergy Bay Shore | 2878 | CT | DFO | GT | 16 | 16 | 0 | -20 |  |  | -20 | 94.3215 |  | IPP Non-CHP | N | OP |  | Simple Cycle Turbine (PRMVR=GT or OT) unit under 25MW
COALST | OH | FirstEnergy Eastlake | 2837 | 1 | BIT | ST | 123 | 132 | 1400 | 661135 |  |  | 661135 | 738030.006 |  | Electric Utility/IPP Non-CHP | N | OP | 2015
COALST | OH | FirstEnergy Eastlake | 2837 | 2 | BIT | ST | 123 | 132 | 1400 | 410667 |  |  | 410667 | 455324.767 |  | Electric Utility/IPP Non-CHP | N | OP | 2015
COALST | OH | FirstEnergy Eastlake | 2837 | 3 | BIT | ST | 123 | 132 | 1400 | 496394 |  |  | 496394 | 533239.038 |  | Electric Utility/IPP Non-CHP | N | OP | 2015
COALST | OH | FirstEnergy Eastlake | 2837 | 4 | BIT | ST | 208 | 240 | 2500 | 949119 |  |  | 949119 | 1092265.159 |  | IPP Non-CHP | N | OP | 2012
COALST | OH | FirstEnergy Eastlake | 2837 | 5 | BIT | ST | 680 | 597 | 6100 | 4164867 |  |  | 4164867 | 4189078.27 |  | IPP Non-CHP | N | OP | 2012
SSTLOGN | OH | FirstEnergy Eastlake | 2837 | 6 | DFO | GT | 32 | 24 | 480 | 406.8896 |  |  | 406.8896 | 1252.1846 |  | Electric Utility/IPP Non-CHP | N | OP
EXCLUDE | OH | FirstEnergy Edgewater | 2857 | 4 | NG | ST | 113.6 | 100 | 0 | 0 |  |  | 0 | 0 |  | IPP Non-CHP | N | RE | 2002 | Retired in 2002
EXCLUDE | OH | FirstEnergy Edgewater | 2857 | CTA | DFO | GT | 28.8 | 19 | 0 | 0 |  |  | 0 | 0 |  | IPP Non-CHP | N | RE | 2010 | Retired in 2010
EXCLUDE | OH | FirstEnergy Edgewater | 2857 | CTB | DFO | GT | 28.8 | 19 | 0 | 0 |  |  | 0 | 0 |  | IPP Non-CHP | N | RE | 2010 | Retired in 2010
COALST | OH | FirstEnergy Lake Shore | 2838 | 18 | SUB | ST | 256 | 245 | 2239 | 582644 |  |  | 582644 | 541239.348 |  | Electric Utility/IPP Non-CHP | N | OP | 2015
EXCLUDE | OH | FirstEnergy Lake Shore | 2838 | IC1 | DFO | IC | 2 | 2 | 0 | 0 |  |  | 0 | 0 |  | IPP Non-CHP | N | OP |  | Internal Combustion (PRMVR=IC)
EXCLUDE | OH | FirstEnergy Lake Shore | 2838 | IC2 | DFO | IC | 2 | 2 | 0 | 0 |  |  | 0 | 0 |  | IPP Non-CHP | N | OP |  | Internal Combustion (PRMVR=IC)
SSTLOGN | OH | FirstEnergy Mad River | 2860 | CTA | DFO | GT | 27 | 25 | 0 | 0 |  |  | 0 | 0 |  | IPP Non-CHP | N | OP
SSTLOGN | OH | FirstEnergy Mad River | 2860 | CTB | DFO | GT | 27 | 25 | 0 | 0 |  |  | 0 | 0 |  | IPP Non-CHP | N | OP
EXCLUDE | OH | FirstEnergy R E Burger | 2864 | 1 | BIT | ST | 62.5 | 56 | 0 | 0 |  |  | 0 | 0 |  | IPP Non-CHP | N | RE | 1995 | Retired in 1995
EXCLUDE | OH | FirstEnergy R E Burger | 2864 | 2 | BIT | ST | 62.5 | 56 | 0 | 0 |  |  | 0 | 0 |  | IPP Non-CHP | N | RE | 1995 | Retired in 1995
COALST | OH | FirstEnergy R E Burger | 2864 | 3 | BIT | ST | 103.4 | 94 | 0 | 0 |  |  | 0 | 0 |  | IPP Non-CHP | N | OS
EXCLUDE | OH | FirstEnergy R E Burger | 2864 | 4 | BIT | ST | 156.2 | 156 | 0 | 0 |  |  | 0 | 0 |  | IPP Non-CHP | N | RE | 2010 | Retired in 2010
EXCLUDE | OH | FirstEnergy R E Burger | 2864 | 5 | BIT | ST | 156.2 | 156 | 0 | 0 |  |  | 0 | 0 |  | IPP Non-CHP | N | RE | 2010 | Retired in 2010
EXCLUDE | OH | FirstEnergy R E Burger | 2864 | A1 | DFO | IC | 2.5 | 2 | 0 | 0 |  |  | 0 | 0 |  | IPP Non-CHP | N | OP |  | Internal Combustion (PRMVR=IC)
EXCLUDE | OH | FirstEnergy R E Burger | 2864 | B1 | DFO | IC | 2.5 | 2 | 0 | 0 |  |  | 0 | 0 |  | IPP Non-CHP | N | OP |  | Internal Combustion (PRMVR=IC)
EXCLUDE | OH | FirstEnergy R E Burger | 2864 | B2 | DFO | IC | 2.5 | 3 | 0 | 0 |  |  | 0 | 0 |  | IPP Non-CHP | N | OP |  | Internal Combustion (PRMVR=IC)
EXCLUDE | OH | FirstEnergy Toronto | 2867 | 5 | BIT | ST | 35 | 42 | 0 | 0 |  |  | 0 | 0 |  | IPP Non-CHP | N | RE | 2003 | Retired in 2003
EXCLUDE | OH | FirstEnergy Toronto | 2867 | 6 | BIT | ST | 69 | 65 | 0 | 0 |  |  | 0 | 0 |  | IPP Non-CHP | N | RE | 2003 | Retired in 2003
EXCLUDE | OH | FirstEnergy Toronto | 2867 | 7 | BIT | ST | 69 | 65 | 0 | 0 |  |  | 0 | 0 |  | IPP Non-CHP | N | RE | 2003 | Retired in 2003
COALST | OH | FirstEnergy W H Sammis | 2866 | 1 | BIT | ST | 190.4 | 180 | 1822 | 813949 |  |  | 813949 | 836911.986 |  | Electric Utility/IPP Non-CHP | N | OP
COALST | OH | FirstEnergy W H Sammis | 2866 | 2 | BIT | ST | 190.4 | 180 | 1822 | 760772 |  |  | 760772 | 775860.802 |  | Electric Utility/IPP Non-CHP | N | OP
COALST | OH | FirstEnergy W H Sammis | 2866 | 3 | BIT | ST | 190.4 | 180 | 1822 | 844925 |  |  | 844925 | 874422.207 |  | Electric Utility/IPP Non-CHP | N | OP
COALST | OH | FirstEnergy W H Sammis | 2866 | 4 | BIT | ST | 190.4 | 180 | 1822 | 1036819 |  |  | 1036819 | 1014151.476 |  | Electric Utility/IPP Non-CHP | N | OP
COALST | OH | FirstEnergy W H Sammis | 2866 | 5 | BIT | ST | 334 | 300 | 3500 | 1118549 |  |  | 1118549 | 1212629.985 |  | Electric Utility/IPP Non-CHP | N | OP
COALST | OH | FirstEnergy W H Sammis | 2866 | 6 | BIT | ST | 680 | 600 | 6700 | 1541814 |  |  | 1541814 | 1671133.194 |  | Electric Utility/IPP Non-CHP | N | OP
COALST | OH | FirstEnergy W H Sammis | 2866 | 7 | BIT | ST | 680 | 600 | 6700 | 3940985 |  |  | 3940985 | 4087477.635 |  | Electric Utility/IPP Non-CHP | N | OP
EXCLUDE | OH | FirstEnergy W H Sammis | 2866 | A1 | DFO | IC | 2.5 | 3 | 0 | 0 |  |  | 0 | 0 |  | IPP Non-CHP | N | OP |  | Internal Combustion (PRMVR=IC)
EXCLUDE | OH | FirstEnergy W H Sammis | 2866 | B1 | DFO | IC | 2.5 | 3 | 0 | 0 |  |  | 0 | 0 |  | IPP Non-CHP | N | OP |  | Internal Combustion (PRMVR=IC)
EXCLUDE | OH | FirstEnergy W H Sammis | 2866 | B2 | DFO | IC | 2.5 | 3 | 0 | 0 |  |  | 0 | 0 |  | IPP Non-CHP | N | OP |  | Internal Combustion (PRMVR=IC)
EXCLUDE | OH | FirstEnergy W H Sammis | 2866 | B3 | DFO | IC | 2.5 | 2 | 0 | 0 |  |  | 0 | 0 |  | IPP Non-CHP | N | OP |  | Internal Combustion (PRMVR=IC)
EXCLUDE | OH | FirstEnergy W H Sammis | 2866 | B4 | DFO | IC | 2.5 | 2 | 0 | 0 |  |  | 0 | 0 |  | IPP Non-CHP | N | OP |  | Internal Combustion (PRMVR=IC)
SSTLOGN | OH | FirstEnergy West Lorain | 2869 | 2 | NG | GT | 85 | 85 | 1047 | 17116.2715 |  |  | 17116.2715 | 17897.493 |  | Electric Utility/IPP Non-CHP | N | OP
SSTLOGN | OH | FirstEnergy West Lorain | 2869 | 3 | NG | GT | 85 | 85 | 1047 | 17116.2715 |  |  | 17116.2715 | 14558.229 |  | Electric Utility/IPP Non-CHP | N | OP
SSTLOGN | OH | FirstEnergy West Lorain | 2869 | 4 | NG | GT | 85 | 85 | 1047 | 17116.2715 |  |  | 17116.2715 | 17229.64 |  | Electric Utility/IPP Non-CHP | N | OP
SSTLOGN | OH | FirstEnergy West Lorain | 2869 | 5 | NG | GT | 85 | 85 | 1047 | 17116.2715 |  |  | 17116.2715 | 18209.765 |  | Electric Utility/IPP Non-CHP | N | OP
SSTLOGN | OH | FirstEnergy West Lorain | 2869 | 6 | NG | GT | 85 | 85 | 1047 | 17116.2715 |  |  | 17116.2715 | 19313.489 |  | Electric Utility/IPP Non-CHP | N | OP
SSTLOGN | OH | FirstEnergy West Lorain | 2869 | 1A | DFO | GT | 65.3 | 57 | 1050 | 152.6982 |  |  | 152.6982 | 427.9928 |  | Electric Utility/IPP Non-CHP | N | OP
SSTLOGN | OH | FirstEnergy West Lorain | 2869 | 1B | DFO | GT | 65.3 | 57 | 1050 | 72.945 |  |  | 72.945 | 256.7957 |  | Electric Utility/IPP Non-CHP | N | OP
SSTLOGN | OH | Frank M Tait | 2847 | GT1 | NG | GT | 103.5 | 88 | 1500 | 11058.436 |  |  | 11058.436 | 6072.5 |  | Electric Utility | N | OP
SSTLOGN | OH | Frank M Tait | 2847 | GT2 | NG | GT | 106.1 | 89 | 1500 | 11336.2325 |  |  | 11336.2325 | 6597.1 |  | Electric Utility | N | OP
SSTLOGN | OH | Frank M Tait | 2847 | GT3 | NG | GT | 84.2 | 79 | 1500 | 8996.3315 |  |  | 8996.3315 | 12147.5 |  | Electric Utility | N | OP
EXCLUDE | OH | Frank M Tait | 2847 | IC1 | DFO | IC | 2.7 | 2.5 | 0 | 0 |  |  | 0 | 0 |  | Electric Utility | N | OP |  | Internal Combustion (PRMVR=IC)
EXCLUDE | OH | Frank M Tait | 2847 | IC2 | DFO | IC | 2.7 | 2.5 | 0 | 0 |  |  | 0 | 0 |  | Electric Utility | N | OP |  | Internal Combustion (PRMVR=IC)
EXCLUDE | OH | Frank M Tait | 2847 | IC3 | DFO | IC | 2.7 | 2.5 | 0 | 0 |  |  | 0 | 0 |  | Electric Utility | N | OP |  | Internal Combustion (PRMVR=IC)
EXCLUDE | OH | Frank M Tait | 2847 | IC4 | DFO | IC | 2.7 | 2.5 | 0 | 0 |  |  | 0 | 0 |  | Electric Utility | N | OP |  | Internal Combustion (PRMVR=IC)
NGCC | OH | Fremont Energy Center | 55701 | CA01 | NG | CC | 358.7 | 330.5 | 2830 |  |  |  |  | 35262.8215 |  | IPP Non-CHP | N | TS
NGCC | OH | Fremont Energy Center | 55701 | CT01 | NG | CC | 190.4 | 168.4 | 2830 |  |  |  |  | 18717.7062 |  | IPP Non-CHP | N | TS
NGCC | OH | Fremont Energy Center | 55701 | CT02 | NG | CC | 190.4 | 168.4 | 2990 |  |  |  |  | 18717.7062 |  | IPP Non-CHP | N | TS
EXCLUDE | OH | Galion | 7918 | 1 | DFO | IC | 1.8 | 1.8 | 0 | 0 |  |  | 0 | 0 |  | Electric Utility | N | OP |  | Internal Combustion (PRMVR=IC)
EXCLUDE | OH | Galion | 7918 | 2 | DFO | IC | 1.8 | 1.8 | 0 | 0 |  |  | 0 | 0 |  | Electric Utility | N | OP |  | Internal Combustion (PRMVR=IC)
EXCLUDE | OH | Galion | 7918 | 3 | DFO | IC | 1.8 | 1.8 | 0 | 0 |  |  | 0 | 0 |  | Electric Utility | N | OP |  | Internal Combustion (PRMVR=IC)
SSTLOGN | OH | Galion Generating Station | 55263 | CT1 | NG | GT | 33 | 26 | 338 | 820.6667 |  |  | 820.6667 | 660.05 |  | Electric Utility | N | OP
EXCLUDE | OH | Galion Generating Station | 55263 | CT2 | NG | GT | 16.5 | 12 | 169 | 410.3333 |  |  | 410.3333 | 330.025 |  | Electric Utility | N | OP |  | Simple Cycle Turbine (PRMVR=GT or OT) unit under 25MW
COALST | OH | General James M Gavin | 8102 | 1 | BIT | ST | 1300 | 1300 | 12536 | 9217551 |  |  | 9217551 | 9670935.422 |  | Electric Utility | N | OP
COALST | OH | General James M Gavin | 8102 | 2 | BIT | ST | 1300 | 1300 | 12536 | 8966796 |  |  | 8966796 | 9627711.461 |  | Electric Utility | N | OP
EXCLUDE | OH | Geneva | 57410 | GEN1 | LFG | IC | 0.8 | 0.8 | 0 | 0 |  |  | 0 | 0 |  | IPP Non-CHP | N | P |  | Internal Combustion (PRMVR=IC)
EXCLUDE | OH | Geneva | 57410 | GEN2 | LFG | IC | 0.8 | 0.8 | 0 | 0 |  |  | 0 | 0 |  | IPP Non-CHP | N | P |  | Internal Combustion (PRMVR=IC)
EXCLUDE | OH | Geneva | 57410 | GEN3 | LFG | IC | 0.8 | 0.8 | 0 | 0 |  |  | 0 | 0 |  | IPP Non-CHP | N | P |  | Internal Combustion (PRMVR=IC)
EXCLUDE | OH | Geneva | 57410 | GEN4 | LFG | IC | 0.8 | 0.8 | 0 | 0 |  |  | 0 | 0 |  | IPP Non-CHP | N | P |  | Internal Combustion (PRMVR=IC)
EXCLUDE | OH | Geneva | 57410 | GEN5 | LFG | IC | 0.8 | 0.8 | 0 | 0 |  |  | 0 | 0 |  | IPP Non-CHP | N | P |  | Internal Combustion (PRMVR=IC)
EXCLUDE | OH | Genoa Diesel Generating Station | 56181 | 1 | DFO | IC | 2 | 2 | 0 | 0 |  |  | 0 | 0 |  | Electric Utility | N | OP |  | Internal Combustion (PRMVR=IC)
EXCLUDE | OH | Genoa Diesel Generating Station | 56181 | 2 | DFO | IC | 2 | 2 | 0 | 0 |  |  | 0 | 0 |  | Electric Utility | N | OP |  | Internal Combustion (PRMVR=IC)
EXCLUDE | OH | Genoa Diesel Generating Station | 56181 | 3 | DFO | IC | 2 | 2 | 0 | 0 |  |  | 0 | 0 |  | Electric Utility | N | OP |  | Internal Combustion (PRMVR=IC)
EXCLUDE | OH | Greenup Hydro | 4258 | 1 | WAT | HY | 23.4 | 23.4 | 0 | 80694 |  |  | 80694 | 0 |  | Electric Utility | N | OP |  | Non Combustion (NUC, WAT, WND, GEO, or SUN)
EXCLUDE | OH | Greenup Hydro | 4258 | 2 | WAT | HY | 23.4 | 23.4 | 0 | 80694 |  |  | 80694 | 0 |  | Electric Utility | N | OP |  | Non Combustion (NUC, WAT, WND, GEO, or SUN)
EXCLUDE | OH | Greenup Hydro | 4258 | 3 | WAT | HY | 23.4 | 23.4 | 0 | 80694 |  |  | 80694 | 0 |  | Electric Utility | N | OP |  | Non Combustion (NUC, WAT, WND, GEO, or SUN)
SSTLOGN | OH | Greenville Electric Generating Station | 55228 | GT1 | NG | GT | 59 | 52.3 | 650 | 11027 |  |  | 11027 | 7175.996 |  | Electric Utility | N | OP
SSTLOGN | OH | Greenville Electric Generating Station | 55228 | GT2 | NG | GT | 59 | 49.6 | 650 | 11027 |  |  | 11027 | 6809.468 |  | Electric Utility | N | OP
SSTLOGN | OH | Greenville Electric Generating Station | 55228 | GT3 | NG | GT | 59 | 49.9 | 650 | 11027 |  |  | 11027 | 7092.313 |  | Electric Utility | N | OP
SSTLOGN | OH | Greenville Electric Generating Station | 55228 | GT4 | NG | GT | 59 | 50.3 | 650 | 11027 |  |  | 11027 | 6355.335 |  | Electric Utility | N | OP
EXCLUDE | OH | Hamilton | 2917 | 5 | NG | ST | 10 | 10 | -3.7993 |  |  |  |  | 0 |  | Electric Utility | N | OP |  | Steam unit (PRMVR=ST) under 25MW/250 MMBtu/hr
OGST | OH | Hamilton | 2917 | 7 | NG | ST | 25 | 25 | 14.3128 | 1861 |  |  | 1861 | 1492.4684 |  | Electric Utility | N | OP
COALST | OH | Hamilton | 2917 | 8 | BIT | ST | 25 | 25 | 251.0473 | 32642 |  |  | 32642 | 26177.9442 |  | Electric Utility | N | OP
COALST | OH | Hamilton | 2917 | 9 | BIT | ST | 50.6 | 51 | 456.3335 | 59334 |  |  | 59334 | 47584.1597 |  | Electric Utility | N | OP
EXCLUDE | OH | Hamilton | 2917 | GT1 | NG | GT | 11.2 | 8 | 4.523 | 588.1018 |  |  | 588.1018 | 471.6407 |  | Electric Utility | N | RE | 2011 | Simple Cycle Turbine (PRMVR=GT or OT) unit under 25MW
EXCLUDE | OH | Hamilton | 2917 | GT2 | NG | GT | 16.3 | 12 | 6.5827 | 855.8982 |  |  | 855.8982 | 686.4057 |  | Electric Utility | N | OP |  | Simple Cycle Turbine (PRMVR=GT or OT) unit under 25MW
EXCLUDE | OH | Hamilton Hydro | 7807 | 3 | WAT | HY | 1.1 | 1 | 0 | 1375.5 |  |  | 1375.5 | 0 |  | Electric Utility | N | OP |  | Non Combustion (NUC, WAT, WND, GEO, or SUN)
EXCLUDE | OH | Hamilton Hydro | 7807 | 4 | WAT | HY | 1.1 | 1 | 0 | 1375.5 |  |  | 1375.5 | 0 |  | Electric Utility | N | OP |  | Non Combustion (NUC, WAT, WND, GEO, or SUN)
SSTLOGN | OH | Hamilton Peaking | 7782 | 1 | NG | GT | 32 | 29 | 423 | 1750 |  |  | 1750 | 1347.05 |  | Electric Utility | N | OP
NGCC | OH | Hanging Rock Energy Facility | 55736 | 1GT1 | NG | CC | 163.5 | 172 | 2750 | 737766.2715 |  |  | 737766.2715 | 330909.8751 |  | Electric Utility/IPP Non-CHP | N | OP
NGCC | OH | Hanging Rock Energy Facility | 55736 | 1GT2 | NG | CC | 163.5 | 172 | 2750 | 737766.2715 |  |  | 737766.2715 | 330909.8751 |  | Electric Utility/IPP Non-CHP | N | OP
NGCC | OH | Hanging Rock Energy Facility | 55736 | 1ST | NG | CC | 317.1 | 300 | 2750 | 1430860.4569 |  |  | 1430860.4569 | 641783.0054 |  | Electric Utility/IPP Non-CHP | N | OP
NGCC | OH | Hanging Rock Energy Facility | 55736 | 2GT1 | NG | CC | 163.5 | 172 | 2750 | 737766.2715 |  |  | 737766.2715 | 330909.8751 |  | Electric Utility/IPP Non-CHP | N | OP
NGCC | OH | Hanging Rock Energy Facility | 55736 | 2GT2 | NG | CC | 163.5 | 172 | 2750 | 737766.2715 |  |  | 737766.2715 | 330909.8751 |  | Electric Utility/IPP Non-CHP | N | OP
NGCC | OH | Hanging Rock Energy Facility | 55736 | 2ST | NG | CC | 317.1 | 300 | 2750 | 1430860.4569 |  |  | 1430860.4569 | 641783.0054 |  | Electric Utility/IPP Non-CHP | N | OP
EXCLUDE | OH | Harrod Electric Generating Station | 55384 | GT1 | NG | GT | 94 | 76 | 0 | 0 |  |  | 0 | 0 |  | IPP Non-CHP | N | IP |  | Status of operation (IP,L,P,T,or U)
EXCLUDE | OH | Harrod Electric Generating Station | 55384 | GT2 | NG | GT | 94 | 76 | 0 | 0 |  |  | 0 | 0 |  | IPP Non-CHP | N | IP |  | Status of operation (IP,L,P,T,or U)
EXCLUDE | OH | Harrod Electric Generating Station | 55384 | GT3 | NG | GT | 94 | 76 | 0 | 0 |  |  | 0 | 0 |  | IPP Non-CHP | N | IP |  | Status of operation (IP,L,P,T,or U)
EXCLUDE | OH | Harrod Electric Generating Station | 55384 | GT4 | NG | GT | 94 | 76 | 0 | 0 |  |  | 0 | 0 |  | IPP Non-CHP | N | IP |  | Status of operation (IP,L,P,T,or U)
EXCLUDE | OH | Harrod Electric Generating Station | 55384 | GT5 | NG | GT | 94 | 76 | 0 | 0 |  |  | 0 | 0 |  | IPP Non-CHP | N | IP |  | Status of operation (IP,L,P,T,or U)
EXCLUDE | OH | Harrod Electric Generating Station | 55384 | GT6 | NG | GT | 94 | 76 | 0 | 0 |  |  | 0 | 0 |  | IPP Non-CHP | N | IP |  | Status of operation (IP,L,P,T,or U)
EXCLUDE | OH | Haverhill North Cogeneration Facility | 56848 | SCKG1 | WH | ST | 67 | 53 | 0 | 351032 | 0.59839 | 1071815.6151 | 586630.3914 | 0 |  | IPP CHP | Y | OP |  | Non Fossil fuel type
EXCLUDE | OH | Heat Plant 770 | 57926 | HP | BIT | ST | 1.2 |  | 0 | 0 | 0.108 | 0 | 0 | 1592.1471 |  | Commercial CHP | Y | OP |  | Steam unit (PRMVR=ST) under 25MW/250 MMBtu/hr
EXCLUDE | OH | Heat Plant 770 | 57926 | LP | BIT | ST | 0.8 |  | 0 | 0 | 0.108 | 0 | 0 | 1061.4314 |  | Commercial CHP | Y | OP |  | Steam unit (PRMVR=ST) under 25MW/250 MMBtu/hr
EXCLUDE | OH | Hoge Lumber | 10739 | AC3M | WDS | ST | 3 | 1.2 | 0 | 0 |  |  | 0 | 0 |  | Industrial Non-CHP | N | OS |  | Non Fossil fuel type
EXCLUDE | OH | Hoge Lumber | 10739 | W750 | WDS | ST | 0.7 | 0.3 | 0 | 0 |  |  | 0 | 0 |  | Industrial Non-CHP | N | OS |  | Non Fossil fuel type
COALST | OH | J M Stuart | 2850 | 1 | BIT | ST | 610.2 | 577 | 6627.2 | 3811859 |  |  | 3811859 | 3991675.36 |  | Electric Utility | N | OP
COALST | OH | J M Stuart | 2850 | 2 | BIT | ST | 610.2 | 577 | 6627.1 | 3040484 |  |  | 3040484 | 3206136.137 |  | Electric Utility | N | OP
COALST | OH | J M Stuart | 2850 | 3 | BIT | ST | 610.2 | 577 | 6457.3 | 3715800 |  |  | 3715800 | 3906337.123 |  | Electric Utility | N | OP
COALST | OH | J M Stuart | 2850 | 4 | BIT | ST | 610.2 | 577 | 6481.5 | 3170511 |  |  | 3170511 | 3458121.86 |  | Electric Utility | N | OP
EXCLUDE | OH | J M Stuart | 2850 | D1 | DFO | IC | 2.7 | 2.2 | 0 | 0 |  |  | 0 | 0 |  | Electric Utility | N | OP |  | Internal Combustion (PRMVR=IC)
EXCLUDE | OH | J M Stuart | 2850 | D2 | DFO | IC | 2.7 | 2.2 | 0 | 0 |  |  | 0 | 0 |  | Electric Utility | N | OP |  | Internal Combustion (PRMVR=IC)
EXCLUDE | OH | J M Stuart | 2850 | D3 | DFO | IC | 2.7 | 2.2 | 0 | 0 |  |  | 0 | 0 |  | Electric Utility | N | OP |  | Internal Combustion (PRMVR=IC)
EXCLUDE | OH | J M Stuart | 2850 | D4 | DFO | IC | 2.7 | 2.2 | 0 | 0 |  |  | 0 | 0 |  | Electric Utility | N | OP |  | Internal Combustion (PRMVR=IC)
EXCLUDE | OH | Jackson | 7577 | 12 | DFO | IC | 3.6 | 3.6 | 0 | 0 |  |  | 0 | 0 |  | Electric Utility | N | OP |  | Internal Combustion (PRMVR=IC)
EXCLUDE | OH | Jackson Cntr Peaking | 7780 | 1 | DFO | IC | 1.8 | 1.8 | 0 | 0 |  |  | 0 | 0 |  | Electric Utility | N | OP |  | Internal Combustion (PRMVR=IC)
COALST | OH | Killen Station | 6031 | 2 | BIT | ST | 660.6 | 600 | 5928 | 3872867 |  |  | 3872867 | 3928707.407 |  | Electric Utility | N | OP
SSTLOGN | OH | Killen Station | 6031 | GT1 | DFO | GT | 28.7 | 18 | 0 | 259 |  |  | 259 | 332.2854 |  | Electric Utility | N | OP
COALST | OH | Kyger Creek | 2876 | 1 | BIT | ST | 217.3 | 200 | 2629.6 | 1432745 |  |  | 1432745 | 1503228.429 |  | Electric Utility | N | OP
COALST | OH | Kyger Creek | 2876 | 2 | BIT | ST | 217.3 | 198.2 | 2629.6 | 1427687 |  |  | 1427687 | 1501832.576 |  | Electric Utility | N | OP
COALST | OH | Kyger Creek | 2876 | 3 | BIT | ST | 217.3 | 192.2 | 2629.6 | 1290431 |  |  | 1290431 | 1610693.571 |  | Electric Utility | N | OP
COALST | OH | Kyger Creek | 2876 | 4 | BIT | ST | 217.3 | 192.2 | 2629.6 | 1123835 |  |  | 1123835 | 1170443.704 |  | Electric Utility | N | OP
COALST | OH | Kyger Creek | 2876 | 5 | BIT | ST | 217.3 | 192.2 | 2629.6 | 1239958 |  |  | 1239958 | 1558977.017 |  | Electric Utility | N | OP
EXCLUDE | OH | Lake Road | 2908 | 8 | BIT | ST | 25 | 25 | 0 | 0 |  |  | 0 | 0 |  | Electric Utility | N | RE | 1994 | Retired in 1994
EXCLUDE | OH | Lake Road | 2908 | 9 | BIT | ST | 25 | 25 | 0 | 0 |  |  | 0 | 0 |  | Electric Utility | N | RE | 1994 | Retired in 1994
EXCLUDE | OH | Lake Road | 2908 | 10 | BIT | ST | 25 | 25 | 0 | 0 |  |  | 0 | 0 |  | Electric Utility | N | RE | 1994 | Retired in 1994
EXCLUDE | OH | Lake Road | 2908 | 11 | BIT | ST | 85 | 85 | 0 | 0 |  |  | 0 | 0 |  | Electric Utility | N | RE | 1994 | Retired in 1994
EXCLUDE | OH | LE Wind Turbine 1 | 57613 | WTG1 | WND | WT | 2.5 | 2.5 | 0 | 1936 |  |  | 1936 | 0 |  | Industrial Non-CHP | N | OP |  | Non Combustion (NUC, WAT, WND, GEO, or SUN)
EXCLUDE | OH | Lebanon | 2921 | 1 | DFO | IC | 0.7 | 0.7 | 0 | 0 |  |  | 0 | 0 |  | Electric Utility | N | SB |  | Internal Combustion (PRMVR=IC)
EXCLUDE | OH | Lebanon | 2921 | 3 | DFO | IC | 1.2 | 1.3 | 0 | 0 |  |  | 0 | 0 |  | Electric Utility | N | RE | 2008 | Internal Combustion (PRMVR=IC)
EXCLUDE | OH | Lebanon | 2921 | 4 | DFO | IC | 1.2 | 1.3 | 0 | 0 |  |  | 0 | 0 |  | Electric Utility | N | RE | 2008 | Internal Combustion (PRMVR=IC)
EXCLUDE | OH | Lebanon | 2921 | 5 | DFO | IC | 2 | 2 | 0 | 0 |  |  | 0 | 0 |  | Electric Utility | N | OP |  | Internal Combustion (PRMVR=IC)
EXCLUDE | OH | Lebanon | 2921 | 6 | DFO | IC | 3 | 3 | 0 | 0 |  |  | 0 | 0 |  | Electric Utility | N | OP |  | Internal Combustion (PRMVR=IC)
EXCLUDE | OH | Lebanon | 2921 | 7 | DFO | GT | 6 | 6 | 0 | 0.6 |  |  | 0.6 | 0.85599 |  | Electric Utility | N | OP |  | Simple Cycle Turbine (PRMVR=GT or OT) unit under 25MW
EXCLUDE | OH | Lebanon | 2921 | 8 | DFO | IC | 5.6 | 5.6 | 0 | 0 |  |  | 0 | 0 |  | Electric Utility | N | OP |  | Internal Combustion (PRMVR=IC)
EXCLUDE | OH | Lebanon | 2921 | 9 | DFO | GT | 14 | 14 | 0 | 1.4 |  |  | 1.4 | 1.9973 |  | Electric Utility | N | OP |  | Simple Cycle Turbine (PRMVR=GT or OT) unit under 25MW
EXCLUDE | OH | Lima Energy | 55635 | GT1 | NG | CC | 258 | 240 | 0 | 0 |  |  | 0 | 0 |  | IPP Non-CHP | N | IP |  | Status of operation (IP,L,P,T,or U)
EXCLUDE | OH | Lima Energy | 55635 | GT2 | NG | CC | 258 | 240 | 0 | 0 |  |  | 0 | 0 |  | IPP Non-CHP | N | IP |  | Status of operation (IP,L,P,T,or U)
EXCLUDE | OH | Loraine County Project | 56869 | 1 | LFG | IC | 1.4 | 1.4 | 0 | 0 |  |  | 0 | 0 |  | IPP Non-CHP | N | OP |  | Internal Combustion (PRMVR=IC)
EXCLUDE | OH | Loraine County Project | 56869 | 2 | LFG | IC | 1.4 | 1.4 | 0 | 0 |  |  | 0 | 0 |  | IPP Non-CHP | N | OP |  | Internal Combustion (PRMVR=IC)
EXCLUDE | OH | Loraine County Project | 56869 | 3 | LFG | IC | 1.4 | 1.4 | 0 | 0 |  |  | 0 | 0 |  | IPP Non-CHP | N | OP |  | Internal Combustion (PRMVR=IC)
EXCLUDE | OH | Loraine County Project | 56869 | 4 | LFG | IC | 1.4 | 1.4 | 0 | 0 |  |  | 0 | 0 |  | IPP Non-CHP | N | OP |  | Internal Combustion (PRMVR=IC)
EXCLUDE | OH | Loraine County Project | 56869 | 5 | LFG | IC | 1.4 | 1.4 | 0 | 0 |  |  | 0 | 0 |  | IPP Non-CHP | N | OP |  | Internal Combustion (PRMVR=IC)
EXCLUDE | OH | Loraine County Project | 56869 | 6 | LFG | IC | 1.4 | 1.4 | 0 | 0 |  |  | 0 | 0 |  | IPP Non-CHP | N | OP |  | Internal Combustion (PRMVR=IC)
EXCLUDE | OH | Loraine County Project | 56869 | 7 | LFG | IC | 1.4 | 1.4 | 0 | 0 |  |  | 0 | 0 |  | IPP Non-CHP | N | OP |  | Internal Combustion (PRMVR=IC)
EXCLUDE | OH | Loraine County Project | 56869 | 8 | LFG | IC | 1.4 | 1.4 | 0 | 0 |  |  | 0 | 0 |  | IPP Non-CHP | N | OP |  | Internal Combustion (PRMVR=IC)
SSTLOGN | OH | Madison | 55110 | CT1 | NG | GT | 85.4 | 72 | 1169 | 20878.5 |  |  | 20878.5 | 22974.779 |  | Electric Utility | N | OP
SSTLOGN | OH | Madison | 55110 | CT2 | NG | GT | 85.4 | 72 | 1169 | 20878.5 |  |  | 20878.5 | 15867.336 |  | Electric Utility | N | OP
SSTLOGN | OH | Madison | 55110 | CT3 | NG | GT | 85.4 | 72 | 1169 | 20878.5 |  |  | 20878.5 | 17286.27 |  | Electric Utility | N | OP
SSTLOGN | OH | Madison | 55110 | CT4 | NG | GT | 85.4 | 72 | 1169 | 20878.5 |  |  | 20878.5 | 14708.96 |  | Electric Utility | N | OP
SSTLOGN | OH | Madison | 55110 | CT5 | NG | GT | 85.4 | 72 | 1169 | 20878.5 |  |  | 20878.5 | 16345.728 |  | Electric Utility | N | OP
SSTLOGN | OH | Madison | 55110 | CT6 | NG | GT | 85.4 | 72 | 1169 | 20878.5 |  |  | 20878.5 | 13663.386 |  | Electric Utility | N | OP
SSTLOGN | OH | Madison | 55110 | CT7 | NG | GT | 85.4 | 72 | 1169 | 20878.5 |  |  | 20878.5 | 17337.681 |  | Electric Utility | N | OP
SSTLOGN | OH | Madison | 55110 | CT8 | NG | GT | 85.4 | 72 | 1169 | 20878.5 |  |  | 20878.5 | 14239.413 |  | Electric Utility | N | OP
EXCLUDE | OH | Mahoning | 57411 | GEN1 | LFG | IC | 0.8 | 0.8 | 0 | 0 |  |  | 0 | 0 |  | IPP Non-CHP | N | P |  | Internal Combustion (PRMVR=IC)
EXCLUDE | OH | Mahoning | 57411 | GEN2 | LFG | IC | 0.8 | 0.8 | 0 | 0 |  |  | 0 | 0 |  | IPP Non-CHP | N | P |  | Internal Combustion (PRMVR=IC)
EXCLUDE | OH | Mahoning | 57411 | GEN3 | LFG | IC | 0.8 | 0.8 | 0 | 0 |  |  | 0 | 0 |  | IPP Non-CHP | N | P |  | Internal Combustion (PRMVR=IC)
EXCLUDE | OH | Mahoning | 57411 | GEN4 | LFG | IC | 0.8 | 0.8 | 0 | 0 |  |  | 0 | 0 |  | IPP Non-CHP | N | P |  | Internal Combustion (PRMVR=IC)
EXCLUDE | OH | Mahoning | 57411 | GEN5 | LFG | IC | 0.8 | 0.8 | 0 | 0 |  |  | 0 | 0 |  | IPP Non-CHP | N | P |  | Internal Combustion (PRMVR=IC)
EXCLUDE | OH | Mahoning | 57411 | GEN6 | LFG | IC | 0.8 | 0.8 | 0 | 0 |  |  | 0 | 0 |  | IPP Non-CHP | N | P |  | Internal Combustion (PRMVR=IC)
EXCLUDE | OH | Miami Fort | 2832 | 5 | BIT | ST | 100 | 80 | 0 | 0 |  |  | 0 | 0 |  | Electric Utility | N | RE | 2008 | Retired in 2008
COALST | OH | Miami Fort | 2832 | 6 | BIT | ST | 163.2 | 163 | 1534 | 1221616 |  |  | 1221616 | 1165955.771 |  | Electric Utility | N | OP | 2015
COALST | OH | Miami Fort | 2832 | 7 | BIT | ST | 557.1 | 510 | 5025 | 3091134 |  |  | 3091134 | 3307861.106 |  | Electric Utility | N | OP
COALST | OH | Miami Fort | 2832 | 8 | BIT | ST | 557.7 | 510 | 5025 | 3129561 |  |  | 3129561 | 3143865.336 |  | Electric Utility | N | OP
EXCLUDE | OH | Miami Fort | 2832 | GT3 | DFO | GT | 16.5 | 14.2 | 0 | -92.25 |  |  | -92.25 | 113.9887 |  | Electric Utility | N | OP |  | Simple Cycle Turbine (PRMVR=GT or OT) unit under 25MW
EXCLUDE | OH | Miami Fort | 2832 | GT4 | DFO | GT | 16.5 | 14.2 | 0 | -92.25 |  |  | -92.25 | 113.9887 |  | Electric Utility | N | OP |  | Simple Cycle Turbine (PRMVR=GT or OT) unit under 25MW
EXCLUDE | OH | Miami Fort | 2832 | GT5 | DFO | GT | 16.5 | 14.2 | 0 | -92.25 |  |  | -92.25 | 113.9887 |  | Electric Utility | N | OP |  | Simple Cycle Turbine (PRMVR=GT or OT) unit under 25MW
EXCLUDE | OH | Miami Fort | 2832 | GT6 | DFO | GT | 16.5 | 14.2 | 0 | -92.25 |  |  | -92.25 | 113.9887 |  | Electric Utility | N | OP |  | Simple Cycle Turbine (PRMVR=GT or OT) unit under 25MW
EXCLUDE | OH | Middletown Coke Company, LLC | 57822 | YNKE | WH | ST | 67 | 47 | 0 | 18137 |  |  | 18137 | 0 |  | Industrial Non-CHP | N | OP |  | Non Fossil fuel type
EXCLUDE | OH | Mills Pride | 54978 | 2058 | WDS | ST | 0.5 | 0.5 | 0 | 0 |  |  |  | 0 |  | Industrial CHP | Y | RE | 2011 | Non Fossil fuel type
EXCLUDE | OH | Mills Pride | 54978 | 2076 | WDS | ST | 0.5 | 0.5 | 0 | 0 |  |  |  | 0 |  | Industrial CHP | Y | RE | 2011 | Non Fossil fuel type
OTHERST | OH | Mingo Junction Energy Center | 55611 | GEN1 | BFG | ST | 32 | 30 | 0 | 124907 | 0.32556 | 1177185.323 | 383666.9626 | 137403.7626 |  | IPP CHP | Y | OP
EXCLUDE | OH | MM Cuyahoga Energy | 55605 | UNT1 | LFG | IC | 1.9 | 1.8 | 0 | 0 |  |  | 0 | 0 |  | IPP Non-CHP | N | OS |  | Internal Combustion (PRMVR=IC)
EXCLUDE | OH | MM Cuyahoga Energy | 55605 | UNT2 | LFG | IC | 1.9 | 1.8 | 0 | 0 |  |  | 0 | 0 |  | IPP Non-CHP | N | OS |  | Internal Combustion (PRMVR=IC)
EXCLUDE | OH | Model Gas Power Station | 56863 | 1 | LFG | IC | 1.4 | 1.4 | 0 | 0 |  |  | 0 | 0 |  | IPP Non-CHP | N | OP |  | Internal Combustion (PRMVR=IC)
EXCLUDE | OH | Model Gas Power Station | 56863 | 2 | LFG | IC | 1.4 | 1.4 | 0 | 0 |  |  | 0 | 0 |  | IPP Non-CHP | N | OP |  | Internal Combustion (PRMVR=IC)
EXCLUDE | OH | Montpelier | 7791 | 1 | DFO | IC | 1.8 | 1.8 | 0 | 0 |  |  | 0 | 0 |  | Electric Utility | N | OP |  | Internal Combustion (PRMVR=IC)
EXCLUDE | OH | Montpelier | 7791 | 2 | DFO | IC | 1.8 | 1.8 | 0 | 0 |  |  | 0 | 0 |  | Electric Utility | N | OP |  | Internal Combustion (PRMVR=IC)
EXCLUDE | OH | Montpelier | 7791 | 3 | DFO | IC | 1.8 | 1.8 | 0 | 0 |  |  | 0 | 0 |  | Electric Utility | N | OP |  | Internal Combustion (PRMVR=IC)
EXCLUDE | OH | Montpelier | 7791 | 4 | DFO | IC | 1.8 | 1.8 | 0 | 0 |  |  | 0 | 0 |  | Electric Utility | N | OP |  | Internal Combustion (PRMVR=IC)
EXCLUDE | OH | Montpelier | 7791 | 5 | DFO | IC | 1.8 | 1.8 | 0 | 0 |  |  | 0 | 0 |  | Electric Utility | N | OP |  | Internal Combustion (PRMVR=IC)
EXCLUDE | OH | Montpelier | 7791 | 6 | DFO | IC | 1.8 | 1.8 | 0 | 0 |  |  | 0 | 0 |  | Electric Utility | N | OP |  | Internal Combustion (PRMVR=IC)
EXCLUDE | OH | Monument | 2851 | 1 | DFO | IC | 2.7 | 2.4 | 0 | 0 |  |  | 0 | 0 |  | Electric Utility | N | OP |  | Internal Combustion (PRMVR=IC)
EXCLUDE | OH | Monument | 2851 | 2 | DFO | IC | 2.7 | 2.4 | 0 | 0 |  |  | 0 | 0 |  | Electric Utility | N | OP |  | Internal Combustion (PRMVR=IC)
EXCLUDE | OH | Monument | 2851 | 3 | DFO | IC | 2.7 | 2.4 | 0 | 0 |  |  | 0 | 0 |  | Electric Utility | N | OP |  | Internal Combustion (PRMVR=IC)
EXCLUDE | OH | Monument | 2851 | 4 | DFO | IC | 2.7 | 2.4 | 0 | 0 |  |  | 0 | 0 |  | Electric Utility | N | OP |  | Internal Combustion (PRMVR=IC)
EXCLUDE | OH | Monument | 2851 | 5 | DFO | IC | 2.7 | 2.4 | 0 | 0 |  |  | 0 | 0 |  | Electric Utility | N | OP |  | Internal Combustion (PRMVR=IC)
EXCLUDE | OH | Morton Salt Rittman | 54335 | GEN1 | BIT | ST | 1.5 | 1.5 | 0 | 5754.04 | 0.061108 | 402196.4235 | 94161.8119 | 42345.286 |  | Industrial CHP | Y | OP | 2013 | Steam unit (PRMVR=ST) under 25MW/250 MMBtu/hr
COALST | OH | Muskingum River | 2872 | 1 | BIT | ST | 219.6 | 190 | 1604.7274 | 628173 |  |  | 628173 | 627726.1513 |  | Electric Utility | N | OP | 2014
COALST | OH | Muskingum River | 2872 | 2 | BIT | ST | 219.6 | 190 | 1518.2058 | 594304 |  |  | 594304 | 593881.2439 |  | Electric Utility | N | OP | 2014
COALST | OH | Muskingum River | 2872 | 3 | BIT | ST | 237.5 | 205 | 2312.391 | 905189 |  |  | 905189 | 904545.0969 |  | Electric Utility | N | OP | 2014
COALST | OH | Muskingum River | 2872 | 4 | BIT | ST | 237.5 | 205 | 2253.5715 | 882164 |  |  | 882164 | 881536.4757 |  | Electric Utility | N | OP | 2014
COALST | OH | Muskingum River | 2872 | 5 | BIT | ST | 615.2 | 585 | 7207.1043 | 2821232 |  |  | 2821232 | 2819225.1263 |  | Electric Utility | N | OP | 2014
EXCLUDE | OH | Napoleon | 7578 | 1 | DFO | IC | 1.8 | 1.8 | 0 | 0 |  |  | 0 | 0 |  | Electric Utility | N | OP |  | Internal Combustion (PRMVR=IC)
EXCLUDE | OH | Napoleon | 7578 | 2 | DFO | IC | 1.8 | 1.8 | 0 | 0 |  |  | 0 | 0 |  | Electric Utility | N | OP |  | Internal Combustion (PRMVR=IC)
EXCLUDE | OH | Napoleon | 7578 | 3 | DFO | IC | 1.8 | 1.8 | 0 | 0 |  |  | 0 | 0 |  | Electric Utility | N | OP |  | Internal Combustion (PRMVR=IC)
EXCLUDE | OH | Napoleon Peaking | 7776 | 4 | DFO | IC | 1.8 | 1.8 | 0 | 0 |  |  | 0 | 0 |  | Electric Utility | N | OP |  | Internal Combustion (PRMVR=IC)
EXCLUDE | OH | Napoleon Peaking | 7776 | 5 | DFO | IC | 1.8 | 1.8 | 0 | 0 |  |  | 0 | 0 |  | Electric Utility | N | OP |  | Internal Combustion (PRMVR=IC)
EXCLUDE | OH | Napoleon Peaking | 7776 | 6 | DFO | IC | 1.8 | 1.8 | 0 | 0 |  |  | 0 | 0 |  | Electric Utility | N | OP |  | Internal Combustion (PRMVR=IC)
SSTLOGN | OH | Napoleon Peaking Station | 55264 | CT1 | NG | GT | 33 | 26 | 338 | 1415.3333 |  |  | 1415.3333 | 936.45 |  | Electric Utility | N | OP
EXCLUDE | OH | Napoleon Peaking Station | 55264 | CT2 | NG | GT | 16.5 | 12 | 169 | 707.6667 |  |  | 707.6667 | 468.225 |  | Electric Utility | N | OP |  | Simple Cycle Turbine (PRMVR=GT or OT) unit under 25MW
EXCLUDE | OH | Napoleon Solar I | 57462 | 1 | SUN | PV | 9.8 | 9.3 | 0 | 91 |  |  | 91 | 0 |  | IPP Non-CHP | N | OP |  | Non Combustion (NUC, WAT, WND, GEO, or SUN)
EXCLUDE | OH | New Knoxville | 7898 | 1 | DFO | IC | 1.1 | 1 | 0 | 0 |  |  | 0 | 0 |  | Electric Utility | N | OP |  | Internal Combustion (PRMVR=IC)
COALST | OH | Niles | 2861 | 1 | BIT | ST | 132.8 | 108 | 1290 | 180957 |  |  | 180957 | 216936.336 |  | IPP Non-CHP | N | OP | 2012
COALST | OH | Niles | 2861 | 2 | BIT | ST | 132.8 | 108 | 0 | 0 |  |  | 0 | 110204.1725 |  | IPP Non-CHP | N | OP | 2012
EXCLUDE | OH | Niles | 7579 | 13 | DFO | IC | 5.4 | 5.4 | 0 | 0 |  |  | 0 | 0 |  | Electric Utility | N | OP |  | Internal Combustion (PRMVR=IC)
SSTLOGN | OH | Niles | 2861 | GT1 | DFO | GT | 27 | 21 | 469 | 272 |  |  | 272 | 1359.7371 |  | Electric Utility/IPP Non-CHP | N | OP
COALST | OH | O H Hutchings | 2848 | 1 | BIT | ST | 69 | 58 | 213.4623 | 3331 |  |  | 3331 | 4882.988 |  | Electric Utility | N | OP
COALST | OH | O H Hutchings | 2848 | 2 | BIT | ST | 69 | 55 | 349.704 | 5457 |  |  | 5457 | 7999.5394 |  | Electric Utility | N | OP
COALST | OH | O H Hutchings | 2848 | 3 | BIT | ST | 69 | 63 | 995.8585 | 15540 |  |  | 15540 | 22780.4365 |  | Electric Utility | N | OP
COALST | OH | O H Hutchings | 2848 | 4 | BIT | ST | 69 | 63 | -35.3741 | 0 |  |  | 0 | 0 |  | Electric Utility | N | OP
COALST | OH | O H Hutchings | 2848 | 5 | BIT | ST | 69 | 63 | 1865.7927 | 29115 |  |  | 29115 | 42680.3352 |  | Electric Utility | N | OP
COALST | OH | O H Hutchings | 2848 | 6 | BIT | ST | 69 | 63 | 1448.1602 | 22598 |  |  | 22598 | 33126.9179 |  | Electric Utility | N | OP
SSTLOGN | OH | O H Hutchings | 2848 | 7 | NG | GT | 32.6 | 25 | 3.3964 | 53 |  |  | 53 | 78.262 |  | Electric Utility | N | OP
EXCLUDE | OH | Oberlin | 2933 | 1 | DFO | IC | 1.1 | 1 | 0 | 0 |  |  | 0 | 0 |  | Electric Utility | N | OP |  | Internal Combustion (PRMVR=IC)
EXCLUDE | OH | Oberlin | 2933 | 2 | DFO | IC | 0.9 | 1 | 0 | 0 |  |  | 0 | 0 |  | Electric Utility | N | RE | 2000 | Internal Combustion (PRMVR=IC)
EXCLUDE | OH | Oberlin | 2933 | 3 | DFO | IC | 0.6 | 0.6 | 0 | 0 |  |  | 0 | 0 |  | Electric Utility | N | RE | 2000 | Internal Combustion (PRMVR=IC)
EXCLUDE | OH | Oberlin | 2933 | 5 | NG | IC | 2 | 2 | 0 | 0 |  |  | 0 | 0 |  | Electric Utility | N | OP |  | Internal Combustion (PRMVR=IC)
EXCLUDE | OH | Oberlin | 2933 | 6 | DFO | IC | 2.5 | 2 | 0 | 0 |  |  | 0 | 0 |  | Electric Utility | N | OP |  | Internal Combustion (PRMVR=IC)
EXCLUDE | OH | Oberlin | 2933 | 7 | DFO | IC | 2.6 | 2.7 | 0 | 0 |  |  | 0 | 0 |  | Electric Utility | N | OP |  | Internal Combustion (PRMVR=IC)
EXCLUDE | OH | Oberlin | 2933 | 8 | DFO | IC | 3 | 3 | 0 | 0 |  |  | 0 | 0 |  | Electric Utility | N | OP |  | Internal Combustion (PRMVR=IC)
EXCLUDE | OH | Oberlin | 2933 | 9 | NG | IC | 0.4 | 0.4 | 0 | 0 |  |  | 0 | 0 |  | Electric Utility | N | OP |  | Internal Combustion (PRMVR=IC)
EXCLUDE | OH | Oberlin | 2933 | 10 | NG | IC | 0.5 | 0.5 | 0 | 0 |  |  | 0 | 0 |  | Electric Utility | N | OP |  | Internal Combustion (PRMVR=IC)
EXCLUDE | OH | Oberlin | 2933 | 2A | NG | IC | 3.1 | 3.1 | 0 | 0 |  |  | 0 | 0 |  | Electric Utility | N | OP |  | Internal Combustion (PRMVR=IC)
EXCLUDE | OH | Oberlin | 2933 | 3A | NG | IC | 3.1 | 3.1 | 0 | 0 |  |  | 0 | 0 |  | Electric Utility | N | OP |  | Internal Combustion (PRMVR=IC)
EXCLUDE | OH | Oberlin | 2933 | IC4 | NG | IC | 2.1 | 2.1 | 0 | 0 |  |  | 0 | 0 |  | Electric Utility | N | OP |  | Internal Combustion (PRMVR=IC)
EXCLUDE | OH | Orrville | 2935 | 7 | BIT | ST | 5 | 5 | 0 | 17627.4554 |  |  | 17627.4554 | 26669.0683 |  | Electric Utility | N | OS |  | Steam unit (PRMVR=ST) under 25MW/250 MMBtu/hr
EXCLUDE | OH | Orrville | 2935 | 8 | BIT | ST | 7.5 | 7.5 | 0 | 26441.1832 |  |  | 26441.1832 | 40003.6025 |  | Electric Utility | N | OS |  | Steam unit (PRMVR=ST) under 25MW/250 MMBtu/hr
EXCLUDE | OH | Orrville | 2935 | 9 | BIT | ST | 22 | 20 | 0 | 77560.804 |  |  | 77560.804 | 45017.1678 |  | Electric Utility | N | OP |  | Steam unit (PRMVR=ST) under 25MW/250 MMBtu/hr
COALST | OH | Orrville | 2935 | 10 | BIT | ST | 25 | 23 | 0 | 88137.2772 |  |  | 88137.2772 | 218616.5595 |  | Electric Utility | N | OP
COALST | OH | Orrville | 2935 | 11 | BIT | ST | 25 | 23 | 0 | 88137.2772 |  |  | 88137.2772 | 187073.5271 |  | Electric Utility | N | OP
EXCLUDE | OH | Orrville Peaking | 7778 | 1 | DFO | IC | 1.8 | 1.8 | 0 | 0 |  |  | 0 | 0 |  | Electric Utility | N | OP |  | Internal Combustion (PRMVR=IC)
EXCLUDE | OH | Orrville Peaking | 7778 | 2 | DFO | IC | 1.8 | 1.8 | 0 | 0 |  |  | 0 | 0 |  | Electric Utility | N | OP |  | Internal Combustion (PRMVR=IC)
EXCLUDE | OH | Orrville Peaking | 7778 | 3 | DFO | IC | 1.8 | 1.8 | 0 | 0 |  |  | 0 | 0 |  | Electric Utility | N | OP |  | Internal Combustion (PRMVR=IC)
EXCLUDE | OH | O'Shaughnessy Hydro | 7279 | 1 | WAT | HY | 1.3 | 1.3 | 0 | 1837 |  |  | 1837 | 0 |  | Electric Utility | N | OP |  | Non Combustion (NUC, WAT, WND, GEO, or SUN)
EXCLUDE | OH | O'Shaughnessy Hydro | 7279 | 2 | WAT | HY | 3.9 | 3.9 | 0 | 5511 |  |  | 5511 | 0 |  | Electric Utility | N | OP |  | Non Combustion (NUC, WAT, WND, GEO, or SUN)
EXCLUDE | OH | Ottawa County Project | 56865 | 1 | LFG | IC | 1.4 | 1.4 | 0 | 0 |  |  | 0 | 0 |  | IPP Non-CHP | N | OP |  | Internal Combustion (PRMVR=IC)
EXCLUDE | OH | Ottawa County Project | 56865 | 2 | LFG | IC | 1.4 | 1.4 | 0 | 0 |  |  | 0 | 0 |  | IPP Non-CHP | N | OP |  | Internal Combustion (PRMVR=IC)
EXCLUDE | OH | Ottawa County Project | 56865 | 3 | LFG | IC | 1.4 | 1.4 | 0 | 0 |  |  | 0 | 0 |  | IPP Non-CHP | N | OP |  | Internal Combustion (PRMVR=IC)
EXCLUDE | OH | P H Glatfelter Co -Chillicothe Facility | 10244 | T-10 | BLQ | ST | 10.6 | 9.1 | 105.6573 | 66273 | 0.2024 | 1188094.4195 | 327430.9175 | 94033.8881 |  | Industrial CHP/Pulp & Paper Mill | Y | OP |  | Steam unit (PRMVR=ST) under 25MW/250 MMBtu/hr
EXCLUDE | OH | P H Glatfelter Co -Chillicothe Facility | 10244 | T-11 | BLQ | ST | 24 | 10.3 | 239.2241 | 109266 | 0.2024 | 1958841.8336 | 539843.777 | 155036.0904 |  | Industrial CHP/Pulp & Paper Mill | Y | OP |  | Steam unit (PRMVR=ST) under 25MW/250 MMBtu/hr
EXCLUDE | OH | P H Glatfelter Co -Chillicothe Facility | 10244 | T-12 | BLQ | ST | 31 | 18.3 | 308.9978 | 159132 | 0.2024 | 2852803.4216 | 786213.6431 | 225790.302 |  | Industrial CHP/Pulp & Paper Mill | Y | OP |  | Commercial/Industrial Unit
EXCLUDE | OH | P H Glatfelter Co -Chillicothe Facility | 10244 | T-13 | BIT | ST | 27.2 | 18.5 | 271.1207 | 176961 | 0.2024 | 3172428.8407 | 874300.2821 | 251087.6356 |  | Industrial CHP/Pulp & Paper Mill | Y | OP |  | Commercial/Industrial Unit
EXCLUDE | OH | Painesville | 2936 | 3 | BIT | ST | 7.5 | 7 | 0 | 442 |  |  | 442 | 709.0082 |  | Electric Utility | N | SB |  | Steam unit (PRMVR=ST) under 25MW/250 MMBtu/hr
EXCLUDE | OH | Painesville | 2936 | 5 | BIT | ST | 16.5 | 15.5 | 0 | 55134 |  |  | 55134 | 88439.9521 |  | Electric Utility | N | OP |  | Steam unit (PRMVR=ST) under 25MW/250 MMBtu/hr
EXCLUDE | OH | Painesville | 2936 | 7 | BIT | ST | 22 | 17.5 | 0 | 21143 |  |  | 21143 | 33915.2956 |  | Electric Utility | N | OP |  | Steam unit (PRMVR=ST) under 25MW/250 MMBtu/hr
EXCLUDE | OH | Painesville | 2936 | ST2 | BIT | ST | 7.5 | 7 | 0 | 983 |  |  | 983 | 17473.0482 |  | Electric Utility | N | SB |  | Steam unit (PRMVR=ST) under 25MW/250 MMBtu/hr
EXCLUDE | OH | Painesville | 2936 | WPCP1 | DFO | IC | 2 | 2 | 0 | 0 |  |  | 0 | 0 |  | Electric Utility | N | SB |  | Internal Combustion (PRMVR=IC)
EXCLUDE | OH | Paulding Wind Farm II | 57620 | GEN1 | WND | WT | 150 | 150 | 0 | 152825 |  |  | 152825 | 0 |  | IPP Non-CHP | N | OP |  | Non Combustion (NUC, WAT, WND, GEO, or SUN)
EXCLUDE | OH | Paulding Wind Farm LLC | 57611 | GEN1 | WND | WT | 49 | 49 | 0 | 0 |  |  | 0 | 0 |  | IPP Non-CHP | N | U |  | Non Combustion (NUC, WAT, WND, GEO, or SUN)
EXCLUDE | OH | Perry | 6020 | 1 | NUC | ST | 1311.6 | 1240 | 0 | 8560849 |  |  | 8560849 | 0 |  | IPP Non-CHP | N | OP |  | Non Combustion (NUC, WAT, WND, GEO, or SUN)
COALST | OH | Picway | 2843 | 5 | BIT | ST | 106.2 | 95 | 1290 | 69373 |  |  | 69373 | 97846.98 |  | Electric Utility | N | OP | 2014
EXCLUDE | OH | Piqua Power Plant | 2937 | 3 | BIT | ST | 4 | 4 | 0 | 0 |  |  | 0 | 0 |  | Electric Utility | N | RE | 2007 | Steam unit (PRMVR=ST) under 25MW/250 MMBtu/hr
EXCLUDE | OH | Piqua Power Plant | 2937 | 4 | BIT | ST | 7.5 | 7.5 | 0 | 0 |  |  | 0 | 0 |  | Electric Utility | N | RE | 2007 | Steam unit (PRMVR=ST) under 25MW/250 MMBtu/hr
EXCLUDE | OH | Piqua Power Plant | 2937 | 6 | BIT | ST | 12.5 | 12.5 | 0 | 0 |  |  | 0 | 0 |  | Electric Utility | N | RE | 2007 | Steam unit (PRMVR=ST) under 25MW/250 MMBtu/hr
EXCLUDE | OH | Piqua Power Plant | 2937 | 7 | BIT | ST | 20 | 20 | 0 | 0 |  |  | 0 | 0 |  | Electric Utility | N | RE | 2007 | Steam unit (PRMVR=ST) under 25MW/250 MMBtu/hr
EXCLUDE | OH | Piqua Power Plant | 2937 | 8 | DFO | GT | 20 | 20 | 0 | -103.5813 |  |  | -103.5813 | 120.0603 |  | Electric Utility | N | OP |  | Simple Cycle Turbine (PRMVR=GT or OT) unit under 25MW
EXCLUDE | OH | Piqua Power Plant | 2937 | 10 | BIT | ST | 0.8 | 0.8 | 0 | 0 |  |  | 0 | 0 |  | Electric Utility | N | RE | 2007 | Steam unit (PRMVR=ST) under 25MW/250 MMBtu/hr
EXCLUDE | OH | Piqua Power Plant | 2937 | 11 | DFO | GT | 16.3 | 16.5 | 0 | -84.4187 |  |  | -84.4187 | 97.8492 |  | Electric Utility | N | OP |  | Simple Cycle Turbine (PRMVR=GT or OT) unit under 25MW
EXCLUDE | OH | Procter & Gamble Cincinnati Plant | 50456 | GEN1 | BIT | ST | 12.5 | 11.7 | 0 | 52971 | 0.10155 | 2132132.5308 | 521640.2257 | 267388.4482 |  | Industrial CHP | Y | OP |  | Steam unit (PRMVR=ST) under 25MW/250 MMBtu/hr
EXCLUDE | OH | Prospect Municipal | 7603 | 1 | DFO | IC | 1.8 | 1.8 | 0 | 0 |  |  | 0 | 0 |  | Electric Utility | N | OP |  | Internal Combustion (PRMVR=IC)
EXCLUDE | OH | PS ST-8 Engine No 1 | 56421 | 5 | DFO | IC | 2 | 1.8 | 0 | 0 |  |  | 0 | 0 |  | Electric Utility | N | OP |  | Internal Combustion (PRMVR=IC)
EXCLUDE | OH | Racine | 6006 | 1 | WAT | HY | 23.7 | 10 | 0 | 60315 |  |  | 60315 | 0 |  | Electric Utility | N | OP |  | Non Combustion (NUC, WAT, WND, GEO, or SUN)
EXCLUDE | OH | Racine | 6006 | 2 | WAT | HY | 23.7 | 10 | 0 | 60315 |  |  | 60315 | 0 |  | Electric Utility | N | OP |  | Non Combustion (NUC, WAT, WND, GEO, or SUN)
EXCLUDE | OH | Refuse & Coal | 312 | 1 | MSW | ST | 30 | 30 | 0 | 0 |  |  | 0 | 0 |  | Electric Utility | N | RE | 1995 | Retired in 1995
EXCLUDE | OH | Refuse & Coal | 312 | 2 | MSW | ST | 30 | 30 | 0 | 0 |  |  | 0 | 0 |  | Electric Utility | N | RE | 1995 | Retired in 1995
EXCLUDE | OH | Refuse & Coal | 312 | 3 | MSW | ST | 30 | 30 | 0 | 0 |  |  | 0 | 0 |  | Electric Utility | N | RE | 1995 | Retired in 1995
EXCLUDE | OH | Renewable Energy Services of Ohio | 57249 | GEN1 | LFG | IC | 1.6 | 1.6 | 0 | 0 |  |  | 0 | 0 |  | IPP Non-CHP | N | OP |  | Internal Combustion (PRMVR=IC)
EXCLUDE | OH | Renewable Energy Services of Ohio | 57249 | GEN2 | LFG | IC | 0.6 | 0.6 | 0 | 0 |  |  | 0 | 0 |  | IPP Non-CHP | N | P |  | Internal Combustion (PRMVR=IC)
EXCLUDE | OH | Renick Run Pumping Station 03-04 | 56420 | 3 | DFO | IC | 1.4 | 1.1 | 0 | 0 |  |  | 0 | 0 |  | Electric Utility | N | OP |  | Internal Combustion (PRMVR=IC)
EXCLUDE | OH | Renick Run Pumping Station 03-04 | 56420 | 4 | DFO | IC | 1.4 | 1.1 | 0 | 0 |  |  | 0 | 0 |  | Electric Utility | N | OP |  | Internal Combustion (PRMVR=IC)
EXCLUDE | OH | Richard Gorsuch | 7286 | 1 | BIT | ST | 50 | 50 | 0 | 0 | 0 |  |  | 0 |  | Electric Utility | Y | RE | 2010 | Retired in 2010
EXCLUDE | OH | Richard Gorsuch | 7286 | 2 | BIT | ST | 50 | 50 | 0 | 0 | 0 |  |  | 0 |  | Electric Utility | Y | RE | 2010 | Retired in 2010
EXCLUDE | OH | Richard Gorsuch | 7286 | 3 | BIT | ST | 50 | 50 | 0 | 0 | 0 |  |  | 0 |  | Electric Utility | Y | RE | 2010 | Retired in 2010
EXCLUDE | OH | Richard Gorsuch | 7286 | 4 | BIT | ST | 50 | 50 | 0 | 0 | 0 |  |  | 0 |  | Electric Utility | Y | RE | 2010 | Retired in 2010
EXCLUDE | OH | Richland | 2880 | 1 | DFO | GT | 15 | 11 | 166 | 1022.3 |  |  | 1022.3 | 935.0086 |  | Electric Utility/IPP Non-CHP | N | OP |  | Simple Cycle Turbine (PRMVR=GT or OT) unit under 25MW
EXCLUDE | OH | Richland | 2880 | 2 | NG | GT | 15 | 11 | 166 | 1022.3 |  |  | 1022.3 | 935.0086 |  | Electric Utility/IPP Non-CHP | N | OP |  | Simple Cycle Turbine (PRMVR=GT or OT) unit under 25MW
EXCLUDE | OH | Richland | 2880 | 3 | NG | GT | 15 | 11 | 166 | 1022.3 |  |  | 1022.3 | 935.0086 |  | Electric Utility/IPP Non-CHP | N | OP |  | Simple Cycle Turbine (PRMVR=GT or OT) unit under 25MW
SSTLOGN | OH | Richland | 2880 | 4 | NG | GT | 135 | 112 | 1494 | 9200.7 |  |  | 9200.7 | 8415.0774 |  | Electric Utility/IPP Non-CHP | N | OP
SSTLOGN | OH | Richland | 2880 | 5 | NG | GT | 135 | 112 | 1494 | 9200.7 |  |  | 9200.7 | 8415.0774 |  | Electric Utility/IPP Non-CHP | N | OP
SSTLOGN | OH | Richland | 2880 | 6 | NG | GT | 135 | 112 | 1494 | 9200.7 |  |  | 9200.7 | 8415.0774 |  | Electric Utility/IPP Non-CHP | N | OP
EXCLUDE | OH | Rittman Paperboard | 54235 | GEN1 | BIT | ST | 3 | 3 | 0 | 0 | 0 |  |  | 0 |  | Industrial CHP | Y | SB |  | Steam unit (PRMVR=ST) under 25MW/250 MMBtu/hr
EXCLUDE | OH | Rittman Paperboard | 54235 | GEN2 | BIT | ST | 5 | 5 | 0 | 0 | 0 |  |  | 0 |  | Industrial CHP | Y | SB |  | Steam unit (PRMVR=ST) under 25MW/250 MMBtu/hr
EXCLUDE | OH | Rittman Paperboard | 54235 | GEN3 | BIT | ST | 6 | 6 | 0 | 0 | 0 |  |  | 0 |  | Industrial CHP | Y | SB |  | Steam unit (PRMVR=ST) under 25MW/250 MMBtu/hr
SSTLOGN | OH | Robert P Mone Plant | 7872 | 1 | NG | GT | 198 | 150.4 | 1946 | 17966 |  |  | 17966 | 11750.05 |  | Electric Utility | N | OP
SSTLOGN | OH | Robert P Mone Plant | 7872 | 2 | NG | GT | 198 | 151.7 | 1946 | 17966 |  |  | 17966 | 10944.574 |  | Electric Utility | N | OP
SSTLOGN | OH | Robert P Mone Plant | 7872 | 3 | NG | GT | 198 | 151.5 | 1946 | 17966 |  |  | 17966 | 10457.983 |  | Electric Utility | N | OP
SSTLOGN | OH | Rolling Hills Generating | 55401 | CT1 | NG | GT | 195.5 | 165 | 2065 | 30030.8 |  |  | 30030.8 | 17325.678 |  | Electric Utility/IPP Non-CHP | N | OP
SSTLOGN | OH | Rolling Hills Generating | 55401 | CT2 | NG | GT | 195.5 | 165 | 2065 | 30030.8 |  |  | 30030.8 | 11809.401 |  | Electric Utility/IPP Non-CHP | N | OP
SSTLOGN | OH | Rolling Hills Generating | 55401 | CT3 | NG | GT | 195.5 | 165 | 2065 | 30030.8 |  |  | 30030.8 | 39233.729 |  | Electric Utility/IPP Non-CHP | N | OP
SSTLOGN | OH | Rolling Hills Generating | 55401 | CT4 | NG | GT | 195.5 | 165 | 2065 | 30030.8 |  |  | 30030.8 | 8261.335 |  | Electric Utility/IPP Non-CHP | N | OP
SSTLOGN | OH | Rolling Hills Generating | 55401 | CT5 | NG | GT | 195.5 | 165 | 2065 | 30030.8 |  |  | 30030.8 | 22570.679 |  | Electric Utility/IPP Non-CHP | N | OP
EXCLUDE | OH | Sauder Power Plant | 54974 | UNT1 | WDS | ST | 3.6 | 3.6 | 0 | 12504 | 0.58844 | 39785.5991 | 21249.3691 | 39310.696 |  | IPP CHP | Y | OP |  | Non Fossil fuel type
EXCLUDE | OH | Sauder Power Plant | 54974 | UNT2 | WDS | ST | 3.6 | 3.6 | 0 | 12504 | 0.58844 | 39785.5991 | 21249.3691 | 39310.696 |  | IPP CHP | Y | OP |  | Non Fossil fuel type
EXCLUDE | OH | Seville | 7919 | 1 | DFO | IC | 1.8 | 1.8 | 0 | 0 |  |  | 0 | 0 |  | Electric Utility | N | OP |  | Internal Combustion (PRMVR=IC)
EXCLUDE | OH | Seville | 7919 | 2 | DFO | IC | 1.8 | 1.8 | 0 | 0 |  |  | 0 | 0 |  | Electric Utility | N | OP |  | Internal Combustion (PRMVR=IC)
EXCLUDE | OH | Seville | 7919 | 3 | DFO | IC | 1.8 | 1.8 | 0 | 0 |  |  | 0 | 0 |  | Electric Utility | N | OP |  | Internal Combustion (PRMVR=IC)
EXCLUDE | OH | Shelby Municipal Light Plant | 2943 | 1 | BIT | ST | 12.5 | 12 | 0 | 1476.0135 |  |  | 1476.0135 | 2549.9013 |  | Electric Utility | N | OS |  | Steam unit (PRMVR=ST) under 25MW/250 MMBtu/hr
EXCLUDE | OH | Shelby Municipal Light Plant | 2943 | 2 | BIT | ST | 12.5 | 12 | 0 | 1476.0135 |  |  | 1476.0135 | 2549.9013 |  | Electric Utility | N | OS |  | Steam unit (PRMVR=ST) under 25MW/250 MMBtu/hr
EXCLUDE | OH | Shelby Municipal Light Plant | 2943 | 3 | BIT | ST | 5 | 5 | 0 | 590.4054 |  |  | 590.4054 | 1019.9605 |  | Electric Utility | N | OS |  | Steam unit (PRMVR=ST) under 25MW/250 MMBtu/hr
EXCLUDE | OH | Shelby Municipal Light Plant | 2943 | 4 | BIT | ST | 7 | 7 | 0 | 826.5676 |  |  | 826.5676 | 1427.9447 |  | Electric Utility | N | SB |  | Steam unit (PRMVR=ST) under 25MW/250 MMBtu/hr
EXCLUDE | OH | Shelby Municipal Light Plant | 2943 | IC1 | DFO | IC | 3 | 3 | 0 | 0 |  |  | 0 | 0 |  | Electric Utility | N | OP |  | Internal Combustion (PRMVR=IC)
EXCLUDE | OH | Shelby North | 7827 | 1 | DFO | IC | 1.8 | 1.8 | 0 | 0 |  |  | 0 | 0 |  | Electric Utility | N | OP |  | Internal Combustion (PRMVR=IC)
EXCLUDE | OH | Shelby South | 7828 | 1 | DFO | IC | 1.8 | 1.7 | 0 | 0 |  |  | 0 | 0 |  | Electric Utility | N | OP |  | Internal Combustion (PRMVR=IC)
EXCLUDE | OH | Sidney | 2852 | 1 | DFO | IC | 2.7 | 2.4 | 0 | 0 |  |  | 0 | 0 |  | Electric Utility | N | OP |  | Internal Combustion (PRMVR=IC)
EXCLUDE | OH | Sidney | 2852 | 2 | DFO | IC | 2.7 | 2.4 | 0 | 0 |  |  | 0 | 0 |  | Electric Utility | N | OP |  | Internal Combustion (PRMVR=IC)
EXCLUDE | OH | Sidney | 2852 | 3 | DFO | IC | 2.7 | 2.4 | 0 | 0 |  |  | 0 | 0 |  | Electric Utility | N | OP |  | Internal Combustion (PRMVR=IC)
EXCLUDE | OH | Sidney | 2852 | 4 | DFO | IC | 2.7 | 2.4 | 0 | 0 |  |  | 0 | 0 |  | Electric Utility | N | OP |  | Internal Combustion (PRMVR=IC)
EXCLUDE | OH | Sidney | 2852 | 5 | DFO | IC | 2.7 | 2.4 | 0 | 0 |  |  | 0 | 0 |  | Electric Utility | N | OP |  | Internal Combustion (PRMVR=IC)
EXCLUDE | OH | Smart Papers LLC | 50247 | 1 | BIT | ST | 1 | 1 | 0 | 4402.977 | 0 |  |  | 2532.2864 |  | Industrial CHP | Y | OP |  | Steam unit (PRMVR=ST) under 25MW/250 MMBtu/hr
EXCLUDE | OH | Smart Papers LLC | 50247 | 2 | BIT | ST | 1.5 | 1.5 | 0 | 923.9868 | 0 |  |  | 3798.4296 |  | Industrial CHP | Y | SB |  | Steam unit (PRMVR=ST) under 25MW/250 MMBtu/hr
EXCLUDE | OH | Smart Papers LLC | 50247 | 7 | BIT | ST | 9.4 | 9.4 | 0 | 7546.039 |  |  | 7546.039 | 23803.4919 |  | Industrial CHP | N | OP |  | Steam unit (PRMVR=ST) under 25MW/250 MMBtu/hr
EXCLUDE | OH | Smart Papers LLC | 50247 | 8 | BIT | ST | 9.4 | 9.4 | 0 | 7860.056 |  |  | 7860.056 | 23803.4919 |  | Industrial CHP | N | OP |  | Steam unit (PRMVR=ST) under 25MW/250 MMBtu/hr
EXCLUDE | OH | Smart Papers LLC | 50247 | GEN3 | BIT | ST | 6 | 6 | 0 | 1220.542 | 0 |  |  | 15193.7182 |  | Industrial CHP | Y | OP |  | Steam unit (PRMVR=ST) under 25MW/250 MMBtu/hr
EXCLUDE | OH | Smart Papers LLC | 50247 | GEN4 | BIT | ST | 1.5 | 1.5 | 0 | 0 | 0 |  |  | 0 |  | Industrial CHP | Y | RE | 2009 | Steam unit (PRMVR=ST) under 25MW/250 MMBtu/hr
EXCLUDE | OH | Smart Papers LLC | 50247 | GEN5 | BIT | ST | 7.5 | 7.5 | 0 | 4619.9339 | 0 |  |  | 18992.1478 |  | Industrial CHP | Y | SB |  | Steam unit (PRMVR=ST) under 25MW/250 MMBtu/hr
EXCLUDE | OH | Smart Papers LLC | 50247 | GEN6 | BIT | ST | 10.5 | 10.5 | 0 | 6874.787 | 0 |  |  | 26589.0069 |  | Industrial CHP | Y | OP |  | Steam unit (PRMVR=ST) under 25MW/250 MMBtu/hr
EXCLUDE | OH | St Marys | 2942 | 5 | BIT | ST | 6 | 5.8 | 0 | 0 |  |  | 0 | 0 |  | Electric Utility | N | RE | 2007 | Steam unit (PRMVR=ST) under 25MW/250 MMBtu/hr
EXCLUDE | OH | St Marys | 2942 | 6 | BIT | ST | 10 | 9 | 0 | 0 |  |  | 0 | 0 |  | Electric Utility | N | RE | 2007 | Steam unit (PRMVR=ST) under 25MW/250 MMBtu/hr
EXCLUDE | OH | St Marys | 2942 | 7 | DFO | GT | 14 | 12 | 0 | 366.24 |  |  | 366.24 | 648.9055 |  | Electric Utility | N | SB |  | Simple Cycle Turbine (PRMVR=GT or OT) unit under 25MW
EXCLUDE | OH | St Marys | 2942 | AUX | DFO | GT | 0.8 | 0.8 | 0 | 0 |  |  | 0 | 0 |  | Electric Utility | N | RE | 2007 | Simple Cycle Turbine (PRMVR=GT or OT) unit under 25MW
EXCLUDE | OH | St Marys | 2942 | GT1 | NG | GT | 11 | 10.4 | 0 | 287.76 |  |  | 287.76 | 365.5178 |  | Electric Utility | N | SB |  | Simple Cycle Turbine (PRMVR=GT or OT) unit under 25MW
EXCLUDE | OH | ST-1/1A Engine No 1 | 56422 | 6 | DFO | IC | 1.3 | 1.1 | 0 | 0 |  |  | 0 | 0 |  | Electric Utility | N | OP |  | Internal Combustion (PRMVR=IC)
EXCLUDE | OH | Stone Container Coshocton Mill | 50811 | GEN1 | WDS | ST | 16.5 | 12 | 0 | 109884 | 0.39359 | 770205.0071 | 279184.6317 | 368837.5691 |  | Industrial CHP | Y | OP |  | Non Fossil fuel type
EXCLUDE | OH | Stryker | 2881 | 1 | DFO | GT | 19 | 17 | 0 | 34 |  |  | 34 | 65.544 |  | IPP Non-CHP | N | OP |  | Simple Cycle Turbine (PRMVR=GT or OT) unit under 25MW
EXCLUDE | OH | Suburban Landfill Gas Recovery | 57170 | GEN1 | LFG | IC | 0.8 | 0.8 | 0 | 0 |  |  | 0 | 0 |  | IPP Non-CHP | N | OP |  | Internal Combustion (PRMVR=IC)
EXCLUDE | OH | Suburban Landfill Gas Recovery | 57170 | GEN2 | LFG | IC | 0.8 | 0.8 | 0 | 0 |  |  | 0 | 0 |  | IPP Non-CHP | N | OP |  | Internal Combustion (PRMVR=IC)
EXCLUDE | OH | Suburban Landfill Gas Recovery | 57170 | GEN3 | LFG | IC | 0.8 | 0.8 | 0 | 0 |  |  | 0 | 0 |  | IPP Non-CHP | N | OP |  | Internal Combustion (PRMVR=IC)
EXCLUDE | OH | Suburban Landfill Gas Recovery | 57170 | GEN4 | LFG | IC | 0.8 | 0.8 | 0 | 0 |  |  | 0 | 0 |  | IPP Non-CHP | N | OP |  | Internal Combustion (PRMVR=IC)
EXCLUDE | OH | Suburban Landfill Gas Recovery | 57170 | GEN5 | LFG | IC | 0.8 | 0.8 | 0 | 0 |  |  | 0 | 0 |  | IPP Non-CHP | N | OP |  | Internal Combustion (PRMVR=IC)
EXCLUDE | OH | Suburban Landfill Gas Recovery | 57170 | GEN6 | LFG | IC | 0.8 | 0.8 | 0 | 0 |  |  | 0 | 0 |  | IPP Non-CHP | N | OP |  | Internal Combustion (PRMVR=IC)
EXCLUDE | OH | Suburban Landfill Gas Recovery | 57170 | GEN7 | LFG | IC | 0.8 | 0.8 | 0 | 0 |  |  | 0 | 0 |  | IPP Non-CHP | N | OP |  | Internal Combustion (PRMVR=IC)
SSTLOGN | OH | Tait Electric Generating Station | 55248 | GT4 | NG | GT | 94 | 85 | 1160 | 10595.5 |  |  | 10595.5 | 9033 |  | Electric Utility/IPP Non-CHP | N | OP
SSTLOGN | OH | Tait Electric Generating Station | 55248 | GT5 | NG | GT | 94 | 85 | 1160 | 10595.5 |  |  | 10595.5 | 8778.7 |  | Electric Utility/IPP Non-CHP | N | OP
SSTLOGN | OH | Tait Electric Generating Station | 55248 | GT6 | NG | GT | 94 | 85 | 1160 | 10595.5 |  |  | 10595.5 | 7349.2 |  | Electric Utility/IPP Non-CHP | N | OP
SSTLOGN | OH | Tait Electric Generating Station | 55248 | GT7 | NG | GT | 94 | 85 | 1160 | 10595.5 |  |  | 10595.5 | 8315.7 |  | Electric Utility/IPP Non-CHP | N | OP
EXCLUDE | OH | Toledo Ref Power Recovery Train | 50965 | GEN1 | PC | OT | 6 | 6 | 0 | 336.59 | 0.001497 | 1021354.5827 | 224843.0194 | 901139.3442 |  | Industrial CHP | Y | OP |  | Simple Cycle Turbine (PRMVR=GT or OT) unit under 25MW
SSTLOGN | OH | Troy Energy LLC | 55348 | 1 | NG | GT | 172 | 146 | 1989 | 30275.75 |  |  | 30275.75 | 20797.256 |  | Electric Utility/IPP Non-CHP | N | OP
SSTLOGN | OH | Troy Energy LLC | 55348 | 2 | NG | GT | 172 | 146 | 1989 | 30275.75 |  |  | 30275.75 | 20633.791 |  | Electric Utility/IPP Non-CHP | N | OP
SSTLOGN | OH | Troy Energy LLC | 55348 | 3 | NG | GT | 172 | 146 | 1989 | 30275.75 |  |  | 30275.75 | 17545.366 |  | Electric Utility/IPP Non-CHP | N | OP
SSTLOGN | OH | Troy Energy LLC | 55348 | 4 | NG | GT | 172 | 146 | 1989 | 30275.75 |  |  | 30275.75 | 17435.525 |  | Electric Utility/IPP Non-CHP | N | OP
EXCLUDE | OH | Turning Point Solar | 57371 | TPS50 | SUN | PV | 20 | 20 | 0 | 0 |  |  | 0 | 0 |  | IPP Non-CHP | N | P |  | Non Combustion (NUC, WAT, WND, GEO, or SUN)
EXCLUDE | OH | Turning Point Solar | 57371 | TPS51 | SUN | PV | 15 | 15 | 0 | 0 |  |  | 0 | 0 |  | IPP Non-CHP | N | P |  | Non Combustion (NUC, WAT, WND, GEO, or SUN)
EXCLUDE | OH | Turning Point Solar | 57371 | TPS52 | SUN | PV | 14.9 | 14.9 | 0 | 0 |  |  | 0 | 0 |  | IPP Non-CHP | N | P |  | Non Combustion (NUC, WAT, WND, GEO, or SUN)
EXCLUDE | OH | Versailles Peaking | 7775 | 1 | DFO | IC | 1.8 | 1.8 | 0 | 0 |  |  | 0 | 0 |  | Electric Utility | N | OP |  | Internal Combustion (PRMVR=IC)
EXCLUDE | OH | Versailles Peaking | 7775 | 2 | DFO | IC | 1.8 | 1.8 | 0 | 0 |  |  | 0 | 0 |  | Electric Utility | N | OP |  | Internal Combustion (PRMVR=IC)
EXCLUDE | OH | Versailles Peaking | 7775 | 3 | DFO | IC | 1.8 | 1.8 | 0 | 0 |  |  | 0 | 0 |  | Electric Utility | N | OP |  | Internal Combustion (PRMVR=IC)
COALST | OH | W H Zimmer | 6019 | ST1 | BIT | ST | 1425.6 | 1300 | 14206 | 6752565 |  |  | 6752565 | 6847772.34 |  | Electric Utility | N | OP
EXCLUDE | OH | Wadsworth | 7580 | 13 | DFO | IC | 5.4 | 5.4 | 0 | 0 |  |  | 0 | 0 |  | Electric Utility | N | OP |  | Internal Combustion (PRMVR=IC)
COALST | OH | Walter C Beckjord | 2830 | 1 | BIT | ST | 115 | 94 | 0 | 0 |  |  | 0 | 0 |  | Electric Utility | N | OP | 2015
COALST | OH | Walter C Beckjord | 2830 | 2 | BIT | ST | 112.5 | 94 | 0 | 568 |  |  | 568 | 729.7149 |  | Electric Utility | N | OP | 2015
COALST | OH | Walter C Beckjord | 2830 | 3 | BIT | ST | 125 | 128 | 1300 | 5483.3393 |  |  | 5483.3393 | 5890.969 |  | Electric Utility | N | OP | 2015
COALST | OH | Walter C Beckjord | 2830 | 4 | BIT | ST | 163.2 | 150 | 1800 | 321186 |  |  | 321186 | 393221.67 |  | Electric Utility | N | OP | 2015
COALST | OH | Walter C Beckjord | 2830 | 5 | BIT | ST | 244.8 | 238 | 2367 | 1291734 |  |  | 1291734 | 1251226.969 |  | Electric Utility | N | OP | 2015
COALST | OH | Walter C Beckjord | 2830 | 6 | BIT | ST | 460.8 | 414 | 4700 | 2050130 |  |  | 2050130 | 2332435.283 |  | Electric Utility | N | OP | 2015
SSTLOGN | OH | Walter C Beckjord | 2830 | GT1 | DFO | GT | 52.9 | 46.6 | 766 | 459.3104 |  |  | 459.3104 | 779.7316 |  | Electric Utility | N | OP
SSTLOGN | OH | Walter C Beckjord | 2830 | GT2 | DFO | GT | 52.9 | 46.6 | 766 | 424.5107 |  |  | 424.5107 | 720.1909 |  | Electric Utility | N | OP
SSTLOGN | OH | Walter C Beckjord | 2830 | GT3 | DFO | GT | 52.9 | 46.6 | 766 | 125 |  |  | 125 | 124.9423 |  | Electric Utility | N | OP
SSTLOGN | OH | Walter C Beckjord | 2830 | GT4 | DFO | GT | 52.9 | 46.6 | 766 | 125 |  |  | 125 | 258.4762 |  | Electric Utility | N | OP
NGCC | OH | Washington Energy Facility | 55397 | CT1 | NG | CC | 198.9 | 150 | 2625 | 779184.1423 |  |  | 779184.1423 | 349883.4801 |  | Electric Utility/IPP Non-CHP | N | OP
NGCC | OH | Washington Energy Facility | 55397 | CT2 | NG | CC | 198.9 | 150 | 2625 | 779184.1423 |  |  | 779184.1423 | 349883.4801 |  | Electric Utility/IPP Non-CHP | N | OP
NGCC | OH | Washington Energy Facility | 55397 | ST1 | NG | CC | 317.1 | 300 | 2625 | 1242228.7155 |  |  | 1242228.7155 | 557808.2028 |  | Electric Utility/IPP Non-CHP | N | OP
EXCLUDE | OH | Wausau Paper Middletown | 57940 | G3 | BIT | ST | 7.5 | 1 | 0 | 51.41 | 0.00042674 | 547826.9815 | 120470.5882 | 105287.68 |  | Industrial CHP | Y | OP |  | Steam unit (PRMVR=ST) under 25MW/250 MMBtu/hr
EXCLUDE | OH | WCI Steel | 54207 | GEN1 | BFG | ST | 3 | 2.8 | 0 | 16446 | 0.16939 | 366871.8128 | 97088.9835 | 76747.5817 |  | Industrial CHP | Y | OP |  | Steam unit (PRMVR=ST) under 25MW/250 MMBtu/hr
EXCLUDE | OH | WCI Steel | 54207 | GEN2 | BFG | ST | 7.5 | 7 | 0 | 1536 | 0.16939 | 34264.5692 | 9067.7781 | 7167.9609 |  | Industrial CHP | Y | OP |  | Steam unit (PRMVR=ST) under 25MW/250 MMBtu/hr
EXCLUDE | OH | WCI Steel | 54207 | GEN3 | BFG | ST | 10 | 9.3 | 0 | 54684 | 0.16939 | 1219872.2007 | 322827.0687 | 255190.6092 |  | Industrial CHP | Y | OP |  | Steam unit (PRMVR=ST) under 25MW/250 MMBtu/hr
EXCLUDE | OH | Wellington | 7878 | 1 | DFO | IC | 1 | 1 | 0 | 0 |  |  | 0 | 0 |  | Electric Utility | N | OP |  | Internal Combustion (PRMVR=IC)
EXCLUDE | OH | West 41st Street | 2909 | 1 | NG | GT | 16 | 16 | 0 | 158.5 |  |  | 158.5 | 172.322 |  | Electric Utility | N | OP |  | Simple Cycle Turbine (PRMVR=GT or OT) unit under 25MW
EXCLUDE | OH | West 41st Street | 2909 | 2 | NG | GT | 16 | 16 | 0 | 158.5 |  |  | 158.5 | 172.322 |  | Electric Utility | N | OP |  | Simple Cycle Turbine (PRMVR=GT or OT) unit under 25MW
SSTLOGN | OH | Woodsdale | 7158 | GT1 | NG | GT | 81.6 | 77 | 1314 | 6246.3333 |  |  | 6246.3333 | 15642.799 |  | Electric Utility | N | OP
SSTLOGN | OH | Woodsdale | 7158 | GT2 | NG | GT | 81.6 | 77 | 1314 | 6246.3333 |  |  | 6246.3333 | 10295.829 |  | Electric Utility | N | OP
SSTLOGN | OH | Woodsdale | 7158 | GT3 | NG | GT | 81.6 | 77 | 1314 | 6246.3333 |  |  | 6246.3333 | 14274.249 |  | Electric Utility | N | OP
SSTLOGN | OH | Woodsdale | 7158 | GT4 | NG | GT | 81.6 | 77 | 3200 | 6246.3333 |  |  | 6246.3333 | 13203.512 |  | Electric Utility | N | OP
SSTLOGN | OH | Woodsdale | 7158 | GT5 | NG | GT | 81.6 | 77 | 1314 | 6246.3333 |  |  | 6246.3333 | 11634.469 |  | Electric Utility | N | OP
SSTLOGN | OH | Woodsdale | 7158 | GT6 | NG | GT | 81.6 | 77 | 1314 | 6246.3333 |  |  | 6246.3333 | 9368.437 |  | Electric Utility | N | OP
EXCLUDE | OH | Wyandot Solar Farm | 57203 | 1 | SUN | PV | 12 | 12 | 0 | 14068 |  |  | 14068 | 0 |  | IPP Non-CHP | N | OP |  | Non Combustion (NUC, WAT, WND, GEO, or SUN)
EXCLUDE | OH | Yankee Street | 2854 | 1 | NG | GT | 18.5 | 19.5 | 0 | 156.4024 |  |  | 156.4024 | 163.1727 |  | Electric Utility | N | OP |  | Simple Cycle Turbine (PRMVR=GT or OT) unit under 25MW
EXCLUDE | OH | Yankee Street | 2854 | 2 | NG | GT | 18.5 | 19.5 | 0 | 156.4024 |  |  | 156.4024 | 163.1727 |  | Electric Utility | N | OP |  | Simple Cycle Turbine (PRMVR=GT or OT) unit under 25MW
EXCLUDE | OH | Yankee Street | 2854 | 3 | NG | GT | 18.5 | 19.3 | 0 | 156.4024 |  |  | 156.4024 | 163.1727 |  | Electric Utility | N | OP |  | Simple Cycle Turbine (PRMVR=GT or OT) unit under 25MW
EXCLUDE | OH | Yankee Street | 2854 | 4 | NG | GT | 17.5 | 11 | 0 | 147.9482 |  |  | 147.9482 | 154.3526 |  | Electric Utility | N | OP |  | Simple Cycle Turbine (PRMVR=GT or OT) unit under 25MW
EXCLUDE | OH | Yankee Street | 2854 | 5 | NG | GT | 17.5 | 8 | 0 | 147.9482 |  |  | 147.9482 | 154.3526 |  | Electric Utility | N | OP |  | Simple Cycle Turbine (PRMVR=GT or OT) unit under 25MW
EXCLUDE | OH | Yankee Street | 2854 | 6 | NG | GT | 17.5 | 12 | 0 | 147.9482 |  |  | 147.9482 | 154.3526 |  | Electric Utility | N | OP |  | Simple Cycle Turbine (PRMVR=GT or OT) unit under 25MW
EXCLUDE | OH | Yankee Street | 2854 | 7 | NG | GT | 17.5 | 11 | 0 | 147.9482 |  |  | 147.9482 | 154.3526 |  | Electric Utility | N | OP |  | Simple Cycle Turbine (PRMVR=GT or OT) unit under 25MW
EXCLUDE | OH | Yankee Street | 2854 | YS1 | SUN | PV | 1.1 | 1.1 | 0 | 1336 |  |  | 1336 | 0 |  | Electric Utility | N | OP |  | Non Combustion (NUC, WAT, WND, GEO, or SUN)
COALST | OK | AES Shady Point LLC | 10671 | GEN1 | BIT | ST | 175 | 160 | 0 | 940170 | 0.99961 | 1651.6162 | 940533.0458 | 1147870.7115 |  | IPP CHP | Y | OP
COALST | OK | AES Shady Point LLC | 10671 | GEN2 | BIT | ST | 175 | 160 | 0 | 941595 | 0.99961 | 1654.1195 | 941958.596 | 1149610.52 |  | IPP CHP | Y | OP
EXCLUDE | OK | Anadarko Plant | 3006 | 1 | NG | ST | 17.3 | 12 | 0 | 730 |  |  | 730 | 697.1416 |  | Electric Utility | N | SB |  | Steam unit (PRMVR=ST) under 25MW/250 MMBtu/hr
EXCLUDE | OK | Anadarko Plant | 3006 | 2 | NG | ST | 17.3 | 12 | 0 | 616 |  |  | 616 | 588.2729 |  | Electric Utility | N | SB |  | Steam unit (PRMVR=ST) under 25MW/250 MMBtu/hr
OGST | OK | Anadarko Plant | 3006 | 3 | NG | ST | 50 | 44 | 800 | 10738 |  |  | 10738 | 7934.683 |  | Electric Utility | N | SB
NGCC | OK | Anadarko Plant | 3006 | 4 | NG | CC | 105.1 | 94 | 0 | 278964.3343 |  |  | 278964.3343 | 151046.2355 |  | Electric Utility | N | OP
NGCC | OK | Anadarko Plant | 3006 | 5 | NG | CC | 105.1 | 94 | 0 | 278964.3343 |  |  | 278964.3343 | 151046.2355 |  | Electric Utility | N | OP
NGCC | OK | Anadarko Plant | 3006 | 6 | NG | CC | 105.1 | 94 | 0 | 278964.3343 |  |  | 278964.3343 | 151046.2355 |  | Electric Utility | N | OP
SSTLOGN | OK | Anadarko Plant | 3006 | 9 | NG | GT | 45 | 45 | 478 | 5594.8461 |  |  | 5594.8461 | 3604.157 |  | Electric Utility | N | OP
SSTLOGN | OK | Anadarko Plant | 3006 | 10 | NG | GT | 45 | 45 | 475 | 5594.8461 |  |  | 5594.8461 | 3484.431 |  | Electric Utility | N | OP
SSTLOGN | OK | Anadarko Plant | 3006 | 11 | NG | GT | 45 | 45 | 525 | 5594.8461 |  |  | 5594.8461 | 3925.877 |  | Electric Utility | N | OP
EXCLUDE | OK | Arbuckle | 2947 | 1 | NG | ST | 73 | 74 | 0 | 0 |  |  | 0 | 0 |  | Electric Utility | N | RE | 2002 | Retired in 2002
EXCLUDE | OK | Blue Canyon Windpower | 56081 | EW | WND | WT | 74.3 | 74.3 | 0 | 274443 |  |  | 274443 | 0 |  | IPP Non-CHP | N | OP |  | Non Combustion (NUC, WAT, WND, GEO, or SUN)
EXCLUDE | OK | Blue Canyon Windpower II | 56335 | EW2 | WND | WT | 151 | 151 | 0 | 551496 |  |  | 551496 | 0 |  | IPP Non-CHP | N | OP |  | Non Combustion (NUC, WAT, WND, GEO, or SUN)
EXCLUDE | OK | Blue Canyon Windpower V LLC | 57108 | GEN1 | WND | WT | 99 | 99 | 0 | 388560 |  |  | 388560 | 0 |  | IPP Non-CHP | N | OP |  | Non Combustion (NUC, WAT, WND, GEO, or SUN)
EXCLUDE | OK | Blue Canyon Windpower VI LLC | 57616 | GEN1 | WND | WT | 100 | 100 | 0 | 12249 |  |  | 12249 | 0 |  | IPP Non-CHP | N | OP |  | Non Combustion (NUC, WAT, WND, GEO, or SUN)
EXCLUDE | OK | Boomer Lake Station | 3000 | 1 | NG | ST | 10 | 10.9 | 0 | 49 |  |  | 49 | 43.1215 |  | Electric Utility | N | OP |  | Steam unit (PRMVR=ST) under 25MW/250 MMBtu/hr
EXCLUDE | OK | Boomer Lake Station | 3000 | 2 | NG | ST | 12.7 | 12.9 | 0 | 55 |  |  | 55 | 48.4017 |  | Electric Utility | N | OP |  | Steam unit (PRMVR=ST) under 25MW/250 MMBtu/hr
EXCLUDE | OK | Boomer Lake Station | 3000 | 3 | DFO | IC | 2 | 2 | 0 | 0 |  |  | 0 | 0 |  | Electric Utility | N | OP |  | Internal Combustion (PRMVR=IC)
EXCLUDE | OK | Boomer Lake Station | 3000 | 4 | DFO | IC | 2 | 2 | 0 | 0 |  |  | 0 | 0 |  | Electric Utility | N | OP |  | Internal Combustion (PRMVR=IC)
EXCLUDE | OK | Boomer Lake Station | 3000 | 5 | DFO | IC | 2 | 2 | 0 | 0 |  |  | 0 | 0 |  | Electric Utility | N | OP |  | Internal Combustion (PRMVR=IC)
EXCLUDE | OK | Broken Bow | 6415 | 1 | WAT | HY | 50 | 57.5 | 0 | 60332 |  |  | 60332 | 0 |  | Electric Utility | N | OP |  | Non Combustion (NUC, WAT, WND, GEO, or SUN)
EXCLUDE | OK | Broken Bow | 6415 | 2 | WAT | HY | 50 | 57.5 | 0 | 60332 |  |  | 60332 | 0 |  | Electric Utility | N | OP |  | Non Combustion (NUC, WAT, WND, GEO, or SUN)
EXCLUDE | OK | Buffalo Bear LLC | 56946 | 1 | WND | WT | 18.9 | 18.9 | 0 | 61084 |  |  | 61084 | 0 |  | IPP Non-CHP | N | OP |  | Non Combustion (NUC, WAT, WND, GEO, or SUN)
NGCC | OK | Calpine Oneta Power LLC | 55225 | CTG1 | NG | CC | 176 | 149.3 | 4585 | 422725.3245 |  |  | 422725.3245 | 195059.9172 |  | Electric Utility/IPP Non-CHP | N | OP
NGCC | OK | Calpine Oneta Power LLC | 55225 | CTG2 | NG | CC | 176 | 149.3 | 4585 | 422725.3245 |  |  | 422725.3245 | 195059.9172 |  | Electric Utility/IPP Non-CHP | N | OP
NGCC | OK | Calpine Oneta Power LLC | 55225 | CTG3 | NG | CC | 176 | 149.3 | 4585 | 422725.3245 |  |  | 422725.3245 | 195059.9172 |  | Electric Utility/IPP Non-CHP | N | OP
NGCC | OK | Calpine Oneta Power LLC | 55225 | CTG4 | NG | CC | 176 | 149.3 | 4585 | 422725.3245 |  |  | 422725.3245 | 195059.9172 |  | Electric Utility/IPP Non-CHP | N | OP
NGCC | OK | Calpine Oneta Power LLC | 55225 | STG1 | NG | CC | 255 | 244.6 | 4585 | 612471.3509 |  |  | 612471.3509 | 282615.221 |  | Electric Utility/IPP Non-CHP | N | OP
NGCC | OK | Calpine Oneta Power LLC | 55225 | STG2 | NG | CC | 255 | 244.6 | 4585 | 612471.3509 |  |  | 612471.3509 | 282615.221 |  | Electric Utility/IPP Non-CHP | N | OP
EXCLUDE | OK | Cana Gas Processing Plant | 57597 | 3005 | NG | IC | 0.8 | 0.8 | 0 | 0 |  |  | 0 | 0 |  | IPP Non-CHP | N | OP |  | Internal Combustion (PRMVR=IC)
EXCLUDE | OK | Cana Gas Processing Plant | 57597 | 3006 | NG | IC | 0.8 | 0.8 | 0 | 0 |  |  | 0 | 0 |  | IPP Non-CHP | N | OP |  | Internal Combustion (PRMVR=IC)
EXCLUDE | OK | Canadian Hills Wind | 57987 | 1 | WND | WT | 298.5 | 298.5 | 0 | 0 |  |  | 0 | 0 |  | IPP Non-CHP | N | T |  | Non Combustion (NUC, WAT, WND, GEO, or SUN)
EXCLUDE | OK | Centennial Wind Farm | 56380 | WT1 | WND | WT | 120 | 120 | 0 | 325692 |  |  | 325692 | 0 |  | Electric Utility | N | OP |  | Non Combustion (NUC, WAT, WND, GEO, or SUN)
NGCC | OK | Chouteau | 7757 | 1 | NG | CC | 175.5 | 165 | 1804.5 | 319573.1831 |  |  | 319573.1831 | 139844.0986 |  | Electric Utility | N | OP
NGCC | OK | Chouteau | 7757 | 2 | NG | CC | 175.5 | 165 | 1809.4 | 319573.1831 |  |  | 319573.1831 | 139844.0986 |  | Electric Utility | N | OP
NGCC | OK | Chouteau | 7757 | 3 | NG | CC | 181.9 | 165 | 1804.5 | 331227.1339 |  |  | 331227.1339 | 144943.8264 |  | Electric Utility | N | OP
NGCC | OK | Chouteau | 7757 | 4 | NG | CC | 175.5 | 165 | 1882 | 319573.1831 |  |  | 319573.1831 | 139844.0986 |  | Electric Utility | N | OP
NGCC | OK | Chouteau | 7757 | 5 | NG | CC | 175.5 | 165 | 1882 | 319573.1831 |  |  | 319573.1831 | 139844.0986 |  | Electric Utility | N | OP
NGCC | OK | Chouteau | 7757 | 6 | NG | CC | 181.9 | 165 | 1882 | 331227.1339 |  |  | 331227.1339 | 144943.8264 |  | Electric Utility | N | OP
NGCC | OK | Comanche | 8059 | 1G1 | NG | CC | 85 | 78 | 1450 | 231713.5172 |  |  | 231713.5172 | 127089.2196 |  | Electric Utility | N | OP
NGCC | OK | Comanche | 8059 | 1G2 | NG | CC | 85 | 78 | 1450 | 231713.5172 |  |  | 231713.5172 | 127089.2196 |  | Electric Utility | N | OP
NGCC | OK | Comanche | 8059 | 1S | NG | CC | 120 | 104 | 1450 | 327124.9655 |  |  | 327124.9655 | 179420.0748 |  | Electric Utility | N | OP
EXCLUDE | OK | Comanche | 8059 | IC1 | DFO | IC | 4 | 4 | 0 | 0 |  |  | 0 | 0 |  | Electric Utility | N | OP |  | Internal Combustion (PRMVR=IC)
EXCLUDE | OK | Conoco | 7185 | 1 | NG | GT | 33 | 31.5 | 0 | 0 |  |  | 0 | 0 |  | Electric Utility | N | RE | 2006 | Retired in 2006
EXCLUDE | OK | Conoco | 7185 | 2 | NG | GT | 33 | 28.3 | 0 | 0 |  |  | 0 | 0 |  | Electric Utility | N | RE | 2006 | Retired in 2006
EXCLUDE | OK | Covanta WBH LLC | 50660 | GEN1 | MSB | ST | 16.8 | 15.6 | 0 | 3144 | 0.061627 | 217788.4143 | 51016.5999 | 255810.8984 |  | Industrial CHP | Y | OP |  | Non Fossil fuel type
EXCLUDE | OK | Crossroads Wind Farm | 57332 | 1-98 | WND | WT | 227 | 227 | 0 | 0 |  |  | 0 | 0 |  | Electric Utility | N | V |  | Non Combustion (NUC, WAT, WND, GEO, or SUN)
EXCLUDE | OK | Cushing | 2975 | 1 | DFO | IC | 2.5 | 1.8 | 0 | 0 |  |  | 0 | 0 |  | Electric Utility | N | OP |  | Internal Combustion (PRMVR=IC)
EXCLUDE | OK | Cushing | 2975 | 2 | DFO | IC | 1 | 0.8 | 0 | 0 |  |  | 0 | 0 |  | Electric Utility | N | OP |  | Internal Combustion (PRMVR=IC)
EXCLUDE | OK | Cushing | 2975 | 3 | DFO | IC | 0.5 | 0.4 | 0 | 0 |  |  | 0 | 0 |  | Electric Utility | N | OP |  | Internal Combustion (PRMVR=IC)
EXCLUDE | OK | Cushing | 2975 | 4 | DFO | IC | 0.5 | 0.4 | 0 | 0 |  |  | 0 | 0 |  | Electric Utility | N | OP |  | Internal Combustion (PRMVR=IC)
EXCLUDE | OK | Cushing | 2975 | 5 | DFO | IC | 0.5 | 0.4 | 0 | 0 |  |  | 0 | 0 |  | Electric Utility | N | OP |  | Internal Combustion (PRMVR=IC)
EXCLUDE | OK | Cushing | 2975 | 6 | DFO | IC | 0.8 | 0.6 | 0 | 0 |  |  | 0 | 0 |  | Electric Utility | N | OP |  | Internal Combustion (PRMVR=IC)
EXCLUDE | OK | Cushing | 2975 | 7 | DFO | IC | 2.5 | 1.9 | 0 | 0 |  |  | 0 | 0 |  | Electric Utility | N | OP |  | Internal Combustion (PRMVR=IC)
EXCLUDE | OK | Cushing | 2975 | 8 | DFO | IC | 2.5 | 1.9 | 0 | 0 |  |  | 0 | 0 |  | Electric Utility | N | OP |  | Internal Combustion (PRMVR=IC)
EXCLUDE | OK | Cushing | 2975 | 9 | DFO | IC | 3 | 2.7 | 0 | 0 |  |  | 0 | 0 |  | Electric Utility | N | OP |  | Internal Combustion (PRMVR=IC)
EXCLUDE | OK | Cushing | 2975 | 10 | DFO | IC | 4.5 | 4 | 0 | 0 |  |  | 0 | 0 |  | Electric Utility | N | OP |  | Internal Combustion (PRMVR=IC)
EXCLUDE | OK | Cushing | 2975 | 11 | DFO | IC | 6.3 | 6.3 | 0 | 0 |  |  | 0 | 0 |  | Electric Utility | N | OP |  | Internal Combustion (PRMVR=IC)
EXCLUDE | OK | Dempsey Ridge Wind Farm | 56665 | DR | WND | WT | 132 | 132 | 0 | 0 |  |  | 0 | 0 |  | IPP Non-CHP | N | TS |  | Non Combustion (NUC, WAT, WND, GEO, or SUN)
EXCLUDE | OK | Dempsey Ridge Wind Farm | 56665 | DR2 | WND | WT | 92 | 92 | 0 | 0 |  |  | 0 | 0 |  | IPP Non-CHP | N | L |  | Non Combustion (NUC, WAT, WND, GEO, or SUN)
EXCLUDE | OK | DeWind Novus | 57516 | NOVUS | WND | WT | 80 | 80 | 0 | 0 |  |  | 0 | 0 |  | IPP Non-CHP | N | U |  | Non Combustion (NUC, WAT, WND, GEO, or SUN)
EXCLUDE | OK | DeWind Novus II | 57889 | NOVII | WND | WT | 40 | 40 | 0 | 0 |  |  | 0 | 0 |  | IPP Non-CHP | N | U |  | Non Combustion (NUC, WAT, WND, GEO, or SUN)
EXCLUDE | OK | Elk City LLC | 57346 | 1 | WND | WT | 98.9 | 98.9 | 0 | 395691.3614 |  |  | 395691.3614 | 0 |  | IPP Non-CHP | N | OP |  | Non Combustion (NUC, WAT, WND, GEO, or SUN)
EXCLUDE | OK | Elk City LLC | 57346 | 2 | WND | WT | 99.2 | 99.2 | 0 | 396891.6386 |  |  | 396891.6386 | 0 |  | IPP Non-CHP | N | OP |  | Non Combustion (NUC, WAT, WND, GEO, or SUN)
EXCLUDE | OK | Enid | 2950 | 1 | NG | GT | 15 | 11.1 | 0 | 0 |  |  | 0 | 0 |  | Electric Utility | N | SB |  | Simple Cycle Turbine (PRMVR=GT or OT) unit under 25MW
EXCLUDE | OK | Enid | 2950 | 2 | NG | GT | 15 | 10.5 | 0 | 0 |  |  | 0 | 0 |  | Electric Utility | N | SB |  | Simple Cycle Turbine (PRMVR=GT or OT) unit under 25MW
EXCLUDE | OK | Enid | 2950 | 3 | NG | GT | 15 | 11.5 | 0 | 0 |  |  | 0 | 0 |  | Electric Utility | N | OP |  | Simple Cycle Turbine (PRMVR=GT or OT) unit under 25MW
EXCLUDE | OK | Enid | 2950 | 4 | NG | GT | 15 | 10.5 | 0 | 0 |  |  | 0 | 0 |  | Electric Utility | N | SB |  | Simple Cycle Turbine (PRMVR=GT or OT) unit under 25MW
EXCLUDE | OK | Eufaula Dam | 6419 | 1 | WAT | HY | 30 | 34.5 | 0 | 32143.3333 |  |  | 32143.3333 | 0 |  | Electric Utility | N | OP |  | Non Combustion (NUC, WAT, WND, GEO, or SUN)
EXCLUDE | OK | Eufaula Dam | 6419 | 2 | WAT | HY | 30 | 34.5 | 0 | 32143.3333 |  |  | 32143.3333 | 0 |  | Electric Utility | N | OP |  | Non Combustion (NUC, WAT, WND, GEO, or SUN)
EXCLUDE | OK | Eufaula Dam | 6419 | 3 | WAT | HY | 30 | 34.5 | 0 | 32143.3333 |  |  | 32143.3333 | 0 |  | Electric Utility | N | OP |  | Non Combustion (NUC, WAT, WND, GEO, or SUN)
EXCLUDE | OK | Fairview | 2978 | 1 | DFO | IC | 0.1 | 0.1 | 0 | 0 |  |  | 0 | 0 |  | Electric Utility | N | RE | 2000 | Internal Combustion (PRMVR=IC)
EXCLUDE | OK | Fairview | 2978 | 2 | DFO | IC | 0.5 | 0.4 | 0 | 0 |  |  | 0 | 0 |  | Electric Utility | N | RE | 2000 | Internal Combustion (PRMVR=IC)
EXCLUDE | OK | Fairview | 2978 | 4 | DFO | IC | 0.8 | 0.8 | 0 | 0 |  |  | 0 | 0 |  | Electric Utility | N | OP |  | Internal Combustion (PRMVR=IC)
EXCLUDE | OK | Fairview | 2978 | 5 | DFO | IC | 1 | 1 | 0 | 0 |  |  | 0 | 0 |  | Electric Utility | N | OP |  | Internal Combustion (PRMVR=IC)
EXCLUDE | OK | Fort Gibson | 3003 | 1 | WAT | HY | 11.2 | 12.9 | 0 | 39496.75 |  |  | 39496.75 | 0 |  | Electric Utility | N | OP |  | Non Combustion (NUC, WAT, WND, GEO, or SUN)
EXCLUDE | OK | Fort Gibson | 3003 | 2 | WAT | HY | 11.2 | 12.9 | 0 | 39496.75 |  |  | 39496.75 | 0 |  | Electric Utility | N | OP |  | Non Combustion (NUC, WAT, WND, GEO, or SUN)
EXCLUDE | OK | Fort Gibson | 3003 | 3 | WAT | HY | 11.2 | 12.9 | 0 | 39496.75 |  |  | 39496.75 | 0 |  | Electric Utility | N | OP |  | Non Combustion (NUC, WAT, WND, GEO, or SUN)
EXCLUDE | OK | Fort Gibson | 3003 | 4 | WAT | HY | 11.2 | 12.5 | 0 | 39496.75 |  |  | 39496.75 | 0 |  | Electric Utility | N | OP |  | Non Combustion (NUC, WAT, WND, GEO, or SUN)
COALST | OK | GRDA | 165 | 1 | SUB | ST | 540 | 490 | 5131 | 3306205 |  |  | 3306205 | 4103573.764 |  | Electric Utility | N | OP
COALST | OK | GRDA | 165 | 2 | SUB | ST | 594 | 520 | 5296 | 3498307 |  |  | 3498307 | 4381879.601 |  | Electric Utility | N | OP
NGCC | OK | Green Country Energy LLC | 55146 | CTG1 | NG | CC | 179.3 | 155 | 1940 | 432654.1333 |  |  | 432654.1333 | 191386.0905 |  | Electric Utility/IPP Non-CHP | N | OP
NGCC | OK | Green Country Energy LLC | 55146 | CTG2 | NG | CC | 179.3 | 155 | 1940 | 432654.1333 |  |  | 432654.1333 | 191386.0905 |  | Electric Utility/IPP Non-CHP | N | OP
NGCC | OK | Green Country Energy LLC | 55146 | CTG3 | NG | CC | 179.3 | 155 | 1940 | 432654.1333 |  |  | 432654.1333 | 191386.0905 |  | Electric Utility/IPP Non-CHP | N | OP
NGCC | OK | Green Country Energy LLC | 55146 | STG1 | NG | CC | 122 | 106 | 1940 | 294388.2 |  |  | 294388.2 | 130223.6645 |  | Electric Utility/IPP Non-CHP | N | OP
NGCC | OK | Green Country Energy LLC | 55146 | STG2 | NG | CC | 122 | 106 | 1940 | 294388.2 |  |  | 294388.2 | 130223.6645 |  | Electric Utility/IPP Non-CHP | N | OP
NGCC | OK | Green Country Energy LLC | 55146 | STG3 | NG | CC | 122 | 106 | 1940 | 294388.2 |  |  | 294388.2 | 130223.6645 |  | Electric Utility/IPP Non-CHP | N | OP
OGST | OK | Horseshoe Lake | 2951 | 6 | NG | ST | 163 | 162 | 2212 | 217740 |  |  | 217740 | 170474.199 |  | Electric Utility | N | OP
OGST | OK | Horseshoe Lake | 2951 | 8 | NG | ST | 443 | 380 | 4202 | 326172 |  |  | 326172 | 262014.541 |  | Electric Utility | N | OP
SSTLOGN | OK | Horseshoe Lake | 2951 | 9 | NG | GT | 60.5 | 45.5 | 550 | 24788 |  |  | 24788 | 14037.075 |  | Electric Utility | N | OP
SSTLOGN | OK | Horseshoe Lake | 2951 | 10 | NG | GT | 60.5 | 45.5 | 550 | 24788 |  |  | 24788 | 15931.753 |  | Electric Utility | N | OP
NGCC | OK | Horseshoe Lake | 2951 | GT7 | NG | CC | 27 | 12.7 | 3360 | 45556.4332 |  |  | 45556.4332 | 34413.4214 |  | Electric Utility | N | OP
NGCC | OK | Horseshoe Lake | 2951 | ST7 | NG | CC | 220 | 212.3 | 3360 | 371200.5668 |  |  | 371200.5668 | 280405.6556 |  | Electric Utility | N | OP
COALST | OK | Hugo | 6772 | 1 | SUB | ST | 446 | 440 | 4930 | 2879738 |  |  | 2879738 | 3059268.129 |  | Electric Utility | N | OP
EXCLUDE | OK | Hugo | 6772 | 2 | SUB | ST | 750 | 750 | 0 | 0 |  |  | 0 | 0 |  | Electric Utility | N | IP |  | Status of operation (IP,L,P,T,or U)
EXCLUDE | OK | International Paper Valliant OK | 50192 | TG1 | BLQ | ST | 68 | 57.8 | 0 | 393640 | 0.10984 | 14512168.9126 | 3583595.0658 | 1864057.5993 |  | Industrial CHP | Y | OP |  | Commercial/Industrial Unit
EXCLUDE | OK | Kaw Hydro | 7545 | 1 | WAT | HY | 37 | 29.6 | 0 | 26744 |  |  | 26744 | 0 |  | Electric Utility | N | OP |  | Non Combustion (NUC, WAT, WND, GEO, or SUN)
EXCLUDE | OK | Keenan II Renewable Energy Co LLC | 57358 | 1 | WND | WT | 151.8 | 151.8 | 0 | 525784 |  |  | 525784 | 0 |  | IPP Non-CHP | N | OP |  | Non Combustion (NUC, WAT, WND, GEO, or SUN)
EXCLUDE | OK | Keystone | 2984 | 1 | WAT | HY | 35 | 40 | 0 | 34043.5 |  |  | 34043.5 | 0 |  | Electric Utility | N | OP |  | Non Combustion (NUC, WAT, WND, GEO, or SUN)
EXCLUDE | OK | Keystone | 2984 | 2 | WAT | HY | 35 | 40 | 0 | 34043.5 |  |  | 34043.5 | 0 |  | Electric Utility | N | OP |  | Non Combustion (NUC, WAT, WND, GEO, or SUN)
NGCC | OK | Kiamichi Energy Facility | 55501 | CTG1 | NG | CC | 183.9 | 158.2 | 2495 | 424674.6322 |  |  | 424674.6322 | 186551.1364 |  | Electric Utility/IPP Non-CHP | N | OP
NGCC | OK | Kiamichi Energy Facility | 55501 | CTG2 | NG | CC | 183.9 | 158.2 | 2495 | 424674.6322 |  |  | 424674.6322 | 186551.1364 |  | Electric Utility/IPP Non-CHP | N | OP
NGCC | OK | Kiamichi Energy Facility | 55501 | CTG3 | NG | CC | 183.9 | 158.2 | 2495 | 424674.6322 |  |  | 424674.6322 | 186551.1364 |  | Electric Utility/IPP Non-CHP | N | OP
NGCC | OK | Kiamichi Energy Facility | 55501 | CTG4 | NG | CC | 183.9 | 158.2 | 2495 | 424674.6322 |  |  | 424674.6322 | 186551.1364 |  | Electric Utility/IPP Non-CHP | N | OP
NGCC | OK | Kiamichi Energy Facility | 55501 | STG1 | NG | CC | 317.2 | 272.8 | 2495 | 732500.2356 |  |  | 732500.2356 | 321772.8138 |  | Electric Utility/IPP Non-CHP | N | OP
NGCC | OK | Kiamichi Energy Facility | 55501 | STG2 | NG | CC | 317.2 | 272.8 | 2495 | 732500.2356 |  |  | 732500.2356 | 321772.8138 |  | Electric Utility/IPP Non-CHP | N | OP
EXCLUDE | OK | Kingfisher | 2986 | 3 | NG | IC | 2.8 | 2.9 | 0 | 0 |  |  | 0 | 0 |  | Electric Utility | N | OP |  | Internal Combustion (PRMVR=IC)
EXCLUDE | OK | Kingfisher | 2986 | 4 | NG | IC | 1.3 | 1.2 | 0 | 0 |  |  | 0 | 0 |  | Electric Utility | N | OP |  | Internal Combustion (PRMVR=IC)
EXCLUDE | OK | Kingfisher | 2986 | 5 | NG | IC | 3.1 | 3 | 0 | 0 |  |  | 0 | 0 |  | Electric Utility | N | OP |  | Internal Combustion (PRMVR=IC)
EXCLUDE | OK | Kingfisher | 2986 | IC1 | NG | IC | 1.1 | 1 | 0 | 0 |  |  | 0 | 0 |  | Electric Utility | N | OP |  | Internal Combustion (PRMVR=IC)
EXCLUDE | OK | Kingfisher | 2986 | IC2 | NG | IC | 0.8 | 0.6 | 0 | 0 |  |  | 0 | 0 |  | Electric Utility | N | OP |  | Internal Combustion (PRMVR=IC)
EXCLUDE | OK | Laverne Diesel Generating Plant | 56348 | 1 | DFO | IC | 2 | 2 | 0 | 0 |  |  | 0 | 0 |  | Electric Utility | N | OP |  | Internal Combustion (PRMVR=IC)
EXCLUDE | OK | Laverne Diesel Generating Plant | 56348 | 2 | DFO | IC | 2 | 2 | 0 | 0 |  |  | 0 | 0 |  | Electric Utility | N | OP |  | Internal Combustion (PRMVR=IC)
EXCLUDE | OK | Mangum | 2991 | 1 | NG | IC | 1.1 | 0.9 | 0 | 0 |  |  | 0 | 0 |  | Electric Utility | N | OP |  | Internal Combustion (PRMVR=IC)
EXCLUDE | OK | Mangum | 2991 | 2 | NG | IC | 0.6 | 0.5 | 0 | 0 |  |  | 0 | 0 |  | Electric Utility | N | RE | 2007 | Internal Combustion (PRMVR=IC)
EXCLUDE | OK | Mangum | 2991 | 3 | NG | IC | 0.4 | 0.2 | 0 | 0 |  |  | 0 | 0 |  | Electric Utility | N | RE | 2007 | Internal Combustion (PRMVR=IC)
EXCLUDE | OK | Mangum | 2991 | 4 | NG | IC | 1.5 | 1.2 | 0 | 0 |  |  | 0 | 0 |  | Electric Utility | N | OP |  | Internal Combustion (PRMVR=IC)
EXCLUDE | OK | Mangum | 2991 | 5 | NG | IC | 2 | 1.7 | 0 | 0 |  |  | 0 | 0 |  | Electric Utility | N | OP |  | Internal Combustion (PRMVR=IC)
EXCLUDE | OK | Mangum | 2991 | 6 | NG | IC | 2.1 | 1.6 | 0 | 0 |  |  | 0 | 0 |  | Electric Utility | N | OP |  | Internal Combustion (PRMVR=IC)
EXCLUDE | OK | Markham | 2980 | 1 | WAT | HY | 32.1 | 32 | 0 | 44143.4444 |  |  | 44143.4444 | 0 |  | Electric Utility | N | OP |  | Non Combustion (NUC, WAT, WND, GEO, or SUN)
EXCLUDE | OK | Markham | 2980 | 2 | WAT | HY | 30 | 28 | 0 | 41255.5556 |  |  | 41255.5556 | 0 |  | Electric Utility | N | OP |  | Non Combustion (NUC, WAT, WND, GEO, or SUN)
EXCLUDE | OK | Markham | 2980 | 3 | WAT | HY | 30 | 29 | 0 | 41255.5556 |  |  | 41255.5556 | 0 |  | Electric Utility | N | OP |  | Non Combustion (NUC, WAT, WND, GEO, or SUN)
EXCLUDE | OK | Markham | 2980 | 4 | WAT | HY | 32.1 | 32 | 0 | 44143.4444 |  |  | 44143.4444 | 0 |  | Electric Utility | N | OP |  | Non Combustion (NUC, WAT, WND, GEO, or SUN)
NGCC | OK | McClain Energy Facility | 55457 | CT1 | NG | CC | 150.1 | 145.6 | 1818 | 1010511.3257 |  |  | 1010511.3257 | 424746.8709 |  | Electric Utility | N | OP
NGCC | OK | McClain Energy Facility | 55457 | CT2 | NG | CC | 150.1 | 148.1 | 1832 | 1010511.3257 |  |  | 1010511.3257 | 424746.8709 |  | Electric Utility | N | OP
NGCC | OK | McClain Energy Facility | 55457 | ST1 | NG | CC | 168.3 | 165.4 | 1818 | 1133038.3486 |  |  | 1133038.3486 | 476248.4902 |  | Electric Utility | N | OP
EXCLUDE | OK | Minco Wind I, LLC | 57590 | 1 | WND | WT | 99.2 | 99.2 | 0 | 416020 |  |  | 416020 | 0 |  | IPP Non-CHP | N | OP |  | Non Combustion (NUC, WAT, WND, GEO, or SUN)
EXCLUDE | OK | Minco Wind II, LLC | 57956 | 1 | WND | WT | 100.8 | 100.8 | 0 | 76286 |  |  | 76286 | 0 |  | IPP Non-CHP | N | OP |  | Non Combustion (NUC, WAT, WND, GEO, or SUN)
OGST | OK | Mooreland | 3008 | 1 | NG | ST | 45 | 50 | 756 | 8926 |  |  | 8926 | 6840.59 |  | Electric Utility | N | OP
OGST | OK | Mooreland | 3008 | 2 | NG | ST | 125 | 132 | 1624 | 213649 |  |  | 213649 | 140512.514 |  | Electric Utility | N | OP
OGST | OK | Mooreland | 3008 | 3 | NG | ST | 135 | 140 | 1755 | 234227 |  |  | 234227 | 158589.681 |  | Electric Utility | N | OP
EXCLUDE | OK | Muskogee | 2952 | 3 | NG | ST | 173 | 171 | 0 | 0 |  |  | 0 | 0 |  | Electric Utility | N | RE | 2010 | Retired in 2010
COALST | OK | Muskogee | 2952 | 4 | SUB | ST | 572 | 504 | 6000 | 2905497 |  |  | 2905497 | 3605796.193 |  | Electric Utility | N | OP
COALST | OK | Muskogee | 2952 | 5 | SUB | ST | 572 | 500 | 5876 | 2768401 |  |  | 2768401 | 3119231.504 |  | Electric Utility | N | OP
COALST | OK | Muskogee | 2952 | 6 | SUB | ST | 572 | 506 | 6163 | 3114747 |  |  | 3114747 | 3556780.646 |  | Electric Utility | N | OP
EXCLUDE | OK | Muskogee Mill | 10362 | GEN1 | SUB | ST | 25 | 10.6 | 0 | 58875 | 0.37239 | 451413.1855 | 158101.2278 | 149837.8934 |  | Industrial CHP | Y | OP |  | Commercial/Industrial Unit
EXCLUDE | OK | Muskogee Mill | 10362 | GEN2 | SUB | ST | 44.5 | 23.1 | 0 | 128959 | 0.37239 | 988769.3076 | 346302.781 | 328202.8858 |  | Industrial CHP | Y | OP |  | Commercial/Industrial Unit
EXCLUDE | OK | Muskogee Mill | 10362 | GEN3 | SUB | ST | 44.5 | 34.8 | 0 | 213881 | 0.37239 | 1639893.0534 | 574349.8716 | 544330.8448 |  | Industrial CHP | Y | OP |  | Commercial/Industrial Unit
OGST | OK | Mustang | 2953 | 1 | NG | ST | 82 | 50 | 654 | 28513 |  |  | 28513 | 23169.809 |  | Electric Utility | N | OP
OGST | OK | Mustang | 2953 | 2 | NG | ST | 63 | 50 | 673 | 31652 |  |  | 31652 | 25056.001 |  | Electric Utility | N | OP
OGST | OK | Mustang | 2953 | 3 | NG | ST | 133 | 109 | 1255 | 247004 |  |  | 247004 | 160253.523 |  | Electric Utility | N | OP
OGST | OK | Mustang | 2953 | 4 | NG | ST | 253 | 250 | 2638 | 517478 |  |  | 517478 | 326014.749 |  | Electric Utility | N | OP
SSTLOGN | OK | Mustang | 2953 | 5A | NG | GT | 41 | 32 | 0 | 7842.5 |  |  | 7842.5 | 6683.1237 |  | Electric Utility | N | OP
SSTLOGN | OK | Mustang | 2953 | 5B | NG | GT | 41 | 32 | 0 | 7842.5 |  |  | 7842.5 | 6683.1237 |  | Electric Utility | N | OP
EXCLUDE | OK | Nine Mile Gas Processing Plant | 57132 | 1 | NG | IC | 2.8 | 2 | 0 | 0 |  |  | 0 | 0 |  | Industrial Non-CHP | N | OS |  | Internal Combustion (PRMVR=IC)
EXCLUDE | OK | Nine Mile Gas Processing Plant | 57132 | 2 | NG | IC | 2.8 | 2.1 | 0 | 0 |  |  | 0 | 0 |  | Industrial Non-CHP | N | OS |  | Internal Combustion (PRMVR=IC)
EXCLUDE | OK | Nine Mile Gas Processing Plant | 57132 | 3 | NG | IC | 2.8 | 2.1 | 0 | 0 |  |  | 0 | 0 |  | Industrial Non-CHP | N | OS |  | Internal Combustion (PRMVR=IC)
NGCC | OK | Northeastern | 2963 | 1 | NG | CC | 170 | 131 | 1783 | 805747.4194 |  |  | 805747.4194 | 385906.7184 |  | Electric Utility | N | OP
OGST | OK | Northeastern | 2963 | 2 | NG | ST | 473 | 462 | 4754 | 774101 |  |  | 774101 | 482674.22 |  | Electric Utility | N | OP
COALST | OK | Northeastern | 2963 | 3 | SUB | ST | 473 | 460 | 4775 | 3567455 |  |  | 3567455 | 3736106.001 |  | Electric Utility | N | OP
COALST | OK | Northeastern | 2963 | 4 | SUB | ST | 473 | 460 | 4860 | 3528645 |  |  | 3528645 | 3682759.34 |  | Electric Utility | N | OP
NGCC | OK | Northeastern | 2963 | 1A | NG | CC | 178.5 | 149 | 1783 | 846034.7903 |  |  | 846034.7903 | 405202.0543 |  | Electric Utility | N | OP
NGCC | OK | Northeastern | 2963 | 1B | NG | CC | 178.5 | 149 | 1783 | 846034.7903 |  |  | 846034.7903 | 405202.0543 |  | Electric Utility | N | OP
EXCLUDE | OK | Northeastern | 2963 | IC1 | DFO | IC | 4.5 | 4 | 0 | 0 |  |  | 0 | 0 |  | Electric Utility | N | OP |  | Internal Combustion (PRMVR=IC)
EXCLUDE | OK | Oklahoma State University | 54779 | GEN1 | NG | ST | 1.5 | 1.6 | 0 | 1095.375 | 0.000508 | 9804516.774 | 2156250 | 6917.5862 |  | Commercial CHP | Y | OP | 2013 | Steam unit (PRMVR=ST) under 25MW/250 MMBtu/hr
EXCLUDE | OK | Oklahoma State University | 54779 | GEN2 | NG | ST | 1.5 | 1.6 | 0 | 1095.375 | 0.000508 | 9804516.774 | 2156250 | 6917.5862 |  | Commercial CHP | Y | OP | 2013 | Steam unit (PRMVR=ST) under 25MW/250 MMBtu/hr
EXCLUDE | OK | Oklahoma State University | 54779 | GEN3 | NG | ST | 1.5 | 1.6 | 0 | 0 | 0.000508 | 0 | 0 | 0 |  | Commercial CHP | Y | RE | 2010 | Steam unit (PRMVR=ST) under 25MW/250 MMBtu/hr
EXCLUDE | OK | Oklahoma State University | 54779 | GEN4 | NG | ST | 5 | 5.2 | 0 | 3651.25 |  |  | 3651.25 | 23058.6206 |  | Commercial CHP | N | OP | 2013 | Steam unit (PRMVR=ST) under 25MW/250 MMBtu/hr
EXCLUDE | OK | Oklahoma Wind Energy Center | 56094 | GE15 | WND | WT | 51 | 51 | 0 | 145632.5 |  |  | 145632.5 | 0 |  | IPP Non-CHP | N | OP |  | Non Combustion (NUC, WAT, WND, GEO, or SUN)
EXCLUDE | OK | Oklahoma Wind Energy Center | 56094 | GSOO | WND | WT | 51 | 51 | 0 | 145632.5 |  |  | 145632.5 | 0 |  | IPP Non-CHP | N | OP |  | Non Combustion (NUC, WAT, WND, GEO, or SUN)
EXCLUDE | OK | OU Spirit Wind Farm | 57286 | WT1 | WND | WT | 101.2 | 101.2 | 0 | 334744 |  |  | 334744 | 0 |  | Electric Utility | N | OP |  | Non Combustion (NUC, WAT, WND, GEO, or SUN)
EXCLUDE | OK | Pawhuska | 2995 | 1 | DFO | IC | 1.4 | 1.1 | 0 | 0 |  |  | 0 | 0 |  | Electric Utility | N | OP |  | Internal Combustion (PRMVR=IC)
EXCLUDE | OK | Pawhuska | 2995 | 2 | DFO | IC | 2 | 1.2 | 0 | 0 |  |  | 0 | 0 |  | Electric Utility | N | OP |  | Internal Combustion (PRMVR=IC)
EXCLUDE | OK | Pawhuska | 2995 | 3 | DFO | IC | 3.1 | 2.5 | 0 | 0 |  |  | 0 | 0 |  | Electric Utility | N | OP |  | Internal Combustion (PRMVR=IC)
EXCLUDE | OK | Pawhuska | 2995 | 5 | DFO | IC | 2.5 | 2 | 0 | 0 |  |  | 0 | 0 |  | Electric Utility | N | OP |  | Internal Combustion (PRMVR=IC)
EXCLUDE | OK | Pensacola | 2981 | 1 | WAT | HY | 21.6 | 20 | 0 | 53361.1314 |  |  | 53361.1314 | 0 |  | Electric Utility | N | OP |  | Non Combustion (NUC, WAT, WND, GEO, or SUN)
EXCLUDE | OK | Pensacola | 2981 | 2 | WAT | HY | 21.6 | 20 | 0 | 53361.1314 |  |  | 53361.1314 | 0 |  | Electric Utility | N | OP |  | Non Combustion (NUC, WAT, WND, GEO, or SUN)
EXCLUDE | OK | Pensacola | 2981 | 3 | WAT | HY | 21.6 | 20 | 0 | 53361.1314 |  |  | 53361.1314 | 0 |  | Electric Utility | N | OP |  | Non Combustion (NUC, WAT, WND, GEO, or SUN)
EXCLUDE | OK | Pensacola | 2981 | 4 | WAT | HY | 21.6 | 20 | 0 | 53361.1314 |  |  | 53361.1314 | 0 |  | Electric Utility | N | OP |  | Non Combustion (NUC, WAT, WND, GEO, or SUN)
EXCLUDE | OK | Pensacola | 2981 | 5 | WAT | HY | 21.6 | 20 | 0 | 53361.1314 |  |  | 53361.1314 | 0 |  | Electric Utility | N | OP |  | Non Combustion (NUC, WAT, WND, GEO, or SUN)
EXCLUDE | OK | Pensacola | 2981 | 6 | WAT | HY | 21.6 | 20 | 0 | 53361.1314 |  |  | 53361.1314 | 0 |  | Electric Utility | N | OP |  | Non Combustion (NUC, WAT, WND, GEO, or SUN)
EXCLUDE | OK | Pensacola | 2981 | A | WAT | HY | 0.5 | 0.5 | 0 | 1235.2114 |  |  | 1235.2114 | 0 |  | Electric Utility | N | OP |  | Non Combustion (NUC, WAT, WND, GEO, or SUN)
OGST | OK | Ponca | 762 | 2 | NG | ST | 48 | 34 | 493 | 1321.3047 |  |  | 1321.3047 | 1212.931 |  | Electric Utility | N | OP
NGCC | OK | Ponca City | 7546 | 1 | NG | CC | 19.8 | 18.8 | 0 | 10762.2927 |  |  | 10762.2927 | 5877.1774 | 1 | Electric Utility | N | OP
NGCC | OK | Ponca City | 7546 | 3 | NG | CC | 54 | 44.1 | 0 | 29351.7073 |  |  | 29351.7073 | 16028.6656 |  | Electric Utility | N | OP
SSTLOGN | OK | Ponca City | 7546 | 4 | NG | GT | 60.5 | 43.9 | 0 | 7749 |  |  | 7749 | 5797.8148 |  | Electric Utility | N | OP
EXCLUDE | OK | Ponca City Refinery | 52188 | G1 | OG | ST | 4 | 3 | 0 | 0 | 0 |  |  | 0 |  | Industrial CHP | Y | RE | 2010 | Steam unit (PRMVR=ST) under 25MW/250 MMBtu/hr
EXCLUDE | OK | Ponca City Refinery | 52188 | G1A | OG | ST | 4 | 3 | 0 | 0 | 0 |  |  | 0 |  | Industrial CHP | Y | P |  | Steam unit (PRMVR=ST) under 25MW/250 MMBtu/hr
EXCLUDE | OK | Ponca City Refinery | 52188 | G2 | OG | ST | 4 | 3 | 0 | 0 | 0 |  |  | 0 |  | Industrial CHP | Y | RE | 2010 | Steam unit (PRMVR=ST) under 25MW/250 MMBtu/hr
EXCLUDE | OK | Ponca City Refinery | 52188 | G3 | NG | ST | 10 | 9 | 0 | 0 | 0 |  |  | 0 |  | Industrial CHP | Y | RE | 2007 | Steam unit (PRMVR=ST) under 25MW/250 MMBtu/hr
NGCC | OK | PowerSmith Cogeneration Project | 50558 | GT01 | NG | CC | 72.5 | 67.3 | 0 | 191588.9502 | 0.94542 | 50317.441 | 202649.349 | 94177.3803 |  | IPP CHP | Y | OP
NGCC | OK | PowerSmith Cogeneration Project | 50558 | ST01 | NG | CC | 49.9 | 44.1 | 0 | 131866.0498 | 0.94542 | 34632.2801 | 139478.6554 | 64820.0176 |  | IPP CHP | Y | OP
EXCLUDE | OK | Red Hills Wind Project LLC | 56804 | RH | WND | WT | 123 | 123 | 0 | 420498 |  |  | 420498 | 0 |  | IPP Non-CHP | N | OP |  | Non Combustion (NUC, WAT, WND, GEO, or SUN)
NGCC | OK | Redbud Power Plant | 55463 | CT01 | NG | CC | 198.9 |  | 2750 | 693961.9058 |  |  | 693961.9058 | 306713.3578 |  | Electric Utility | N | OP
NGCC | OK | Redbud Power Plant | 55463 | CT02 | NG | CC | 198.9 |  | 2820 | 693961.9058 |  |  | 693961.9058 | 306713.3578 |  | Electric Utility | N | OP
NGCC | OK | Redbud Power Plant | 55463 | CT03 | NG | CC | 198.9 |  | 2750 | 693961.9058 |  |  | 693961.9058 | 306713.3578 |  | Electric Utility | N | OP
NGCC | OK | Redbud Power Plant | 55463 | CT04 | NG | CC | 198.9 |  | 2750 | 693961.9058 |  |  | 693961.9058 | 306713.3578 |  | Electric Utility | N | OP
NGCC | OK | Redbud Power Plant | 55463 | ST01 | NG | CC | 159.5 | 291.7 | 2750 | 556495.3442 |  |  | 556495.3442 | 245956.6645 |  | Electric Utility | N | OP
NGCC | OK | Redbud Power Plant | 55463 | ST02 | NG | CC | 159.5 | 288.3 | 2820 | 556495.3442 |  |  | 556495.3442 | 245956.6645 |  | Electric Utility | N | OP
NGCC | OK | Redbud Power Plant | 55463 | ST03 | NG | CC | 159.5 | 290.1 | 2750 | 556495.3442 |  |  | 556495.3442 | 245956.6645 |  | Electric Utility | N | OP
NGCC | OK | Redbud Power Plant | 55463 | ST04 | NG | CC | 159.5 | 290.1 | 2750 | 556495.3442 |  |  | 556495.3442 | 245956.6645 |  | Electric Utility | N | OP
OGST | OK | Riverside | 4940 | 1 | NG | ST | 473 | 454 | 4684 | 832751 |  |  | 832751 | 540654.571 |  | Electric Utility | N | OP
OGST | OK | Riverside | 4940 | 2 | NG | ST | 473 | 455 | 4766 | 1037893 |  |  | 1037893 | 690799.646 |  | Electric Utility | N | OP
SSTLOGN | OK | Riverside | 4940 | 3 | NG | GT | 86.5 | 79 | 1150 | 33100.5 |  |  | 33100.5 | 27010 |  | Electric Utility | N | OP
SSTLOGN | OK | Riverside | 4940 | 4 | NG | GT | 86.5 | 79 | 1150 | 33100.5 |  |  | 33100.5 | 26103.8 |  | Electric Utility | N | OP
EXCLUDE | OK | Riverside | 4940 | IC1 | DFO | IC | 2.7 | 2.8 | 0 | 0 |  |  | 0 | 0 |  | Electric Utility | N | OP |  | Internal Combustion (PRMVR=IC)
EXCLUDE | OK | Robert S Kerr | 2985 | 1 | WAT | HY | 27.5 | 31.6 | 0 | 84646.25 |  |  | 84646.25 | 0 |  | Electric Utility | N | OP |  | Non Combustion (NUC, WAT, WND, GEO, or SUN)
EXCLUDE | OK | Robert S Kerr | 2985 | 2 | WAT | HY | 27.5 | 31.6 | 0 | 84646.25 |  |  | 84646.25 | 0 |  | Electric Utility | N | OP |  | Non Combustion (NUC, WAT, WND, GEO, or SUN)
EXCLUDE | OK | Robert S Kerr | 2985 | 3 | WAT | HY | 27.5 | 31.6 | 0 | 84646.25 |  |  | 84646.25 | 0 |  | Electric Utility | N | OP |  | Non Combustion (NUC, WAT, WND, GEO, or SUN)
EXCLUDE | OK | Robert S Kerr | 2985 | 4 | WAT | HY | 27.5 | 31.6 | 0 | 84646.25 |  |  | 84646.25 | 0 |  | Electric Utility | N | OP |  | Non Combustion (NUC, WAT, WND, GEO, or SUN)
EXCLUDE | OK | Salina | 2982 | 1 | WAT | PS | 48 | 43 | 0 | -25532.5 |  |  | -25532.5 | 0 |  | Electric Utility | N | OP |  | Non Combustion (NUC, WAT, WND, GEO, or SUN)
EXCLUDE | OK | Salina | 2982 | 2 | WAT | PS | 48 | 43 | 0 | -25532.5 |  |  | -25532.5 | 0 |  | Electric Utility | N | OP |  | Non Combustion (NUC, WAT, WND, GEO, or SUN)
EXCLUDE | OK | Salina | 2982 | 3 | WAT | PS | 48 | 43 | 0 | -25532.5 |  |  | -25532.5 | 0 |  | Electric Utility | N | OP |  | Non Combustion (NUC, WAT, WND, GEO, or SUN)
EXCLUDE | OK | Salina | 2982 | 4 | WAT | PS | 48 | 43 | 0 | -25532.5 |  |  | -25532.5 | 0 |  | Electric Utility | N | OP |  | Non Combustion (NUC, WAT, WND, GEO, or SUN)
EXCLUDE | OK | Salina | 2982 | 5 | WAT | PS | 48 | 44 | 0 | -25532.5 |  |  | -25532.5 | 0 |  | Electric Utility | N | OP |  | Non Combustion (NUC, WAT, WND, GEO, or SUN)
EXCLUDE | OK | Salina | 2982 | 6 | WAT | PS | 48 | 44 | 0 | -25532.5 |  |  | -25532.5 | 0 |  | Electric Utility | N | OP |  | Non Combustion (NUC, WAT, WND, GEO, or SUN)
OGST | OK | Seminole | 2956 | 1 | NG | ST | 567 | 490 | 5182 | 1141181 |  |  | 1141181 | 803983.104 |  | Electric Utility | N | OP
OGST | OK | Seminole | 2956 | 2 | NG | ST | 567 | 499 | 5168 | 1285144 |  |  | 1285144 | 888561.29 |  | Electric Utility | N | OP
OGST | OK | Seminole | 2956 | 3 | NG | ST | 567 | 496 | 5177 | 951867 |  |  | 951867 | 635430.05 |  | Electric Utility | N | OP
EXCLUDE | OK | Seminole | 2956 | GT1 | NG | GT | 23 | 16 | 0 | 306 |  |  | 306 | 310.9218 |  | Electric Utility | N | OP |  | Simple Cycle Turbine (PRMVR=GT or OT) unit under 25MW
EXCLUDE | OK | Sleeping Bear LLC | 56621 | 1 | WND | WT | 94.5 | 94.5 | 0 | 289099 |  |  | 289099 | 0 |  | IPP Non-CHP | N | OP |  | Non Combustion (NUC, WAT, WND, GEO, or SUN)
COALST | OK | Sooner | 6095 | 1 | SUB | ST | 569 | 515 | 6128 | 3290730 |  |  | 3290730 | 3573671.174 |  | Electric Utility | N | OP
COALST | OK | Sooner | 6095 | 2 | SUB | ST | 569 | 523 | 6115 | 3538070 |  |  | 3538070 | 3742235.176 |  | Electric Utility | N | OP
EXCLUDE | OK | Sooner | 6095 | RR1 | SUB | ST | 950 | 885 | 0 | 0 |  |  | 0 | 0 |  | Electric Utility | N | IP |  | Status of operation (IP,L,P,T,or U)
OGST | OK | Southwestern | 2964 | 1 | NG | ST | 84 | 78 | 964 | 61525 |  |  | 61525 | 53984.07 |  | Electric Utility | N | OP
OGST | OK | Southwestern | 2964 | 2 | NG | ST | 84 | 78 | 940 | 69643 |  |  | 69643 | 60464.485 |  | Electric Utility | N | OP
OGST | OK | Southwestern | 2964 | 3 | NG | ST | 315 | 295 | 3290 | 670822 |  |  | 670822 | 495383.709 |  | Electric Utility | N | OP
SSTLOGN | OK | Southwestern | 2964 | 4 | NG | GT | 86.5 | 76 | 1150 | 40426.5 |  |  | 40426.5 | 32437.2 |  | Electric Utility | N | OP
SSTLOGN | OK | Southwestern | 2964 | 5 | NG | GT | 86.5 | 76 | 1150 | 40426.5 |  |  | 40426.5 | 31437.5 |  | Electric Utility | N | OP
EXCLUDE | OK | Southwestern | 2964 | IC1 | DFO | IC | 2 | 2 | 0 | 0 |  |  | 0 | 0 |  | Electric Utility | N | OP |  | Internal Combustion (PRMVR=IC)
SSTLOGN | OK | Spring Creek Energy Center | 55651 | CT01 | NG | GT | 84.5 | 72 | 1200 | 29680 |  |  | 29680 | 21622.901 |  | Electric Utility | N | OP
SSTLOGN | OK | Spring Creek Energy Center | 55651 | CT02 | NG | GT | 84.5 | 70 | 1200 | 29680 |  |  | 29680 | 21899.182 |  | Electric Utility | N | OP
SSTLOGN | OK | Spring Creek Energy Center | 55651 | CT03 | NG | GT | 84.5 | 68 | 1200 | 29680 |  |  | 29680 | 22148.866 |  | Electric Utility | N | OP
SSTLOGN | OK | Spring Creek Energy Center | 55651 | CT04 | NG | GT | 84.5 | 69 | 1200 | 29680 |  |  | 29680 | 20941.886 |  | Electric Utility | N | OP
EXCLUDE | OK | Stillwater Water Treatment Plant | 55987 | 6 | DFO | IC | 2 | 2 | 0 | 0 |  |  | 0 | 0 |  | Electric Utility | N | OP |  | Internal Combustion (PRMVR=IC)
EXCLUDE | OK | Taloga Wind LLC | 57261 | 1 | WND | WT | 130 | 130 | 0 | 207528 |  |  | 207528 | 0 |  | IPP Non-CHP | N | OP |  | Non Combustion (NUC, WAT, WND, GEO, or SUN)
EXCLUDE | OK | Tenkiller Ferry | 3004 | 1 | WAT | HY | 19.5 | 21 | 0 | 52734 |  |  | 52734 | 0 |  | Electric Utility | N | OP |  | Non Combustion (NUC, WAT, WND, GEO, or SUN)
EXCLUDE | OK | Tenkiller Ferry | 3004 | 2 | WAT | HY | 19.5 | 21 | 0 | 52734 |  |  | 52734 | 0 |  | Electric Utility | N | OP |  | Non Combustion (NUC, WAT, WND, GEO, or SUN)
OGST | OK | Tulsa | 2965 | 2 | NG | ST | 170 | 150 | 1818 | 118364 |  |  | 118364 | 113013.212 |  | Electric Utility | N | OP
OGST | OK | Tulsa | 2965 | 3 | NG | ST | 95 | 65 | 0 | 20169 |  |  | 20169 | 21360.9576 |  | Electric Utility | N | OP
OGST | OK | Tulsa | 2965 | 4 | NG | ST | 170 | 155 | 1268 | 127642 |  |  | 127642 | 115759.472 |  | Electric Utility | N | OP
EXCLUDE | OK | Tulsa | 2965 | IC1 | DFO | IC | 8.2 | 8.3 | 0 | 0 |  |  | 0 | 0 |  | Electric Utility | N | OP |  | Internal Combustion (PRMVR=IC)
EXCLUDE | OK | Tulsa LFG LLC | 57828 | GEN1 | LFG | IC | 1.6 | 1.6 | 0 | 0 |  |  | 0 | 0 |  | IPP Non-CHP | N | P |  | Internal Combustion (PRMVR=IC)
EXCLUDE | OK | University of Oklahoma | 50307 | GEN1 | NG | ST | 7.5 | 7.5 | 0 | 4051.69 | 0.065591 | 262589.1209 | 61772.0419 | 14998.3943 |  | Commercial CHP | Y | OP |  | Steam unit (PRMVR=ST) under 25MW/250 MMBtu/hr
EXCLUDE | OK | University of Oklahoma | 50307 | GEN2 | NG | ST | 2.5 | 2.5 | 0 | 8724.18 | 0.065591 | 565412.1507 | 133008.7969 | 32294.8429 |  | Commercial CHP | Y | OP |  | Steam unit (PRMVR=ST) under 25MW/250 MMBtu/hr
EXCLUDE | OK | University of Oklahoma | 50307 | GEN3 | NG | ST | 2.5 | 2.5 | 0 | 1471.49 | 0.065591 | 95366.9371 | 22434.3279 | 5447.1066 |  | Commercial CHP | Y | OP |  | Steam unit (PRMVR=ST) under 25MW/250 MMBtu/hr
EXCLUDE | OK | University of Oklahoma | 50307 | GEN4 | NG | ST | 4.3 | 4.3 | 0 | 1822.63 | 0.065591 | 118124.2418 | 27787.8063 | 6746.9435 |  | Commercial CHP | Y | OP |  | Steam unit (PRMVR=ST) under 25MW/250 MMBtu/hr
EXCLUDE | OK | University of Oklahoma | 50307 | GEN5 | DFO | IC | 1.8 | 1.8 | 0 | 0 | 0.27778 | 0 | 0 | 0 |  | Commercial CHP | Y | OP |  | Internal Combustion (PRMVR=IC)
EXCLUDE | OK | Veolia Energy-OKC | 56246 | CR4 | NG | GT | 0.5 | 0.4 | 0 | 0 |  |  | 0 | 0 |  | Industrial Non-CHP | N | RE | 2009 | Simple Cycle Turbine (PRMVR=GT or OT) unit under 25MW
EXCLUDE | OK | Veolia Energy-OKC | 56246 | EMG1 | DFO | IC | 0.3 | 0.3 | 0 | 0 |  |  | 0 | 0 |  | Industrial Non-CHP | N | SB |  | Internal Combustion (PRMVR=IC)
EXCLUDE | OK | Veolia Energy-OKC | 56246 | EMG3 | DFO | IC | 0.3 | 0.3 | 0 | 0 |  |  | 0 | 0 |  | Industrial Non-CHP | N | SB |  | Internal Combustion (PRMVR=IC)
EXCLUDE | OK | Weatherford Wind Energy Center | 56273 | 1 | WND | WT | 106.5 | 106.5 | 0 | 462176.6735 |  |  | 462176.6735 | 0 |  | IPP Non-CHP | N | OP |  | Non Combustion (NUC, WAT, WND, GEO, or SUN)
EXCLUDE | OK | Weatherford Wind Energy Center | 56273 | 2 | WND | WT | 40.5 | 40.5 | 0 | 175757.3265 |  |  | 175757.3265 | 0 |  | IPP Non-CHP | N | OP |  | Non Combustion (NUC, WAT, WND, GEO, or SUN)
EXCLUDE | OK | Webbers Falls | 2987 | 1 | WAT | HY | 20 | 23 | 0 | 33592 |  |  | 33592 | 0 |  | Electric Utility | N | OP |  | Non Combustion (NUC, WAT, WND, GEO, or SUN)
EXCLUDE | OK | Webbers Falls | 2987 | 2 | WAT | HY | 20 | 23 | 0 | 33592 |  |  | 33592 | 0 |  | Electric Utility | N | OP |  | Non Combustion (NUC, WAT, WND, GEO, or SUN)
EXCLUDE | OK | Webbers Falls | 2987 | 3 | WAT | HY | 20 | 23 | 0 | 33592 |  |  | 33592 | 0 |  | Electric Utility | N | OS |  | Non Combustion (NUC, WAT, WND, GEO, or SUN)
SSTLOGN | OK | Weleetka | 2966 | 4 | NG | GT | 53 | 55 | 0 | 4287 |  |  | 4287 | 3905.4388 |  | Electric Utility | N | OP
SSTLOGN | OK | Weleetka | 2966 | 5 | NG | GT | 53 | 53 | 0 | 4287 |  |  | 4287 | 3905.4388 |  | Electric Utility | N | OP
SSTLOGN | OK | Weleetka | 2966 | 6 | NG | GT | 53 | 55 | 0 | 4287 |  |  | 4287 | 3905.4388 |  | Electric Utility | N | OP
EXCLUDE | OK | Weleetka | 2966 | IC1 | DFO | IC | 4 | 4 | 0 | 0 |  |  | 0 | 0 |  | Electric Utility | N | OP |  | Internal Combustion (PRMVR=IC)
SSTLOGN | OK | WFEC GenCo LLC | 55655 | GEN1 | NG | GT | 45 | 45 | 0 | 111.5 |  |  | 111.5 | 449.2294 |  | IPP Non-CHP | N | OP
SSTLOGN | OK | WFEC GenCo LLC | 55655 | GEN2 | NG | GT | 45 | 45 | 0 | 111.5 |  |  | 111.5 | 449.2294 |  | IPP Non-CHP | N | OP
EXCLUDE | OK | Woodward | 2958 | GT1 | NG | GT | 11 | 9.5 | 0 | 0 |  |  | 0 | 0 |  | Electric Utility | N | SB |  | Simple Cycle Turbine (PRMVR=GT or OT) unit under 25MW
EXCLUDE | OR | Alden Bailey Power Plant | 56223 | LOKI | NG | GT | 10.9 | 9.8 | 0 | 523 |  |  | 523 | 1225.7449 |  | Electric Utility | N | SB |  | Simple Cycle Turbine (PRMVR=GT or OT) unit under 25MW
EXCLUDE | OR | Antelope Ridge Wind Power | 57615 | GEN1 | WND | WT | 300 | 300 | 0 | 0 |  |  | 0 | 0 |  | IPP Non-CHP | N | L |  | Non Combustion (NUC, WAT, WND, GEO, or SUN)
EXCLUDE | OR | Arlington Wind Power Project | 56855 | GEN1 | WND | WT | 103 | 97 | 0 | 236319 |  |  | 236319 | 0 |  | IPP Non-CHP | N | OP |  | Non Combustion (NUC, WAT, WND, GEO, or SUN)
EXCLUDE | OR | Baldock Solar Highway | 57882 | BSH1 | SUN | PV | 1.7 | 1.7 | 0 | 0 |  |  | 0 | 0 |  | Electric Utility | N | V |  | Non Combustion (NUC, WAT, WND, GEO, or SUN)
NGCC | OR | Beaver | 8073 | 1 | NG | CC | 68.3 | 54 | 0 | 5469.0101 |  |  | 5469.0101 | 4078.4335 |  | Electric Utility | N | OP
NGCC | OR | Beaver | 8073 | 2 | NG | CC | 68.3 | 54 | 0 | 5469.0101 |  |  | 5469.0101 | 4078.4335 |  | Electric Utility | N | OP
NGCC | OR | Beaver | 8073 | 3 | NG | CC | 68.3 | 54 | 0 | 5469.0101 |  |  | 5469.0101 | 4078.4335 |  | Electric Utility | N | OP
NGCC | OR | Beaver | 8073 | 4 | NG | CC | 68.3 | 54 | 0 | 5469.0101 |  |  | 5469.0101 | 4078.4335 |  | Electric Utility | N | OP
NGCC | OR | Beaver | 8073 | 5 | NG | CC | 68.3 | 54 | 0 | 5469.0101 |  |  | 5469.0101 | 4078.4335 |  | Electric Utility | N | OP
NGCC | OR | Beaver | 8073 | 6 | NG | CC | 68.3 | 54 | 0 | 5469.0101 |  |  | 5469.0101 | 4078.4335 |  | Electric Utility | N | OP
NGCC | OR | Beaver | 8073 | 7 | NG | CC | 176.4 | 139 | 0 | 14124.9396 |  |  | 14124.9396 | 10533.4652 |  | Electric Utility | N | OP
EXCLUDE | OR | Beaver | 8073 | 8 | NG | GT | 24.5 | 24 | 0 | 24 |  |  | 24 | 26.4751 |  | Electric Utility | N | OP |  | Simple Cycle Turbine (PRMVR=GT or OT) unit under 25MW
EXCLUDE | OR | Bellevue Solar Project | 57372 | INV-1 | SUN | PV | 1.6 | 1.6 | 0 | 52 |  |  | 52 | 0 |  | IPP Non-CHP | N | OP |  | Non Combustion (NUC, WAT, WND, GEO, or SUN)
EXCLUDE | OR | Bend | 6484 | 1 | WAT | HY | 0.2 | 0.2 | 0 | 384.5455 |  |  | 384.5455 | 0 |  | Electric Utility | N | OP |  | Non Combustion (NUC, WAT, WND, GEO, or SUN)
EXCLUDE | OR | Bend | 6484 | 2 | WAT | HY | 0.3 | 0.3 | 0 | 576.8182 |  |  | 576.8182 | 0 |  | Electric Utility | N | OP |  | Non Combustion (NUC, WAT, WND, GEO, or SUN)
EXCLUDE | OR | Bend | 6484 | 3 | WAT | HY | 0.6 | 0.5 | 0 | 1153.6364 |  |  | 1153.6364 | 0 |  | Electric Utility | N | OP |  | Non Combustion (NUC, WAT, WND, GEO, or SUN)
EXCLUDE | OR | Big Cliff | 3074 | 1 | WAT | HY | 18 | 21 | 0 | 77942 |  |  | 77942 | 0 |  | Electric Utility | N | OP |  | Non Combustion (NUC, WAT, WND, GEO, or SUN)
EXCLUDE | OR | Big Top LLC | 56968 | 1 | WND | WT | 1.7 | 1.7 | 0 | 3812 |  |  | 3812 | 0 |  | IPP Non-CHP | N | OP |  | Non Combustion (NUC, WAT, WND, GEO, or SUN)
EXCLUDE | OR | Biglow Canyon Wind Farm | 56485 | 1 | WND | WT | 125.4 | 125.4 | 0 | 135600.7058 |  |  | 135600.7058 | 0 |  | Electric Utility | N | OP |  | Non Combustion (NUC, WAT, WND, GEO, or SUN)
EXCLUDE | OR | Biglow Canyon Wind Farm | 56485 | 2 | WND | WT | 149.5 | 163.3 | 0 | 161661.1285 |  |  | 161661.1285 | 0 |  | Electric Utility | N | OP |  | Non Combustion (NUC, WAT, WND, GEO, or SUN)
EXCLUDE | OR | Biglow Canyon Wind Farm | 56485 | 3 | WND | WT | 174.8 | 161 | 0 | 189019.1657 |  |  | 189019.1657 | 0 |  | Electric Utility | N | OP |  | Non Combustion (NUC, WAT, WND, GEO, or SUN)
EXCLUDE | OR | Biomass One LP | 10869 | BBC | WDS | ST | 10 | 8.5 | 0 | 29373.8975 |  |  | 29373.8975 | 52904.1759 |  | IPP Non-CHP | N | SB |  | Non Fossil fuel type
EXCLUDE | OR | Biomass One LP | 10869 | GE | WDS | ST | 15 | 14 | 0 | 44060.8463 |  |  | 44060.8463 | 117698.2038 |  | IPP Non-CHP | N | OP |  | Non Fossil fuel type
EXCLUDE | OR | Biomass One LP | 10869 | GE-2 | WDS | ST | 15 | 14 | 0 | 44060.8463 |  |  | 44060.8463 | 93918.4996 |  | IPP Non-CHP | N | OP |  | Non Fossil fuel type
COALST | OR | Boardman | 6106 | 1 | SUB | ST | 601 | 585 | 6438 | 3340091 |  |  | 3340091 | 3412749.706 |  | Electric Utility | N | OP | 2020
EXCLUDE | OR | Bonneville | 3075 | 1 | WAT | HY | 43.2 | 43.2 | 0 | 217848.5995 |  |  | 217848.5995 | 0 |  | Electric Utility | N | OP |  | Non Combustion (NUC, WAT, WND, GEO, or SUN)
EXCLUDE | OR | Bonneville | 3075 | 2 | WAT | HY | 59.5 | 59.5 | 0 | 300046.1035 |  |  | 300046.1035 | 0 |  | Electric Utility | N | OP |  | Non Combustion (NUC, WAT, WND, GEO, or SUN)
EXCLUDE | OR | Bonneville | 3075 | 3 | WAT | HY | 54 | 54 | 0 | 272310.7494 |  |  | 272310.7494 | 0 |  | Electric Utility | N | OP |  | Non Combustion (NUC, WAT, WND, GEO, or SUN)
EXCLUDE | OR | Bonneville | 3075 | 4 | WAT | HY | 54 | 54 | 0 | 272310.7494 |  |  | 272310.7494 | 0 |  | Electric Utility | N | OP |  | Non Combustion (NUC, WAT, WND, GEO, or SUN)
EXCLUDE | OR | Bonneville | 3075 | 5 | WAT | HY | 54 | 54 | 0 | 272310.7494 |  |  | 272310.7494 | 0 |  | Electric Utility | N | OP |  | Non Combustion (NUC, WAT, WND, GEO, or SUN)
EXCLUDE | OR | Bonneville | 3075 | 6 | WAT | HY | 54 | 54 | 0 | 272310.7494 |  |  | 272310.7494 | 0 |  | Electric Utility | N | OP |  | Non Combustion (NUC, WAT, WND, GEO, or SUN)
EXCLUDE | OR | Bonneville | 3075 | 7 | WAT | HY | 54 | 54 | 0 | 272310.7494 |  |  | 272310.7494 | 0 |  | Electric Utility | N | OP |  | Non Combustion (NUC, WAT, WND, GEO, or SUN)
EXCLUDE | OR | Bonneville | 3075 | 8 | WAT | HY | 54 | 54 | 0 | 272310.7494 |  |  | 272310.7494 | 0 |  | Electric Utility | N | OP |  | Non Combustion (NUC, WAT, WND, GEO, or SUN)
EXCLUDE | OR | Bonneville | 3075 | 9 | WAT | HY | 54 | 54 | 0 | 272310.7494 |  |  | 272310.7494 | 0 |  | Electric Utility | N | OP |  | Non Combustion (NUC, WAT, WND, GEO, or SUN)
EXCLUDE | OR | Bonneville | 3075 | 10 | WAT | HY | 54 | 54 | 0 | 272310.7494 |  |  | 272310.7494 | 0 |  | Electric Utility | N | OP |  | Non Combustion (NUC, WAT, WND, GEO, or SUN)
EXCLUDE | OR | Bonneville | 3075 | 11 | WAT | HY | 66.5 | 66.5 | 0 | 335345.6451 |  |  | 335345.6451 | 0 |  | Electric Utility | N | OP |  | Non Combustion (NUC, WAT, WND, GEO, or SUN)
EXCLUDE | OR | Bonneville | 3075 | 12 | WAT | HY | 66.5 | 66.5 | 0 | 335345.6451 |  |  | 335345.6451 | 0 |  | Electric Utility | N | OP |  | Non Combustion (NUC, WAT, WND, GEO, or SUN)
EXCLUDE | OR | Bonneville | 3075 | 13 | WAT | HY | 66.5 | 66.5 | 0 | 335345.6451 |  |  | 335345.6451 | 0 |  | Electric Utility | N | OP |  | Non Combustion (NUC, WAT, WND, GEO, or SUN)
EXCLUDE | OR | Bonneville | 3075 | 14 | WAT | HY | 66.5 | 66.5 | 0 | 335345.6451 |  |  | 335345.6451 | 0 |  | Electric Utility | N | OP |  | Non Combustion (NUC, WAT, WND, GEO, or SUN)
EXCLUDE | OR | Bonneville | 3075 | 15 | WAT | HY | 66.5 | 66.5 | 0 | 335345.6451 |  |  | 335345.6451 | 0 |  | Electric Utility | N | OP |  | Non Combustion (NUC, WAT, WND, GEO, or SUN)
EXCLUDE | OR | Bonneville | 3075 | 16 | WAT | HY | 66.5 | 66.5 | 0 | 335345.6451 |  |  | 335345.6451 | 0 |  | Electric Utility | N | OP |  | Non Combustion (NUC, WAT, WND, GEO, or SUN)
EXCLUDE | OR | Bonneville | 3075 | 17 | WAT | HY | 66.5 | 66.5 | 0 | 335345.6451 |  |  | 335345.6451 | 0 |  | Electric Utility | N | OP |  | Non Combustion (NUC, WAT, WND, GEO, or SUN)
EXCLUDE | OR | Bonneville | 3075 | 18 | WAT | HY | 66.5 | 66.5 | 0 | 335345.6451 |  |  | 335345.6451 | 0 |  | Electric Utility | N | OP |  | Non Combustion (NUC, WAT, WND, GEO, or SUN)
EXCLUDE | OR | Bonneville | 3075 | F1 | WAT | HY | 13.1 | 13.1 | 0 | 66060.5707 |  |  | 66060.5707 | 0 |  | Electric Utility | N | OP |  | Non Combustion (NUC, WAT, WND, GEO, or SUN)
EXCLUDE | OR | Bonneville | 3075 | F2 | WAT | HY | 13.1 | 13.1 | 0 | 66060.5707 |  |  | 66060.5707 | 0 |  | Electric Utility | N | OP |  | Non Combustion (NUC, WAT, WND, GEO, or SUN)
EXCLUDE | OR | Bull Run | 3044 | 1 | WAT | HY | 5.2 | 5.5 | 0 | 0 |  |  | 0 | 0 |  | Electric Utility | N | RE | 2008 | Non Combustion (NUC, WAT, WND, GEO, or SUN)
EXCLUDE | OR | Bull Run | 3044 | 2 | WAT | HY | 5.2 | 5.5 | 0 | 0 |  |  | 0 | 0 |  | Electric Utility | N | RE | 2008 | Non Combustion (NUC, WAT, WND, GEO, or SUN)
EXCLUDE | OR | Bull Run | 3044 | 3 | WAT | HY | 5.2 | 5.5 | 0 | 0 |  |  | 0 | 0 |  | Electric Utility | N | RE | 2008 | Non Combustion (NUC, WAT, WND, GEO, or SUN)
EXCLUDE | OR | Bull Run | 3044 | 4 | WAT | HY | 5.2 | 5.5 | 0 | 0 |  |  | 0 | 0 |  | Electric Utility | N | RE | 2008 | Non Combustion (NUC, WAT, WND, GEO, or SUN)
EXCLUDE | OR | Butter Creek Power LLC | 56967 | 1 | WND | WT | 5 | 5 | 0 | 13754 |  |  | 13754 | 0 |  | IPP Non-CHP | N | OP |  | Non Combustion (NUC, WAT, WND, GEO, or SUN)
EXCLUDE | OR | Carmen Smith | 3067 | 1 | WAT | HY | 52.2 | 50 | 0 | 126939.622 |  |  | 126939.622 | 0 |  | Electric Utility | N | OP |  | Non Combustion (NUC, WAT, WND, GEO, or SUN)
EXCLUDE | OR | Carmen Smith | 3067 | 2 | WAT | HY | 52.2 | 50 | 0 | 126939.622 |  |  | 126939.622 | 0 |  | Electric Utility | N | OP |  | Non Combustion (NUC, WAT, WND, GEO, or SUN)
EXCLUDE | OR | Carmen Smith | 3067 | 3 | WAT | HY | 9.9 | 3.8 | 0 | 24074.7559 |  |  | 24074.7559 | 0 |  | Electric Utility | N | OP |  | Non Combustion (NUC, WAT, WND, GEO, or SUN)
EXCLUDE | OR | Clearwater 1 | 3020 | 1 | WAT | HY | 15 | 18 | 0 | 43500 |  |  | 43500 | 0 |  | Electric Utility | N | OP |  | Non Combustion (NUC, WAT, WND, GEO, or SUN)
EXCLUDE | OR | Clearwater 2 | 3021 | 1 | WAT | HY | 26 | 31 | 0 | 56329 |  |  | 56329 | 0 |  | Electric Utility | N | OP |  | Non Combustion (NUC, WAT, WND, GEO, or SUN)
EXCLUDE | OR | Cline Falls | 6482 | 1 | WAT | HY | 1 | 1.1 | 0 | 0 |  |  | 0 | 0 |  | Electric Utility | N | OP |  | Non Combustion (NUC, WAT, WND, GEO, or SUN)
EXCLUDE | OR | Coffin Butte | 7725 | 1 | LFG | IC | 0.8 | 0.8 | 0 | 0 |  |  | 0 | 0 |  | Electric Utility | N | OP |  | Internal Combustion (PRMVR=IC)
EXCLUDE | OR | Coffin Butte | 7725 | 2 | LFG | IC | 0.8 | 0.8 | 0 | 0 |  |  | 0 | 0 |  | Electric Utility | N | OP |  | Internal Combustion (PRMVR=IC)
EXCLUDE | OR | Coffin Butte | 7725 | 3 | LFG | IC | 0.8 | 0.8 | 0 | 0 |  |  | 0 | 0 |  | Electric Utility | N | OP |  | Internal Combustion (PRMVR=IC)
EXCLUDE | OR | Coffin Butte | 7725 | 4 | LFG | IC | 1.6 | 1.5 | 0 | 0 |  |  | 0 | 0 |  | Electric Utility | N | OP |  | Internal Combustion (PRMVR=IC)
EXCLUDE | OR | Coffin Butte | 7725 | 5 | LFG | IC | 1.6 | 1.5 | 0 | 0 |  |  | 0 | 0 |  | Electric Utility | N | OP |  | Internal Combustion (PRMVR=IC)
EXCLUDE | OR | Co-Gen II LLC | 50993 | GEN1 | WDS | ST | 7.5 | 7.8 | 0 | 0 | 0 |  |  | 0 |  | IPP CHP | Y | OP |  | Non Fossil fuel type
EXCLUDE | OR | Co-Gen LLC | 50921 | GEN1 | WDS | ST | 7.5 | 7.5 | 0 | 11258.79 | 0 |  |  | 20433.6817 |  | IPP CHP | Y | OP |  | Non Fossil fuel type
EXCLUDE | OR | Combine Hills I | 56195 | 1 | WND | WT | 41 | 41 | 0 | 118749 |  |  | 118749 | 0 |  | IPP Non-CHP | N | OP |  | Non Combustion (NUC, WAT, WND, GEO, or SUN)
EXCLUDE | OR | Condon Windpower LLC | 55739 | GEN1 | WND | WT | 24.6 | 24.6 | 0 | 48863.6024 |  |  | 48863.6024 | 0 |  | IPP Non-CHP | N | OP |  | Non Combustion (NUC, WAT, WND, GEO, or SUN)
EXCLUDE | OR | Condon Windpower LLC | 55739 | GEN2 | WND | WT | 25.2 | 25.2 | 0 | 50055.3976 |  |  | 50055.3976 | 0 |  | IPP Non-CHP | N | OP |  | Non Combustion (NUC, WAT, WND, GEO, or SUN)
EXCLUDE | OR | Copper Dam Plant | 10323 | GEN1 | WAT | HY | 2 | 1 | 0 | 11420.6667 |  |  | 11420.6667 | 0 |  | IPP Non-CHP | N | OP |  | Non Combustion (NUC, WAT, WND, GEO, or SUN)
EXCLUDE | OR | Copper Dam Plant | 10323 | GEN2 | WAT | HY | 1 | 0.5 | 0 | 5710.3333 |  |  | 5710.3333 | 0 |  | IPP Non-CHP | N | OP |  | Non Combustion (NUC, WAT, WND, GEO, or SUN)
EXCLUDE | OR | Cougar | 3076 | 1 | WAT | HY | 13 | 13 | 0 | 68198 |  |  | 68198 | 0 |  | Electric Utility | N | OP |  | Non Combustion (NUC, WAT, WND, GEO, or SUN)
EXCLUDE | OR | Cougar | 3076 | 2 | WAT | HY | 13 | 13 | 0 | 68198 |  |  | 68198 | 0 |  | Electric Utility | N | OP |  | Non Combustion (NUC, WAT, WND, GEO, or SUN)
EXCLUDE | OR | Covanta Marion Inc | 50630 | GEN1 | MSB | ST | 13.1 | 11.5 | 0 | 86766 |  |  | 86766 | 176513.9666 |  | IPP Non-CHP | N | OP |  | Non Fossil fuel type
NGCC | OR | Coyote Springs | 7350 | 1 | NG | CC | 185.7 | 197.6 | 2000 | 483930.1555 | 1 | 0 | 483930.1555 | 199938.6531 |  | Electric Utility | Y | OP
NGCC | OR | Coyote Springs | 7350 | 2 | NG | CC | 80.6 | 78.4 | 2000 | 210041.8445 | 0.37005 | 1626691.6221 | 567608.8775 | 86780.0509 |  | Electric Utility | Y | OP
NGCC | OR | Coyote Springs II | 7931 | 1 | NG | CC | 170 | 149 | 0 | 417632.5436 |  |  | 417632.5436 | 171803.9883 |  | Electric Utility | N | OP
NGCC | OR | Coyote Springs II | 7931 | 2 | NG | CC | 117 | 93.7 | 0 | 287429.4564 |  |  | 287429.4564 | 118241.5684 |  | Electric Utility | N | OP
EXCLUDE | OR | Dalles Dam North Fishway Project | 7431 | 1 | WAT | HY | 6.5 | 5 | 0 | 38337 |  |  | 38337 | 0 |  | Electric Utility | N | OP |  | Non Combustion (NUC, WAT, WND, GEO, or SUN)
EXCLUDE | OR | Detroit | 3077 | 1 | WAT | HY | 50 | 50 | 0 | 156664 |  |  | 156664 | 0 |  | Electric Utility | N | OP |  | Non Combustion (NUC, WAT, WND, GEO, or SUN)
EXCLUDE | OR | Detroit | 3077 | 2 | WAT | HY | 50 | 50 | 0 | 156664 |  |  | 156664 | 0 |  | Electric Utility | N | OP |  | Non Combustion (NUC, WAT, WND, GEO, or SUN)
EXCLUDE | OR | Dexter | 3078 | 1 | WAT | HY | 15 | 17 | 0 | 80098 |  |  | 80098 | 0 |  | Electric Utility | N | OP |  | Non Combustion (NUC, WAT, WND, GEO, or SUN)
EXCLUDE | OR | Dillard Complex | 50396 | GEN1 | WDS | ST | 5 | 5 | 0 | 12071.1655 | 0.22796 | 185988.2557 | 52953.6954 | 104400.8756 |  | Industrial CHP | Y | OP |  | Non Fossil fuel type
EXCLUDE | OR | Dillard Complex | 50396 | GEN2 | WDS | ST | 5 | 5 | 0 | 12071.1655 | 0.22796 | 185988.2557 | 52953.6954 | 92771.9539 |  | Industrial CHP | Y | OP |  | Non Fossil fuel type
EXCLUDE | OR | Dillard Complex | 50396 | GEN3 | WDS | ST | 7 | 7 | 0 | 16899.6317 | 0.22796 | 260383.558 | 74135.1735 | 37432.5374 |  | Industrial CHP | Y | OP |  | Non Fossil fuel type
EXCLUDE | OR | Dillard Complex | 50396 | GEN4 | WDS | ST | 11.5 | 11.5 | 0 | 27763.6807 | 0.22796 | 427772.9881 | 121793.4993 | 124262.0501 |  | Industrial CHP | Y | OP |  | Non Fossil fuel type
EXCLUDE | OR | Dillard Complex | 50396 | GEN5 | WDS | ST | 11.5 | 11.5 | 0 | 27763.6807 | 0.22796 | 427772.9881 | 121793.4993 | 96032.6165 |  | Industrial CHP | Y | OP |  | Non Fossil fuel type
EXCLUDE | OR | Dillard Complex | 50396 | GEN6 | WDS | ST | 11.5 | 11.5 | 0 | 27763.6807 | 0.22796 | 427772.9881 | 121793.4993 | 96032.6165 |  | Industrial CHP | Y | OS |  | Non Fossil fuel type
EXCLUDE | OR | Dry Creek Landfill Gas to Energy Project | 56461 | DC1 | LFG | IC | 1.6 | 1.5 | 0 | 0 |  |  | 0 | 0 |  | Commercial Non-CHP | N | OP |  | Internal Combustion (PRMVR=IC)
EXCLUDE | OR | Dry Creek Landfill Gas to Energy Project | 56461 | DC2 | LFG | IC | 1.6 | 1.5 | 0 | 0 |  |  | 0 | 0 |  | Commercial Non-CHP | N | OP |  | Internal Combustion (PRMVR=IC)
EXCLUDE | OR | Eagle Point | 3024 | 1 | WAT | HY | 2.8 | 2.8 | 0 | 18508 |  |  | 18508 | 0 |  | Electric Utility | N | OP |  | Non Combustion (NUC, WAT, WND, GEO, or SUN)
EXCLUDE | OR | East Side | 3025 | 1 | WAT | HY | 3.2 | 3 | 0 | 0 |  |  | 0 | 0 |  | Electric Utility | N | OP |  | Non Combustion (NUC, WAT, WND, GEO, or SUN)
EXCLUDE | OR | Elkhorn Valley Wind Farm | 56623 | EH1 | WND | WT | 100.7 | 100.7 | 0 | 310472 |  |  | 310472 | 0 |  | IPP Non-CHP | N | OP |  | Non Combustion (NUC, WAT, WND, GEO, or SUN)
EXCLUDE | OR | Eurus Combine Hills Turbine Ranch 2 | 57137 | 1 | WND | WT | 63 | 63 | 0 | 178524 |  |  | 178524 | 0 |  | IPP Non-CHP | N | OP |  | Non Combustion (NUC, WAT, WND, GEO, or SUN)
EXCLUDE | OR | Evergreen BioPower LLC | 56781 | 1 | WDS | ST | 21 | 10 | 0 | 0 | 0 |  |  | 0 |  | Industrial CHP | Y | OP |  | Non Fossil fuel type
EXCLUDE | OR | Falls Creek | 52187 | GE-1 | WAT | HY | 4.1 | 3.9 | 0 | 16714 |  |  | 16714 | 0 |  | IPP Non-CHP | N | OP |  | Non Combustion (NUC, WAT, WND, GEO, or SUN)
EXCLUDE | OR | Faraday | 3045 | 1 | WAT | HY | 3.1 | 3.9 | 0 | 14580.2486 |  |  | 14580.2486 | 0 |  | Electric Utility | N | OP |  | Non Combustion (NUC, WAT, WND, GEO, or SUN)
EXCLUDE | OR | Faraday | 3045 | 2 | WAT | HY | 3.1 | 3.9 | 0 | 14580.2486 |  |  | 14580.2486 | 0 |  | Electric Utility | N | OP |  | Non Combustion (NUC, WAT, WND, GEO, or SUN)
EXCLUDE | OR | Faraday | 3045 | 3 | WAT | HY | 2.7 | 3.4 | 0 | 12698.9262 |  |  | 12698.9262 | 0 |  | Electric Utility | N | OP |  | Non Combustion (NUC, WAT, WND, GEO, or SUN)
EXCLUDE | OR | Faraday | 3045 | 4 | WAT | HY | 4.5 | 5.6 | 0 | 21164.877 |  |  | 21164.877 | 0 |  | Electric Utility | N | OP |  | Non Combustion (NUC, WAT, WND, GEO, or SUN)
EXCLUDE | OR | Faraday | 3045 | 5 | WAT | HY | 4 | 5.1 | 0 | 18813.224 |  |  | 18813.224 | 0 |  | Electric Utility | N | OP |  | Non Combustion (NUC, WAT, WND, GEO, or SUN)
EXCLUDE | OR | Faraday | 3045 | 6 | WAT | HY | 19.2 | 23.9 | 0 | 90303.4754 |  |  | 90303.4754 | 0 |  | Electric Utility | N | OP |  | Non Combustion (NUC, WAT, WND, GEO, or SUN)
EXCLUDE | OR | Fish Creek | 3026 | 1 | WAT | HY | 11 | 10.4 | 0 | 46160 |  |  | 46160 | 0 |  | Electric Utility | N | OP |  | Non Combustion (NUC, WAT, WND, GEO, or SUN)
EXCLUDE | OR | Foster | 6552 | 1 | WAT | HY | 10 | 10 | 0 | 39840 |  |  | 39840 | 0 |  | Electric Utility | N | OP |  | Non Combustion (NUC, WAT, WND, GEO, or SUN)
EXCLUDE | OR | Foster | 6552 | 2 | WAT | HY | 10 | 10 | 0 | 39840 |  |  | 39840 | 0 |  | Electric Utility | N | OP |  | Non Combustion (NUC, WAT, WND, GEO, or SUN)
EXCLUDE | OR | Four Corners Windfarm LLC | 56969 | 1 | WND | WT | 10 | 10 | 0 | 30256 |  |  | 30256 | 0 |  | IPP Non-CHP | N | OP |  | Non Combustion (NUC, WAT, WND, GEO, or SUN)
EXCLUDE | OR | Four Mile Canyon Windfarm LLC | 56970 | 1 | WND | WT | 10 | 10 | 0 | 27100 |  |  | 27100 | 0 |  | IPP Non-CHP | N | OP |  | Non Combustion (NUC, WAT, WND, GEO, or SUN)
EXCLUDE | OR | FPL Energy Vansycle LLC (OR) | 55989 | V-47 | WND | WT | 122.8 | 122.8 | 0 | 310944 |  |  | 310944 | 0 |  | IPP Non-CHP | N | OP |  | Non Combustion (NUC, WAT, WND, GEO, or SUN)
EXCLUDE | OR | Galesville Project | 50938 | GV1 | WAT | HY | 0.8 | 0.8 | 0 | 3889.5 |  |  | 3889.5 | 0 |  | IPP Non-CHP | N | OP |  | Non Combustion (NUC, WAT, WND, GEO, or SUN)
EXCLUDE | OR | Galesville Project | 50938 | GV2 | WAT | HY | 0.8 | 0.8 | 0 | 3889.5 |  |  | 3889.5 | 0 |  | IPP Non-CHP | N | OP |  | Non Combustion (NUC, WAT, WND, GEO, or SUN)
EXCLUDE | OR | Georgia Pacific Wauna Mill | 56192 | 1 | BLQ | ST | 36 | 22 | 0 | 156787 | 0.54167 | 603535.8336 | 289451.6762 | 133620.5105 |  | Industrial CHP | Y | OP |  | Commercial/Industrial Unit
EXCLUDE | OR | Green Peter | 3080 | 1 | WAT | HY | 40 | 40 | 0 | 115289.5 |  |  | 115289.5 | 0 |  | Electric Utility | N | OP |  | Non Combustion (NUC, WAT, WND, GEO, or SUN)
EXCLUDE | OR | Green Peter | 3080 | 2 | WAT | HY | 40 | 40 | 0 | 115289.5 |  |  | 115289.5 | 0 |  | Electric Utility | N | OP |  | Non Combustion (NUC, WAT, WND, GEO, or SUN)
EXCLUDE | OR | Green Springs | 6403 | 1 | WAT | HY | 17.2 | 17.2 | 0 | 62463 |  |  | 62463 | 0 |  | Electric Utility | N | OP |  | Non Combustion (NUC, WAT, WND, GEO, or SUN)
EXCLUDE | OR | Ground Water Pumping Station | 50105 | GPS1 | WAT | HY | 0.9 | 0.9 | 0 | 0 |  |  | 0 | 0 |  | IPP Non-CHP | N | OS |  | Non Combustion (NUC, WAT, WND, GEO, or SUN)
EXCLUDE | OR | Ground Water Pumping Station | 50105 | GPS2 | WAT | HY | 0.9 | 0.9 | 0 | 0 |  |  | 0 | 0 |  | IPP Non-CHP | N | OS |  | Non Combustion (NUC, WAT, WND, GEO, or SUN)
EXCLUDE | OR | Ground Water Pumping Station | 50105 | GPS3 | WAT | HY | 0.9 | 0.9 | 0 | 0 |  |  | 0 | 0 |  | IPP Non-CHP | N | OS |  | Non Combustion (NUC, WAT, WND, GEO, or SUN)
EXCLUDE | OR | Ground Water Pumping Station | 50105 | GPS4 | WAT | HY | 0.9 | 0.9 | 0 | 0 |  |  | 0 | 0 |  | IPP Non-CHP | N | OS |  | Non Combustion (NUC, WAT, WND, GEO, or SUN)
EXCLUDE | OR | Ground Water Pumping Station | 50105 | GPS5 | WAT | HY | 0.9 | 0.9 | 0 | 0 |  |  | 0 | 0 |  | IPP Non-CHP | N | OS |  | Non Combustion (NUC, WAT, WND, GEO, or SUN)
EXCLUDE | OR | Ground Water Pumping Station | 50105 | GPS6 | WAT | HY | 0.9 | 0.9 | 0 | 0 |  |  | 0 | 0 |  | IPP Non-CHP | N | OS |  | Non Combustion (NUC, WAT, WND, GEO, or SUN)
EXCLUDE | OR | Hay Canyon Wind Power LLC | 56790 | 1 | WND | WT | 108 | 108 | 0 | 219017 |  |  | 219017 | 0 |  | IPP Non-CHP | N | OP |  | Non Combustion (NUC, WAT, WND, GEO, or SUN)
EXCLUDE | OR | Hells Canyon | 3013 | 1 | WAT | HY | 130.5 | 145.8 | 0 | 932783 |  |  | 932783 | 0 |  | Electric Utility | N | OP |  | Non Combustion (NUC, WAT, WND, GEO, or SUN)
EXCLUDE | OR | Hells Canyon | 3013 | 2 | WAT | HY | 130.5 | 150 | 0 | 932783 |  |  | 932783 | 0 |  | Electric Utility | N | OP |  | Non Combustion (NUC, WAT, WND, GEO, or SUN)
EXCLUDE | OR | Hells Canyon | 3013 | 3 | WAT | HY | 130.5 | 149.2 | 0 | 932783 |  |  | 932783 | 0 |  | Electric Utility | N | OP |  | Non Combustion (NUC, WAT, WND, GEO, or SUN)
NGCC | OR | Hermiston Generating Plant | 54761 | GEN1 | NG | CC | 106.1 | 80 | 2067 | 394455.1025 | 0.38137 | 2910946.0097 | 1034317.209 | 174721.4596 |  | Electric Utility/IPP CHP | Y | OP
NGCC | OR | Hermiston Generating Plant | 54761 | GEN2 | NG | CC | 204.5 | 152 | 2067 | 760283.3975 | 0.89684 | 397856.2304 | 847737.141 | 336762.8509 |  | Electric Utility/IPP CHP | Y | OP
NGCC | OR | Hermiston Generating Plant | 54761 | GEN3 | NG | CC | 106.1 | 80 | 2067 | 394455.1025 | 0.4135 | 2545251.9039 | 953933.1002 | 174721.4596 |  | Electric Utility/IPP CHP | Y | OP
NGCC | OR | Hermiston Generating Plant | 54761 | GEN4 | NG | CC | 204.5 | 152 | 2067 | 760283.3975 | 0.95878 | 148704.166 | 792970.421 | 336762.8509 |  | Electric Utility/IPP CHP | Y | OP
NGCC | OR | Hermiston Power Partnership | 55328 | CTG1 | NG | CC | 212.5 | 184 | 2400 | 356299.3726 |  |  | 356299.3726 | 151388.0562 |  | Electric Utility/IPP Non-CHP | N | OP
NGCC | OR | Hermiston Power Partnership | 55328 | CTG2 | NG | CC | 212.5 | 184 | 2400 | 356299.3726 |  |  | 356299.3726 | 151388.0562 |  | Electric Utility/IPP Non-CHP | N | OP
NGCC | OR | Hermiston Power Partnership | 55328 | STG1 | NG | CC | 264.4 | 247 | 2400 | 443320.2547 |  |  | 443320.2547 | 188362.3626 |  | Electric Utility/IPP Non-CHP | N | OP
EXCLUDE | OR | Hills Creek | 3081 | 1 | WAT | HY | 15 | 15 | 0 | 78287 |  |  | 78287 | 0 |  | Electric Utility | N | OP |  | Non Combustion (NUC, WAT, WND, GEO, or SUN)
EXCLUDE | OR | Hills Creek | 3081 | 2 | WAT | HY | 15 | 15 | 0 | 78287 |  |  | 78287 | 0 |  | Electric Utility | N | OP |  | Non Combustion (NUC, WAT, WND, GEO, or SUN)
EXCLUDE | OR | Horseshoe Bend Wind LLC | 57550 | HORSE | WND | WT | 290 | 290 | 0 | 0 |  |  | 0 | 0 |  | IPP Non-CHP | N | U |  | Non Combustion (NUC, WAT, WND, GEO, or SUN)
EXCLUDE | OR | IP Springfield Oregon | 50191 | TG1 | BLQ | ST | 7.5 | 7.5 | 0 | 9527.1923 |  |  | 9527.1923 | 80137.4567 |  | Industrial CHP | N | OS |  | Steam unit (PRMVR=ST) under 25MW/250 MMBtu/hr
EXCLUDE | OR | IP Springfield Oregon | 50191 | TG2 | BLQ | ST | 5 | 5 | 0 | 6351.4615 |  |  | 6351.4615 | 53424.9712 |  | Industrial CHP | N | OS |  | Steam unit (PRMVR=ST) under 25MW/250 MMBtu/hr
EXCLUDE | OR | IP Springfield Oregon | 50191 | TG3 | BLQ | ST | 12.5 | 12.5 | 0 | 15878.6538 | 0.040265 | 1721809.3823 | 394353.7525 | 133562.4279 |  | Industrial CHP | Y | OS |  | Steam unit (PRMVR=ST) under 25MW/250 MMBtu/hr
EXCLUDE | OR | IP Springfield Oregon | 50191 | TG4 | BLQ | ST | 40 | 33 | 0 | 82569 | 0.040265 | 8953408.7882 | 2050639.5132 | 694524.625 |  | Industrial CHP | Y | OP |  | Commercial/Industrial Unit
EXCLUDE | OR | John C Boyle | 3028 | 1 | WAT | HY | 50.3 | 42.6 | 0 | 170731.5522 |  |  | 170731.5522 | 0 |  | Electric Utility | N | OP |  | Non Combustion (NUC, WAT, WND, GEO, or SUN)
EXCLUDE | OR | John C Boyle | 3028 | 2 | WAT | HY | 48.4 | 41 | 0 | 164282.4478 |  |  | 164282.4478 | 0 |  | Electric Utility | N | OP |  | Non Combustion (NUC, WAT, WND, GEO, or SUN)
EXCLUDE | OR | John Day | 3082 | 1 | WAT | HY | 135 | 135 | 0 | 726230.8125 |  |  | 726230.8125 | 0 |  | Electric Utility | N | OP |  | Non Combustion (NUC, WAT, WND, GEO, or SUN)
EXCLUDE | OR | John Day | 3082 | 2 | WAT | HY | 135 | 135 | 0 | 726230.8125 |  |  | 726230.8125 | 0 |  | Electric Utility | N | OP |  | Non Combustion (NUC, WAT, WND, GEO, or SUN)
EXCLUDE | OR | John Day | 3082 | 3 | WAT | HY | 135 | 135 | 0 | 726230.8125 |  |  | 726230.8125 | 0 |  | Electric Utility | N | OP |  | Non Combustion (NUC, WAT, WND, GEO, or SUN)
EXCLUDE | OR | John Day | 3082 | 4 | WAT | HY | 135 | 135 | 0 | 726230.8125 |  |  | 726230.8125 | 0 |  | Electric Utility | N | OP |  | Non Combustion (NUC, WAT, WND, GEO, or SUN)
EXCLUDE | OR | John Day | 3082 | 5 | WAT | HY | 135 | 135 | 0 | 726230.8125 |  |  | 726230.8125 | 0 |  | Electric Utility | N | OP |  | Non Combustion (NUC, WAT, WND, GEO, or SUN)
EXCLUDE | OR | John Day | 3082 | 6 | WAT | HY | 135 | 135 | 0 | 726230.8125 |  |  | 726230.8125 | 0 |  | Electric Utility | N | OP |  | Non Combustion (NUC, WAT, WND, GEO, or SUN)
EXCLUDE | OR | John Day | 3082 | 7 | WAT | HY | 135 | 135 | 0 | 726230.8125 |  |  | 726230.8125 | 0 |  | Electric Utility | N | OP |  | Non Combustion (NUC, WAT, WND, GEO, or SUN)
EXCLUDE | OR | John Day | 3082 | 8 | WAT | HY | 135 | 135 | 0 | 726230.8125 |  |  | 726230.8125 | 0 |  | Electric Utility | N | OP |  | Non Combustion (NUC, WAT, WND, GEO, or SUN)
EXCLUDE | OR | John Day | 3082 | 9 | WAT | HY | 135 | 135 | 0 | 726230.8125 |  |  | 726230.8125 | 0 |  | Electric Utility | N | OP |  | Non Combustion (NUC, WAT, WND, GEO, or SUN)
EXCLUDE | OR | John Day | 3082 | 10 | WAT | HY | 135 | 135 | 0 | 726230.8125 |  |  | 726230.8125 | 0 |  | Electric Utility | N | OP |  | Non Combustion (NUC, WAT, WND, GEO, or SUN)
EXCLUDE | OR | John Day | 3082 | 11 | WAT | HY | 135 | 135 | 0 | 726230.8125 |  |  | 726230.8125 | 0 |  | Electric Utility | N | OP |  | Non Combustion (NUC, WAT, WND, GEO, or SUN)
EXCLUDE | OR | John Day | 3082 | 12 | WAT | HY | 135 | 135 | 0 | 726230.8125 |  |  | 726230.8125 | 0 |  | Electric Utility | N | OP |  | Non Combustion (NUC, WAT, WND, GEO, or SUN)
EXCLUDE | OR | John Day | 3082 | 13 | WAT | HY | 135 | 135 | 0 | 726230.8125 |  |  | 726230.8125 | 0 |  | Electric Utility | N | OP |  | Non Combustion (NUC, WAT, WND, GEO, or SUN)
EXCLUDE | OR | John Day | 3082 | 14 | WAT | HY | 135 | 135 | 0 | 726230.8125 |  |  | 726230.8125 | 0 |  | Electric Utility | N | OP |  | Non Combustion (NUC, WAT, WND, GEO, or SUN)
EXCLUDE | OR | John Day | 3082 | 15 | WAT | HY | 135 | 135 | 0 | 726230.8125 |  |  | 726230.8125 | 0 |  | Electric Utility | N | OP |  | Non Combustion (NUC, WAT, WND, GEO, or SUN)
EXCLUDE | OR | John Day | 3082 | 16 | WAT | HY | 135 | 135 | 0 | 726230.8125 |  |  | 726230.8125 | 0 |  | Electric Utility | N | OP |  | Non Combustion (NUC, WAT, WND, GEO, or SUN)
EXCLUDE | OR | Juniper Ridge Hydroelectric Project | 57437 | 21-01 | WAT | HY | 5 | 3 | 0 | 13466 |  |  | 13466 | 0 |  | IPP Non-CHP | N | OP |  | Non Combustion (NUC, WAT, WND, GEO, or SUN)
EXCLUDE | OR | Klamath | 56019 | CT-1 | NG | CC | 169.7 | 162 | 0 | 0 | 0 |  |  | 0 |  | IPP CHP | Y | T |  | Status of operation (IP,L,P,T,or U)
EXCLUDE | OR | Klamath | 56019 | CT-2 | NG | CC | 169.7 | 162 | 0 | 0 | 0 |  |  | 0 |  | IPP CHP | Y | T |  | Status of operation (IP,L,P,T,or U)
EXCLUDE | OR | Klamath | 56019 | ST-1 | NG | CC | 244.5 | 220 | 0 | 0 | 0 |  |  | 0 |  | IPP CHP | Y | T |  | Status of operation (IP,L,P,T,or U)
NGCC | OR | Klamath Cogeneration Plant | 55103 | CT1 | NG | CC | 161.5 | 150 | 1900 | 657095.0339 | 0.94728 | 166362.5562 | 693663.5911 | 288080.5402 |  | IPP CHP | Y | OP
NGCC | OR | Klamath Cogeneration Plant | 55103 | CT2 | NG | CC | 161.5 | 150 | 1900 | 657095.0339 | 0.94728 | 166362.5562 | 693663.5911 | 288080.5402 |  | IPP CHP | Y | OP
NGCC | OR | Klamath Cogeneration Plant | 55103 | ST1 | NG | CC | 178.5 | 170 | 1900 | 726262.9322 | 0.94728 | 183874.4042 | 766680.8112 | 318404.8076 |  | IPP CHP | Y | OP
SSTLOGN | OR | Klamath Expansion Project | 55544 | GT1 | NG | GT | 29.4 | 25 | 267 | 7110.5 |  |  | 7110.5 | 4537.201 |  | Electric Utility/IPP Non-CHP | N | OP
SSTLOGN | OR | Klamath Expansion Project | 55544 | GT2 | NG | GT | 29.4 | 25 | 267 | 7110.5 |  |  | 7110.5 | 4085.782 |  | Electric Utility/IPP Non-CHP | N | OP
SSTLOGN | OR | Klamath Expansion Project | 55544 | GT3 | NG | GT | 29.4 | 25 | 267 | 7110.5 |  |  | 7110.5 | 4513.629 |  | Electric Utility/IPP Non-CHP | N | OP
SSTLOGN | OR | Klamath Expansion Project | 55544 | GT4 | NG | GT | 29.4 | 25 | 267 | 7110.5 |  |  | 7110.5 | 3692.505 |  | Electric Utility/IPP Non-CHP | N | OP
EXCLUDE | OR | Klamath Falls Bioenergy Facility | 57388 | EU1 | WDS | ST | 42 | 37 | 0 | 0 |  |  | 0 | 0 |  | IPP Non-CHP | N | L |  | Non Fossil fuel type
EXCLUDE | OR | Klamath Solar | 57924 | 1 | SUN | PV | 5 | 5 | 0 | 0 |  |  | 0 | 0 |  | IPP Non-CHP | N | L |  | Non Combustion (NUC, WAT, WND, GEO, or SUN)
EXCLUDE | OR | Klondike Wind Power | 55871 | Ph1 | WND | WT | 24.5 | 24 | 0 | 55108 |  |  | 55108 | 0 |  | IPP Non-CHP | N | OP |  | Non Combustion (NUC, WAT, WND, GEO, or SUN)
EXCLUDE | OR | Klondike Windpower II | 56359 | PH2 | WND | WT | 75 | 75 | 0 | 223605 |  |  | 223605 | 0 |  | IPP Non-CHP | N | OP |  | Non Combustion (NUC, WAT, WND, GEO, or SUN)
EXCLUDE | OR | Klondike Windpower III | 56468 | 1 | WND | WT | 221 | 221 | 0 | 610492.6286 |  |  | 610492.6286 | 0 |  | IPP Non-CHP | N | OP |  | Non Combustion (NUC, WAT, WND, GEO, or SUN)
EXCLUDE | OR | Klondike Windpower III | 56468 | 2 | WND | WT | 76.5 | 76.5 | 0 | 211324.3714 |  |  | 211324.3714 | 0 |  | IPP Non-CHP | N | OP |  | Non Combustion (NUC, WAT, WND, GEO, or SUN)
EXCLUDE | OR | Lacomb Irrigation District | 52155 | GEN1 | WAT | HY | 1 | 1 | 0 | 4638 |  |  | 4638 | 0 |  | IPP Non-CHP | N | OP |  | Non Combustion (NUC, WAT, WND, GEO, or SUN)
EXCLUDE | OR | Lakeview Biomass CoGen | 57688 | STA1 | OBS | ST | 26.8 | 24 | 0 | 0 |  |  | 0 | 0 |  | IPP Non-CHP | N | U |  | Non Fossil fuel type
EXCLUDE | OR | Lakeview Cogeneration LLC | 57398 | 1 | OBS | ST | 26.8 | 24 | 0 | 0 | 0 |  |  | 0 |  | IPP CHP | Y | U |  | Non Fossil fuel type
EXCLUDE | OR | Leaburg | 3068 | 1 | WAT | HY | 8.4 | 4 | 0 | 55274.1132 |  |  | 55274.1132 | 0 |  | Electric Utility | N | OP |  | Non Combustion (NUC, WAT, WND, GEO, or SUN)
EXCLUDE | OR | Leaburg | 3068 | 2 | WAT | HY | 7.5 | 4 | 0 | 49351.8868 |  |  | 49351.8868 | 0 |  | Electric Utility | N | OP |  | Non Combustion (NUC, WAT, WND, GEO, or SUN)
EXCLUDE | OR | Leaning Juniper | 56360 | 1 | WND | WT | 100.5 | 100.5 | 0 | 234789 |  |  | 234789 | 0 |  | Electric Utility | N | OP |  | Non Combustion (NUC, WAT, WND, GEO, or SUN)
EXCLUDE | OR | Leaning Juniper Wind Power II | 57333 | 1 | WND | WT | 201 | 201 | 0 | 307296 |  |  | 307296 | 0 |  | IPP Non-CHP | N | OP |  | Non Combustion (NUC, WAT, WND, GEO, or SUN)
EXCLUDE | OR | Lemolo 1 | 3029 | 1 | WAT | HY | 32.8 | 32 | 0 | 168158 |  |  | 168158 | 0 |  | Electric Utility | N | OP |  | Non Combustion (NUC, WAT, WND, GEO, or SUN)
EXCLUDE | OR | Lemolo 2 | 6421 | 1 | WAT | HY | 33 | 34 | 0 | 182966 |  |  | 182966 | 0 |  | Electric Utility | N | OP |  | Non Combustion (NUC, WAT, WND, GEO, or SUN)
EXCLUDE | OR | Lime Wind | 57803 | T1-6 | WND | WT | 3 | 3 | 0 | 288 |  |  | 288 | 0 |  | IPP Non-CHP | N | OP |  | Non Combustion (NUC, WAT, WND, GEO, or SUN)
EXCLUDE | OR | Lookout Point | 3083 | 1 | WAT | HY | 40 | 40 | 0 | 109143.6667 |  |  | 109143.6667 | 0 |  | Electric Utility | N | OP |  | Non Combustion (NUC, WAT, WND, GEO, or SUN)
EXCLUDE | OR | Lookout Point | 3083 | 2 | WAT | HY | 40 | 40 | 0 | 109143.6667 |  |  | 109143.6667 | 0 |  | Electric Utility | N | OP |  | Non Combustion (NUC, WAT, WND, GEO, or SUN)
EXCLUDE | OR | Lookout Point | 3083 | 3 | WAT | HY | 40 | 40 | 0 | 109143.6667 |  |  | 109143.6667 | 0 |  | Electric Utility | N | OP |  | Non Combustion (NUC, WAT, WND, GEO, or SUN)
EXCLUDE | OR | Lost Creek | 6174 | 1 | WAT | HY | 24.5 | 24.5 | 0 | 143123.5 |  |  | 143123.5 | 0 |  | Electric Utility | N | OP |  | Non Combustion (NUC, WAT, WND, GEO, or SUN)
EXCLUDE | OR | Lost Creek | 6174 | 2 | WAT | HY | 24.5 | 24.5 | 0 | 143123.5 |  |  | 143123.5 | 0 |  | Electric Utility | N | OP |  | Non Combustion (NUC, WAT, WND, GEO, or SUN)
EXCLUDE | OR | McNary | 3084 | 1 | WAT | HY | 70 | 70 | 0 | 413476.8905 |  |  | 413476.8905 | 0 |  | Electric Utility | N | OP |  | Non Combustion (NUC, WAT, WND, GEO, or SUN)
EXCLUDE | OR | McNary | 3084 | 2 | WAT | HY | 70 | 70 | 0 | 413476.8905 |  |  | 413476.8905 | 0 |  | Electric Utility | N | OP |  | Non Combustion (NUC, WAT, WND, GEO, or SUN)
EXCLUDE | OR | McNary | 3084 | 3 | WAT | HY | 70 | 70 | 0 | 413476.8905 |  |  | 413476.8905 | 0 |  | Electric Utility | N | OP |  | Non Combustion (NUC, WAT, WND, GEO, or SUN)
EXCLUDE | OR | McNary | 3084 | 4 | WAT | HY | 70 | 70 | 0 | 413476.8905 |  |  | 413476.8905 | 0 |  | Electric Utility | N | OP |  | Non Combustion (NUC, WAT, WND, GEO, or SUN)
EXCLUDE | OR | McNary | 3084 | 5 | WAT | HY | 70 | 70 | 0 | 413476.8905 |  |  | 413476.8905 | 0 |  | Electric Utility | N | OP |  | Non Combustion (NUC, WAT, WND, GEO, or SUN)
EXCLUDE | OR | McNary | 3084 | 6 | WAT | HY | 70 | 70 | 0 | 413476.8905 |  |  | 413476.8905 | 0 |  | Electric Utility | N | OP |  | Non Combustion (NUC, WAT, WND, GEO, or SUN)
EXCLUDE | OR | McNary | 3084 | 7 | WAT | HY | 70 | 70 | 0 | 413476.8905 |  |  | 413476.8905 | 0 |  | Electric Utility | N | OP |  | Non Combustion (NUC, WAT, WND, GEO, or SUN)
EXCLUDE | OR | McNary | 3084 | 8 | WAT | HY | 70 | 70 | 0 | 413476.8905 |  |  | 413476.8905 | 0 |  | Electric Utility | N | OP |  | Non Combustion (NUC, WAT, WND, GEO, or SUN)
EXCLUDE | OR | McNary | 3084 | 9 | WAT | HY | 70 | 70 | 0 | 413476.8905 |  |  | 413476.8905 | 0 |  | Electric Utility | N | OP |  | Non Combustion (NUC, WAT, WND, GEO, or SUN)
EXCLUDE | OR | McNary | 3084 | 10 | WAT | HY | 70 | 70 | 0 | 413476.8905 |  |  | 413476.8905 | 0 |  | Electric Utility | N | OP |  | Non Combustion (NUC, WAT, WND, GEO, or SUN)
EXCLUDE | OR | McNary | 3084 | 11 | WAT | HY | 70 | 70 | 0 | 413476.8905 |  |  | 413476.8905 | 0 |  | Electric Utility | N | OP |  | Non Combustion (NUC, WAT, WND, GEO, or SUN)
EXCLUDE | OR | McNary | 3084 | 12 | WAT | HY | 70 | 70 | 0 | 413476.8905 |  |  | 413476.8905 | 0 |  | Electric Utility | N | OP |  | Non Combustion (NUC, WAT, WND, GEO, or SUN)
EXCLUDE | OR | McNary | 3084 | 13 | WAT | HY | 70 | 70 | 0 | 413476.8905 |  |  | 413476.8905 | 0 |  | Electric Utility | N | OP |  | Non Combustion (NUC, WAT, WND, GEO, or SUN)
EXCLUDE | OR | McNary | 3084 | 14 | WAT | HY | 80.5 | 80.5 | 0 | 475498.424 |  |  | 475498.424 | 0 |  | Electric Utility | N | OP |  | Non Combustion (NUC, WAT, WND, GEO, or SUN)
EXCLUDE | OR | Medford Operation | 56193 | 1 | WDS | ST | 3.5 | 3.1 | 0 | 0 | 0 |  |  | 0 |  | Industrial CHP | Y | OS |  | Non Fossil fuel type
EXCLUDE | OR | Medford Operation | 56193 | 2 | WDS | ST | 5 | 4.4 | 0 | 0 | 0 |  |  | 0 |  | Industrial CHP | Y | OS |  | Non Fossil fuel type
EXCLUDE | OR | Michell Butte Power Project | 50360 | GEN1 | WAT | HY | 1.8 | 1.8 | 0 | 6291 |  |  | 6291 | 0 |  | IPP Non-CHP | N | OP |  | Non Combustion (NUC, WAT, WND, GEO, or SUN)
EXCLUDE | OR | Middle Fork Irrigation District | 50917 | GEN1 | WAT | HY | 2 | 2 | 0 | 14704.8485 |  |  | 14704.8485 | 0 |  | IPP Non-CHP | N | OP |  | Non Combustion (NUC, WAT, WND, GEO, or SUN)
EXCLUDE | OR | Middle Fork Irrigation District | 50917 | GEN2 | WAT | HY | 0.5 | 0.5 | 0 | 3676.2121 |  |  | 3676.2121 | 0 |  | IPP Non-CHP | N | OP |  | Non Combustion (NUC, WAT, WND, GEO, or SUN)
EXCLUDE | OR | Middle Fork Irrigation District | 50917 | GEN3 | WAT | HY | 0.8 | 0.8 | 0 | 5881.9394 |  |  | 5881.9394 | 0 |  | IPP Non-CHP | N | OP |  | Non Combustion (NUC, WAT, WND, GEO, or SUN)
EXCLUDE | OR | Neal Hot Springs Geothermal Project | 58022 | NHS1 | GEO | BT | 11 | 5.9 | 0 | 0 |  |  | 0 | 0 |  | IPP Non-CHP | N | V |  | Non Combustion (NUC, WAT, WND, GEO, or SUN)
EXCLUDE | OR | Neal Hot Springs Geothermal Project | 58022 | NHS2 | GEO | BT | 11 | 5.9 | 0 | 0 |  |  | 0 | 0 |  | IPP Non-CHP | N | V |  | Non Combustion (NUC, WAT, WND, GEO, or SUN)
EXCLUDE | OR | Neal Hot Springs Geothermal Project | 58022 | NHS3 | GEO | BT | 11 | 5.9 | 0 | 0 |  |  | 0 | 0 |  | IPP Non-CHP | N | V |  | Non Combustion (NUC, WAT, WND, GEO, or SUN)
EXCLUDE | OR | North Fork | 3047 | 1 | WAT | HY | 19.2 | 27 | 0 | 96696 |  |  | 96696 | 0 |  | Electric Utility | N | OP |  | Non Combustion (NUC, WAT, WND, GEO, or SUN)
EXCLUDE | OR | North Fork | 3047 | 2 | WAT | HY | 21.6 | 31 | 0 | 108783 |  |  | 108783 | 0 |  | Electric Utility | N | OP |  | Non Combustion (NUC, WAT, WND, GEO, or SUN)
EXCLUDE | OR | North Hurlburt Wind LLC | 57526 | NORTH | WND | WT | 265 | 265 | 0 | 0 |  |  | 0 | 0 |  | IPP Non-CHP | N | TS |  | Non Combustion (NUC, WAT, WND, GEO, or SUN)
EXCLUDE | OR | Oak Grove | 6505 | 1 | WAT | HY | 25.5 | 22 | 0 | 130844.5 |  |  | 130844.5 | 0 |  | Electric Utility | N | OP |  | Non Combustion (NUC, WAT, WND, GEO, or SUN)
EXCLUDE | OR | Oak Grove | 6505 | 2 | WAT | HY | 25.5 | 22 | 0 | 130844.5 |  |  | 130844.5 | 0 |  | Electric Utility | N | OP |  | Non Combustion (NUC, WAT, WND, GEO, or SUN)
EXCLUDE | OR | Opal Springs Hydro | 54251 | 1 | WAT | HY | 4.3 | 3.3 | 0 | 26781 |  |  | 26781 | 0 |  | IPP Non-CHP | N | OP |  | Non Combustion (NUC, WAT, WND, GEO, or SUN)
EXCLUDE | OR | Oregon State University Energy Center | 57653 | CTG | NG | CC | 5.5 | 5.2 | 0 | 32992.3846 | 0.53816 | 128806.5953 | 61305.6749 | 39227.9542 |  | Commercial CHP | Y | OP |  | Combined Cycle (PRMVR=CC) unit under 25MW
EXCLUDE | OR | Oregon State University Energy Center | 57653 | STG | NG | CC | 1 | 0.5 | 0 | 5998.6154 | 0.53816 | 23419.381 | 11146.4863 | 7132.3553 |  | Commercial CHP | Y | OP |  | Combined Cycle (PRMVR=CC) unit under 25MW
EXCLUDE | OR | Oregon Trail Windfarm LLC | 56971 | 1 | WND | WT | 9.9 | 9.9 | 0 | 27189 |  |  | 27189 | 0 |  | IPP Non-CHP | N | OP |  | Non Combustion (NUC, WAT, WND, GEO, or SUN)
EXCLUDE | OR | Owyhee Dam Power Project | 50361 | GEN1 | WAT | HY | 4.3 | 2.9 | 0 | 23280 |  |  | 23280 | 0 |  | IPP Non-CHP | N | OP |  | Non Combustion (NUC, WAT, WND, GEO, or SUN)
EXCLUDE | OR | Oxbow | 3014 | 1 | WAT | HY | 47.5 | 55.3 | 0 | 349318.75 |  |  | 349318.75 | 0 |  | Electric Utility | N | OP |  | Non Combustion (NUC, WAT, WND, GEO, or SUN)
EXCLUDE | OR | Oxbow | 3014 | 2 | WAT | HY | 47.5 | 54.8 | 0 | 349318.75 |  |  | 349318.75 | 0 |  | Electric Utility | N | OP |  | Non Combustion (NUC, WAT, WND, GEO, or SUN)
EXCLUDE | OR | Oxbow | 3014 | 3 | WAT | HY | 47.5 | 54.9 | 0 | 349318.75 |  |  | 349318.75 | 0 |  | Electric Utility | N | OP |  | Non Combustion (NUC, WAT, WND, GEO, or SUN)
EXCLUDE | OR | Oxbow | 3014 | 4 | WAT | HY | 47.5 | 54.8 | 0 | 349318.75 |  |  | 349318.75 | 0 |  | Electric Utility | N | OP |  | Non Combustion (NUC, WAT, WND, GEO, or SUN)
EXCLUDE | OR | Pacific Canyon Windfarm LLC | 56972 | 1 | WND | WT | 8.3 | 8.3 | 0 | 20081 |  |  | 20081 | 0 |  | IPP Non-CHP | N | OP |  | Non Combustion (NUC, WAT, WND, GEO, or SUN)
EXCLUDE | OR | PaTu Wind Farm LLC | 57578 | PATU | WND | WT | 9 | 9 | 0 | 30695 |  |  | 30695 | 0 |  | IPP Non-CHP | N | OP |  | Non Combustion (NUC, WAT, WND, GEO, or SUN)
EXCLUDE | OR | Pebble Springs Wind LLC | 56789 | 1 | WND | WT | 98.7 | 98.7 | 0 | 240037 |  |  | 240037 | 0 |  | IPP Non-CHP | N | OP |  | Non Combustion (NUC, WAT, WND, GEO, or SUN)
EXCLUDE | OR | Pelton | 3048 | 1 | WAT | HY | 45 | 45 | 0 | 195908.1967 |  |  | 195908.1967 | 0 |  | Electric Utility | N | OP |  | Non Combustion (NUC, WAT, WND, GEO, or SUN)
EXCLUDE | OR | Pelton | 3048 | 2 | WAT | HY | 32.4 | 32.4 | 0 | 141053.9016 |  |  | 141053.9016 | 0 |  | Electric Utility | N | OP |  | Non Combustion (NUC, WAT, WND, GEO, or SUN)
EXCLUDE | OR | Pelton | 3048 | 3 | WAT | HY | 32.4 | 32.4 | 0 | 141053.9016 |  |  | 141053.9016 | 0 |  | Electric Utility | N | OP |  | Non Combustion (NUC, WAT, WND, GEO, or SUN)
EXCLUDE | OR | Peters Drive Plant | 10324 | GEN3 | WAT | HY | 1.8 | 0.3 | 0 | 8000 |  |  | 8000 | 0 |  | IPP Non-CHP | N | OP |  | Non Combustion (NUC, WAT, WND, GEO, or SUN)
EXCLUDE | OR | PHP 1 | 4213 | 1 | WAT | HY | 23.7 | 24 | 0 | 53592 |  |  | 53592 | 0 |  | Electric Utility | N | OP |  | Non Combustion (NUC, WAT, WND, GEO, or SUN)
EXCLUDE | OR | PHP 2 | 4214 | 2 | WAT | HY | 11.8 | 13.5 | 0 | 39560 |  |  | 39560 | 0 |  | Electric Utility | N | OP |  | Non Combustion (NUC, WAT, WND, GEO, or SUN)
NGCC | OR | Port Westward | 56227 | 1 | NG | CC | 312 | 232 | 3082 | 899321.5901 |  |  | 899321.5901 | 373098.1157 |  | Electric Utility | N | OP
NGCC | OR | Port Westward | 56227 | 2 | NG | CC | 171 | 140 | 3082 | 492897.4099 |  |  | 492897.4099 | 204486.4673 |  | Electric Utility | N | OP
EXCLUDE | OR | Powerdale | 3031 | 1 | WAT | HY | 6 | 6 | 0 | 0 |  |  | 0 | 0 |  | Electric Utility | N | RE | 2007 | Non Combustion (NUC, WAT, WND, GEO, or SUN)
EXCLUDE | OR | Prospect 1 | 3032 | 1 | WAT | HY | 3.8 | 4.7 | 0 | 24770 |  |  | 24770 | 0 |  | Electric Utility | N | OP |  | Non Combustion (NUC, WAT, WND, GEO, or SUN)
EXCLUDE | OR | Prospect 2 | 3033 | 1 | WAT | HY | 16 | 18 | 0 | 125610.5 |  |  | 125610.5 | 0 |  | Electric Utility | N | OP |  | Non Combustion (NUC, WAT, WND, GEO, or SUN)
EXCLUDE | OR | Prospect 2 | 3033 | 2 | WAT | HY | 16 | 18 | 0 | 125610.5 |  |  | 125610.5 | 0 |  | Electric Utility | N | OP |  | Non Combustion (NUC, WAT, WND, GEO, or SUN)
EXCLUDE | OR | Prospect 3 | 3034 | 1 | WAT | HY | 7.2 | 7.7 | 0 | 46679 |  |  | 46679 | 0 |  | Electric Utility | N | OP |  | Non Combustion (NUC, WAT, WND, GEO, or SUN)
EXCLUDE | OR | Prospect 4 | 3035 | 1 | WAT | HY | 1 | 0.9 | 0 | 4925 |  |  | 4925 | 0 |  | Electric Utility | N | OP |  | Non Combustion (NUC, WAT, WND, GEO, or SUN)
EXCLUDE | OR | R & R Lumber | 50945 | ST1 | WDS | ST | 1.5 | 1.4 | 0 | 8811 |  |  | 8811 | 33099.5867 |  | Industrial Non-CHP | N | OP |  | Non Fossil fuel type
EXCLUDE | OR | Reedsport OPT Wave Park | 56906 | 1 | WAT | HB | 1.5 | 1.5 | 0 | 0 |  |  | 0 | 0 |  | IPP Non-CHP | N | L |  | Non Combustion (NUC, WAT, WND, GEO, or SUN)
EXCLUDE | OR | River Mill | 3049 | 1 | WAT | HY | 3.3 | 4.3 | 0 | 19104.8936 |  |  | 19104.8936 | 0 |  | Electric Utility | N | OP |  | Non Combustion (NUC, WAT, WND, GEO, or SUN)
EXCLUDE | OR | River Mill | 3049 | 2 | WAT | HY | 3.3 | 4.3 | 0 | 19104.8936 |  |  | 19104.8936 | 0 |  | Electric Utility | N | OP |  | Non Combustion (NUC, WAT, WND, GEO, or SUN)
EXCLUDE | OR | River Mill | 3049 | 3 | WAT | HY | 3.3 | 4.3 | 0 | 19104.8936 |  |  | 19104.8936 | 0 |  | Electric Utility | N | OP |  | Non Combustion (NUC, WAT, WND, GEO, or SUN)
EXCLUDE | OR | River Mill | 3049 | 4 | WAT | HY | 3.9 | 5.2 | 0 | 22578.5106 |  |  | 22578.5106 | 0 |  | Electric Utility | N | OP |  | Non Combustion (NUC, WAT, WND, GEO, or SUN)
EXCLUDE | OR | River Mill | 3049 | 5 | WAT | HY | 5 | 6.6 | 0 | 28946.8085 |  |  | 28946.8085 | 0 |  | Electric Utility | N | OP |  | Non Combustion (NUC, WAT, WND, GEO, or SUN)
EXCLUDE | OR | Riverbend Landfill | 57019 | GEN1 | LFG | IC | 0.8 | 0.8 | 0 | 0 |  |  | 0 | 0 |  | IPP Non-CHP | N | OP |  | Internal Combustion (PRMVR=IC)
EXCLUDE | OR | Riverbend Landfill | 57019 | GEN2 | LFG | IC | 0.8 | 0.8 | 0 | 0 |  |  | 0 | 0 |  | IPP Non-CHP | N | OP |  | Internal Combustion (PRMVR=IC)
EXCLUDE | OR | Riverbend Landfill | 57019 | GEN3 | LFG | IC | 0.8 | 0.8 | 0 | 0 |  |  | 0 | 0 |  | IPP Non-CHP | N | OP |  | Internal Combustion (PRMVR=IC)
EXCLUDE | OR | Riverbend Landfill | 57019 | GEN4 | LFG | IC | 0.8 | 0.8 | 0 | 0 |  |  | 0 | 0 |  | IPP Non-CHP | N | OP |  | Internal Combustion (PRMVR=IC)
EXCLUDE | OR | Riverbend Landfill | 57019 | GEN5 | LFG | IC | 0.8 | 0.8 | 0 | 0 |  |  | 0 | 0 |  | IPP Non-CHP | N | OP |  | Internal Combustion (PRMVR=IC)
EXCLUDE | OR | Riverbend Landfill | 57019 | GEN6 | LFG | IC | 0.8 | 0.8 | 0 | 0 |  |  | 0 | 0 |  | IPP Non-CHP | N | OP |  | Internal Combustion (PRMVR=IC)
EXCLUDE | OR | Roseburg LFG | 57911 | 1 | LFG | IC | 1.6 | 1.6 | 0 | 0 |  |  | 0 | 0 |  | IPP Non-CHP | N | OP |  | Internal Combustion (PRMVR=IC)
EXCLUDE | OR | Round Butte | 3050 | 1 | WAT | HY | 82.3 | 95 | 0 | 370215.3333 |  |  | 370215.3333 | 0 |  | Electric Utility | N | OP |  | Non Combustion (NUC, WAT, WND, GEO, or SUN)
EXCLUDE | OR | Round Butte | 3050 | 2 | WAT | HY | 82.3 | 121.5 | 0 | 370215.3333 |  |  | 370215.3333 | 0 |  | Electric Utility | N | OP |  | Non Combustion (NUC, WAT, WND, GEO, or SUN)
EXCLUDE | OR | Round Butte | 3050 | 3 | WAT | HY | 82.3 | 121.5 | 0 | 370215.3333 |  |  | 370215.3333 | 0 |  | Electric Utility | N | OP |  | Non Combustion (NUC, WAT, WND, GEO, or SUN)
EXCLUDE | OR | Sand Ranch Windfarm LLC | 56973 | 1 | WND | WT | 9.9 | 9.9 | 0 | 24118 |  |  | 24118 | 0 |  | IPP Non-CHP | N | OP |  | Non Combustion (NUC, WAT, WND, GEO, or SUN)
EXCLUDE | OR | Seneca Sustainable Energy LLC | 57457 | 1 | WDS | ST | 19.8 | 19.8 | 0 | 0 |  |  | 0 | 66730.4864 |  | Industrial Non-CHP | N | OP |  | Non Fossil fuel type
EXCLUDE | OR | Short Mountain | 7413 | 1 | OBG | IC | 0.8 | 0.8 | 0 | 0 |  |  | 0 | 0 |  | Electric Utility | N | OP |  | Internal Combustion (PRMVR=IC)
EXCLUDE | OR | Short Mountain | 7413 | 2 | OBG | IC | 0.8 | 0.8 | 0 | 0 |  |  | 0 | 0 |  | Electric Utility | N | OP |  | Internal Combustion (PRMVR=IC)
EXCLUDE | OR | Short Mountain | 7413 | 3 | OBG | IC | 0.8 | 0.8 | 0 | 0 |  |  | 0 | 0 |  | Electric Utility | N | OP |  | Internal Combustion (PRMVR=IC)
EXCLUDE | OR | Short Mountain | 7413 | 4 | OBG | IC | 0.8 | 0.8 | 0 | 0 |  |  | 0 | 0 |  | Electric Utility | N | OP |  | Internal Combustion (PRMVR=IC)
EXCLUDE | OR | Siphon Power Project | 50980 | GEN1 | WAT | HY | 2.7 | 2.7 | 0 | 14330.5 |  |  | 14330.5 | 0 |  | IPP Non-CHP | N | OP |  | Non Combustion (NUC, WAT, WND, GEO, or SUN)
EXCLUDE | OR | Siphon Power Project | 50980 | GEN2 | WAT | HY | 2.7 | 2.7 | 0 | 14330.5 |  |  | 14330.5 | 0 |  | IPP Non-CHP | N | OP |  | Non Combustion (NUC, WAT, WND, GEO, or SUN)
EXCLUDE | OR | Slide Creek | 3036 | 1 | WAT | HY | 18 | 18 | 0 | 37135 |  |  | 37135 | 0 |  | Electric Utility | N | OP |  | Non Combustion (NUC, WAT, WND, GEO, or SUN)
EXCLUDE | OR | Soda Springs | 3037 | 1 | WAT | HY | 11 | 11.6 | 0 | 70977 |  |  | 70977 | 0 |  | Electric Utility | N | OP |  | Non Combustion (NUC, WAT, WND, GEO, or SUN)
EXCLUDE | OR | South Hurlburt Wind LLC | 57549 | SOUTH | WND | WT | 290 | 290 | 0 | 0 |  |  | 0 | 0 |  | IPP Non-CHP | N | U |  | Non Combustion (NUC, WAT, WND, GEO, or SUN)
EXCLUDE | OR | SP Newsprint- Newberg Cogen | 56124 | GT1 | NG | GT | 54 | 41.6 | 0 | 0 | 0 |  |  | 0 |  | Industrial CHP | Y | RE | 2008 | Retired in 2008
EXCLUDE | OR | SP Newsprint- Newberg Cogen | 56124 | GT2 | NG | GT | 54 | 41.6 | 0 | 0 | 0 |  |  | 0 |  | Industrial CHP | Y | RE | 2007 | Retired in 2007
EXCLUDE | OR | SP Newsprint- Newberg Cogen | 56124 | TG1 | WDS | ST | 12.5 | 6 | 0 | 43020 | 0.80202 | 48311.3103 | 53639.4263 | 98676.9996 |  | Industrial CHP | Y | OP |  | Non Fossil fuel type
EXCLUDE | OR | SP Newsprint- Newberg Cogen | 56124 | TG2 | WDS | ST | 42.8 | 5.3 | 0 | 42679 | 0.80202 | 47928.3685 | 53214.251 | 97894.8319 |  | Industrial CHP | Y | OP |  | Non Fossil fuel type
EXCLUDE | OR | Sprague Hydro | 10737 | GEN1 | WAT | HY | 1.2 | 1 | 0 | 3004 |  |  | 3004 | 0 |  | IPP Non-CHP | N | OP |  | Non Combustion (NUC, WAT, WND, GEO, or SUN)
EXCLUDE | OR | Star Point Wind Project LLC | 57096 | 1 | WND | WT | 98.7 | 98.7 | 0 | 245573 |  |  | 245573 | 0 |  | IPP Non-CHP | N | OP |  | Non Combustion (NUC, WAT, WND, GEO, or SUN)
EXCLUDE | OR | Stone Creek | 7508 | 1 | WAT | HY | 12 | 7 | 0 | 79563 |  |  | 79563 | 0 |  | Electric Utility | N | OP |  | Non Combustion (NUC, WAT, WND, GEO, or SUN)
EXCLUDE | OR | Sullivan | 3053 | 1 | WAT | HY | 1.2 | 1.4 | 0 | 9781.7922 |  |  | 9781.7922 | 0 |  | Electric Utility | N | OP |  | Non Combustion (NUC, WAT, WND, GEO, or SUN)
EXCLUDE | OR | Sullivan | 3053 | 2 | WAT | HY | 1.2 | 1.5 | 0 | 9781.7922 |  |  | 9781.7922 | 0 |  | Electric Utility | N | OP |  | Non Combustion (NUC, WAT, WND, GEO, or SUN)
EXCLUDE | OR | Sullivan | 3053 | 3 | WAT | HY | 1.2 | 1.5 | 0 | 9781.7922 |  |  | 9781.7922 | 0 |  | Electric Utility | N | OP |  | Non Combustion (NUC, WAT, WND, GEO, or SUN)
EXCLUDE | OR | Sullivan | 3053 | 4 | WAT | HY | 1.2 | 1.5 | 0 | 9781.7922 |  |  | 9781.7922 | 0 |  | Electric Utility | N | OP |  | Non Combustion (NUC, WAT, WND, GEO, or SUN)
EXCLUDE | OR | Sullivan | 3053 | 5 | WAT | HY | 1.2 | 1.5 | 0 | 9781.7922 |  |  | 9781.7922 | 0 |  | Electric Utility | N | OP |  | Non Combustion (NUC, WAT, WND, GEO, or SUN)
EXCLUDE | OR | Sullivan | 3053 | 6 | WAT | HY | 1.2 | 1.5 | 0 | 9781.7922 |  |  | 9781.7922 | 0 |  | Electric Utility | N | OP |  | Non Combustion (NUC, WAT, WND, GEO, or SUN)
EXCLUDE | OR | Sullivan | 3053 | 7 | WAT | HY | 1.2 | 1.5 | 0 | 9781.7922 |  |  | 9781.7922 | 0 |  | Electric Utility | N | OP |  | Non Combustion (NUC, WAT, WND, GEO, or SUN)
EXCLUDE | OR | Sullivan | 3053 | 8 | WAT | HY | 1.2 | 1.4 | 0 | 9781.7922 |  |  | 9781.7922 | 0 |  | Electric Utility | N | OP |  | Non Combustion (NUC, WAT, WND, GEO, or SUN)
EXCLUDE | OR | Sullivan | 3053 | 9 | WAT | HY | 1 | 1 | 0 | 8151.4935 |  |  | 8151.4935 | 0 |  | Electric Utility | N | OP |  | Non Combustion (NUC, WAT, WND, GEO, or SUN)
EXCLUDE | OR | Sullivan | 3053 | 10 | WAT | HY | 1.2 | 1.5 | 0 | 9781.7922 |  |  | 9781.7922 | 0 |  | Electric Utility | N | OP |  | Non Combustion (NUC, WAT, WND, GEO, or SUN)
EXCLUDE | OR | Sullivan | 3053 | 11 | WAT | HY | 1.2 | 1.4 | 0 | 9781.7922 |  |  | 9781.7922 | 0 |  | Electric Utility | N | OP |  | Non Combustion (NUC, WAT, WND, GEO, or SUN)
EXCLUDE | OR | Sullivan | 3053 | 12 | WAT | HY | 1.2 | 1.4 | 0 | 9781.7922 |  |  | 9781.7922 | 0 |  | Electric Utility | N | OP |  | Non Combustion (NUC, WAT, WND, GEO, or SUN)
EXCLUDE | OR | Sullivan | 3053 | 13 | WAT | HY | 1.2 | 1.2 | 0 | 9781.7922 |  |  | 9781.7922 | 0 |  | Electric Utility | N | OP |  | Non Combustion (NUC, WAT, WND, GEO, or SUN)
EXCLUDE | OR | The Dalles | 3895 | 1 | WAT | HY | 78 | 78 | 0 | 360885.3866 |  |  | 360885.3866 | 0 |  | Electric Utility | N | OP |  | Non Combustion (NUC, WAT, WND, GEO, or SUN)
EXCLUDE | OR | The Dalles | 3895 | 2 | WAT | HY | 78 | 78 | 0 | 360885.3866 |  |  | 360885.3866 | 0 |  | Electric Utility | N | OP |  | Non Combustion (NUC, WAT, WND, GEO, or SUN)
EXCLUDE | OR | The Dalles | 3895 | 3 | WAT | HY | 78 | 78 | 0 | 360885.3866 |  |  | 360885.3866 | 0 |  | Electric Utility | N | OP |  | Non Combustion (NUC, WAT, WND, GEO, or SUN)
EXCLUDE | OR | The Dalles | 3895 | 4 | WAT | HY | 78 | 78 | 0 | 360885.3866 |  |  | 360885.3866 | 0 |  | Electric Utility | N | OP |  | Non Combustion (NUC, WAT, WND, GEO, or SUN)
EXCLUDE | OR | The Dalles | 3895 | 5 | WAT | HY | 89.7 | 92.7 | 0 | 415018.1946 |  |  | 415018.1946 | 0 |  | Electric Utility | N | OP |  | Non Combustion (NUC, WAT, WND, GEO, or SUN)
EXCLUDE | OR | The Dalles | 3895 | 6 | WAT | HY | 78 | 78 | 0 | 360885.3866 |  |  | 360885.3866 | 0 |  | Electric Utility | N | OP |  | Non Combustion (NUC, WAT, WND, GEO, or SUN)
EXCLUDE | OR | The Dalles | 3895 | 7 | WAT | HY | 78 | 78 | 0 | 360885.3866 |  |  | 360885.3866 | 0 |  | Electric Utility | N | OP |  | Non Combustion (NUC, WAT, WND, GEO, or SUN)
EXCLUDE | OR | The Dalles | 3895 | 8 | WAT | HY | 78 | 78 | 0 | 360885.3866 |  |  | 360885.3866 | 0 |  | Electric Utility | N | OP |  | Non Combustion (NUC, WAT, WND, GEO, or SUN)
EXCLUDE | OR | The Dalles | 3895 | 9 | WAT | HY | 78 | 78 | 0 | 360885.3866 |  |  | 360885.3866 | 0 |  | Electric Utility | N | OP |  | Non Combustion (NUC, WAT, WND, GEO, or SUN)
EXCLUDE | OR | The Dalles | 3895 | 10 | WAT | HY | 78 | 78 | 0 | 360885.3866 |  |  | 360885.3866 | 0 |  | Electric Utility | N | OP |  | Non Combustion (NUC, WAT, WND, GEO, or SUN)
EXCLUDE | OR | The Dalles | 3895 | 11 | WAT | HY | 78 | 78 | 0 | 360885.3866 |  |  | 360885.3866 | 0 |  | Electric Utility | N | OP |  | Non Combustion (NUC, WAT, WND, GEO, or SUN)
EXCLUDE | OR | The Dalles | 3895 | 12 | WAT | HY | 78 | 78 | 0 | 360885.3866 |  |  | 360885.3866 | 0 |  | Electric Utility | N | OP |  | Non Combustion (NUC, WAT, WND, GEO, or SUN)
EXCLUDE | OR | The Dalles | 3895 | 13 | WAT | HY | 78 | 78 | 0 | 360885.3866 |  |  | 360885.3866 | 0 |  | Electric Utility | N | OP |  | Non Combustion (NUC, WAT, WND, GEO, or SUN)
EXCLUDE | OR | The Dalles | 3895 | 14 | WAT | HY | 78 | 78 | 0 | 360885.3866 |  |  | 360885.3866 | 0 |  | Electric Utility | N | OP |  | Non Combustion (NUC, WAT, WND, GEO, or SUN)
EXCLUDE | OR | The Dalles | 3895 | 15 | WAT | HY | 86 | 86 | 0 | 397899.2724 |  |  | 397899.2724 | 0 |  | Electric Utility | N | OP |  | Non Combustion (NUC, WAT, WND, GEO, or SUN)
EXCLUDE | OR | The Dalles | 3895 | 16 | WAT | HY | 86 | 86 | 0 | 397899.2724 |  |  | 397899.2724 | 0 |  | Electric Utility | N | OP |  | Non Combustion (NUC, WAT, WND, GEO, or SUN)
EXCLUDE | OR | The Dalles | 3895 | 17 | WAT | HY | 86 | 86 | 0 | 397899.2724 |  |  | 397899.2724 | 0 |  | Electric Utility | N | OP |  | Non Combustion (NUC, WAT, WND, GEO, or SUN)
EXCLUDE | OR | The Dalles | 3895 | 18 | WAT | HY | 86 | 86 | 0 | 397899.2724 |  |  | 397899.2724 | 0 |  | Electric Utility | N | OP |  | Non Combustion (NUC, WAT, WND, GEO, or SUN)
EXCLUDE | OR | The Dalles | 3895 | 19 | WAT | HY | 86 | 86 | 0 | 397899.2724 |  |  | 397899.2724 | 0 |  | Electric Utility | N | OP |  | Non Combustion (NUC, WAT, WND, GEO, or SUN)
EXCLUDE | OR | The Dalles | 3895 | 20 | WAT | HY | 86 | 86 | 0 | 397899.2724 |  |  | 397899.2724 | 0 |  | Electric Utility | N | OP |  | Non Combustion (NUC, WAT, WND, GEO, or SUN)
EXCLUDE | OR | The Dalles | 3895 | 21 | WAT | HY | 86 | 86 | 0 | 397899.2724 |  |  | 397899.2724 | 0 |  | Electric Utility | N | OP |  | Non Combustion (NUC, WAT, WND, GEO, or SUN)
EXCLUDE | OR | The Dalles | 3895 | 22 | WAT | HY | 86 | 86 | 0 | 397899.2724 |  |  | 397899.2724 | 0 |  | Electric Utility | N | OP |  | Non Combustion (NUC, WAT, WND, GEO, or SUN)
EXCLUDE | OR | The Dalles | 3895 | F1 | WAT | HY | 14 | 14 | 0 | 64774.3002 |  |  | 64774.3002 | 0 |  | Electric Utility | N | OP |  | Non Combustion (NUC, WAT, WND, GEO, or SUN)
EXCLUDE | OR | The Dalles | 3895 | F2 | WAT | HY | 14 | 14 | 0 | 64774.3002 |  |  | 64774.3002 | 0 |  | Electric Utility | N | OP |  | Non Combustion (NUC, WAT, WND, GEO, or SUN)
EXCLUDE | OR | Threemile Canyon Wind I LLC | 56933 | 1 | WND | WT | 9.9 | 9.9 | 0 | 25147 |  |  | 25147 | 0 |  | IPP Non-CHP | N | OP |  | Non Combustion (NUC, WAT, WND, GEO, or SUN)
EXCLUDE | OR | Toketee Falls | 3040 | 1 | WAT | HY | 14.2 | 15 | 0 | 87938.6667 |  |  | 87938.6667 | 0 |  | Electric Utility | N | OP |  | Non Combustion (NUC, WAT, WND, GEO, or SUN)
EXCLUDE | OR | Toketee Falls | 3040 | 2 | WAT | HY | 14.2 | 15 | 0 | 87938.6667 |  |  | 87938.6667 | 0 |  | Electric Utility | N | OP |  | Non Combustion (NUC, WAT, WND, GEO, or SUN)
EXCLUDE | OR | Toketee Falls | 3040 | 3 | WAT | HY | 14.2 | 15 | 0 | 87938.6667 |  |  | 87938.6667 | 0 |  | Electric Utility | N | OP |  | Non Combustion (NUC, WAT, WND, GEO, or SUN)
EXCLUDE | OR | Tunnel 1 Power Project | 50362 | GEN1 | WAT | HY | 7 | 6.7 | 0 | 24100 |  |  | 24100 | 0 |  | IPP Non-CHP | N | SB |  | Non Combustion (NUC, WAT, WND, GEO, or SUN)
EXCLUDE | OR | Vansycle | 55125 | WGNS | WND | WT | 25 | 25 | 0 | 39038 |  |  | 39038 | 0 |  | IPP Non-CHP | N | OP |  | Non Combustion (NUC, WAT, WND, GEO, or SUN)
EXCLUDE | OR | Wagon Trail LLC | 56974 | 1 | WND | WT | 3.3 | 3.3 | 0 | 7631 |  |  | 7631 | 0 |  | IPP Non-CHP | N | OP |  | Non Combustion (NUC, WAT, WND, GEO, or SUN)
EXCLUDE | OR | Wallowa Falls | 3041 | 1 | WAT | HY | 1.1 | 0.9 | 0 | 7892 |  |  | 7892 | 0 |  | Electric Utility | N | OP |  | Non Combustion (NUC, WAT, WND, GEO, or SUN)
EXCLUDE | OR | Walterville | 3071 | 1 | WAT | HY | 8 | 7.5 | 0 | 53762 |  |  | 53762 | 0 |  | Electric Utility | N | OP |  | Non Combustion (NUC, WAT, WND, GEO, or SUN)
EXCLUDE | OR | Ward Butte Windfarm LLC | 56975 | 1 | WND | WT | 6.6 | 6.6 | 0 | 18831 |  |  | 18831 | 0 |  | IPP Non-CHP | N | OP |  | Non Combustion (NUC, WAT, WND, GEO, or SUN)
EXCLUDE | OR | Warm Springs Forest Products | 50426 | GEN1 | WDS | ST | 3 | 2.6 | 0 | 347.5833 | 0.13445 | 10179.6847 | 2585.2045 | 9704.448 |  | Industrial CHP | Y | SB |  | Non Fossil fuel type
EXCLUDE | OR | Warm Springs Forest Products | 50426 | GEN2 | WDS | ST | 3 | 2.6 | 0 | 347.5833 | 0.13445 | 10179.6847 | 2585.2045 | 9704.448 |  | Industrial CHP | Y | OP |  | Non Fossil fuel type
EXCLUDE | OR | Warm Springs Forest Products | 50426 | GEN3 | WDS | ST | 3 | 2.6 | 0 | 347.5833 | 0.13445 | 10179.6847 | 2585.2045 | 9704.448 |  | Industrial CHP | Y | OP |  | Non Fossil fuel type
EXCLUDE | OR | Warm Springs Power Enterprises | 54721 | 1 | WAT | HY | 19.6 | 18.5 | 0 | 93519 |  |  | 93519 | 0 |  | IPP Non-CHP | N | OP |  | Non Combustion (NUC, WAT, WND, GEO, or SUN)
EXCLUDE | OR | Waste Management Columbia Ridge LFGTE | 57015 | GEN1 | LFG | IC | 0.8 | 0.8 | 0 | 0 |  |  | 0 | 0 |  | IPP Non-CHP | N | OP |  | Internal Combustion (PRMVR=IC)
EXCLUDE | OR | Waste Management Columbia Ridge LFGTE | 57015 | GEN2 | LFG | IC | 0.8 | 0.8 | 0 | 0 |  |  | 0 | 0 |  | IPP Non-CHP | N | OP |  | Internal Combustion (PRMVR=IC)
EXCLUDE | OR | Waste Management Columbia Ridge LFGTE | 57015 | GEN3 | LFG | IC | 0.8 | 0.8 | 0 | 0 |  |  | 0 | 0 |  | IPP Non-CHP | N | OP |  | Internal Combustion (PRMVR=IC)
EXCLUDE | OR | Waste Management Columbia Ridge LFGTE | 57015 | GEN4 | LFG | IC | 0.8 | 0.8 | 0 | 0 |  |  | 0 | 0 |  | IPP Non-CHP | N | OP |  | Internal Combustion (PRMVR=IC)
EXCLUDE | OR | Waste Management Columbia Ridge LFGTE | 57015 | GEN5 | LFG | IC | 0.8 | 0.8 | 0 | 0 |  |  | 0 | 0 |  | IPP Non-CHP | N | OP |  | Internal Combustion (PRMVR=IC)
EXCLUDE | OR | Waste Management Columbia Ridge LFGTE | 57015 | GEN6 | LFG | IC | 0.8 | 0.8 | 0 | 0 |  |  | 0 | 0 |  | IPP Non-CHP | N | OP |  | Internal Combustion (PRMVR=IC)
EXCLUDE | OR | Waste Management Columbia Ridge LFGTE | 57015 | GEN7 | LFG | IC | 0.8 | 0.8 | 0 | 0 |  |  | 0 | 0 |  | IPP Non-CHP | N | OP |  | Internal Combustion (PRMVR=IC)
EXCLUDE | OR | Waste Management Columbia Ridge LFGTE | 57015 | GEN8 | LFG | IC | 0.8 | 0.8 | 0 | 0 |  |  | 0 | 0 |  | IPP Non-CHP | N | OP |  | Internal Combustion (PRMVR=IC)
EXCLUDE | OR | West Butte Wind Power Project | 57704 | WB-1 | WND | WT | 104 | 104 | 0 | 0 |  |  | 0 | 0 |  | IPP Non-CHP | N | L |  | Non Combustion (NUC, WAT, WND, GEO, or SUN)
EXCLUDE | OR | Wheat Field Wind Power Project | 56854 | GEN1 | WND | WT | 97 | 97 | 0 | 229300 |  |  | 229300 | 0 |  | IPP Non-CHP | N | OP |  | Non Combustion (NUC, WAT, WND, GEO, or SUN)
EXCLUDE | OR | Willow Creek Energy Center | 56952 | 1 | WND | WT | 72 | 72 | 0 | 190684 |  |  | 190684 | 0 |  | IPP Non-CHP | N | OP |  | Non Combustion (NUC, WAT, WND, GEO, or SUN)
EXCLUDE | OR | Yamhill Solar LLC | 57652 | 1 | SUN | PV | 1 | 1 | 0 | 38 |  |  | 38 | 0 |  | IPP Non-CHP | N | OP |  | Non Combustion (NUC, WAT, WND, GEO, or SUN)
EXCLUDE | PA | 500 Virginia Solar | 57640 | 1 | SUN | PV | 1 | 1 | 0 | 528 |  |  | 528 | 0 |  | IPP Non-CHP | N | OP |  | Non Combustion (NUC, WAT, WND, GEO, or SUN)
COALST | PA | AES Beaver Valley Partners Beaver Valley | 10676 | GEN2 | BIT | ST | 35 | 32 | 385.3095 | 177641 | 0.75818 | 257760.0449 | 234299.861 |  |  | IPP CHP | Y | OP
COALST | PA | AES Beaver Valley Partners Beaver Valley | 10676 | GEN3 | BIT | ST | 114 | 114 | 1549.6905 | 714461 | 0.75818 | 1036694.7914 | 942339.3979 |  |  | IPP CHP | Y | OP
SSTLOGN | PA | Allegheny Energy Units 12 & 13 | 55654 | UN12 | NG | GT | 43.8 | 44 | 510 | 35884.5 |  |  | 35884.5 | 21729.238 |  | Electric Utility/IPP Non-CHP | N | OP
SSTLOGN | PA | Allegheny Energy Units 12 & 13 | 55654 | UN13 | NG | GT | 43.8 | 44 | 510 | 35884.5 |  |  | 35884.5 | 22374.573 |  | Electric Utility/IPP Non-CHP | N | OP
NGCC | PA | Allegheny Energy Units 3 4 & 5 | 55710 | UNT3 | NG | CC | 184 | 167 | 2094 | 167316.5612 |  |  | 167316.5612 | 74350.7571 |  | Electric Utility/IPP Non-CHP | N | OP
NGCC | PA | Allegheny Energy Units 3 4 & 5 | 55710 | UNT4 | NG | CC | 184 | 167 | 2094 | 167316.5612 |  |  | 167316.5612 | 74350.7571 |  | Electric Utility/IPP Non-CHP | N | OP
NGCC | PA | Allegheny Energy Units 3 4 & 5 | 55710 | UNT5 | NG | CC | 188 | 175 | 2094 | 170953.8777 |  |  | 170953.8777 | 75967.0779 |  | Electric Utility/IPP Non-CHP | N | OP
EXCLUDE | PA | Allegheny Hydro No 8 LP | 50897 | GEN1 | WAT | HY | 6.8 | 6.8 | 0 | 42078.5 |  |  | 42078.5 | 0 |  | IPP Non-CHP | N | OP |  | Non Combustion (NUC, WAT, WND, GEO, or SUN)
EXCLUDE | PA | Allegheny Hydro No 8 LP | 50897 | GEN2 | WAT | HY | 6.8 | 6.8 | 0 | 42078.5 |  |  | 42078.5 | 0 |  | IPP Non-CHP | N | OP |  | Non Combustion (NUC, WAT, WND, GEO, or SUN)
EXCLUDE | PA | Allegheny Hydro No 9 LP | 50898 | GEN1 | WAT | HY | 8.9 | 8.9 | 0 | 50577 |  |  | 50577 | 0 |  | IPP Non-CHP | N | OP |  | Non Combustion (NUC, WAT, WND, GEO, or SUN)
EXCLUDE | PA | Allegheny Hydro No 9 LP | 50898 | GEN2 | WAT | HY | 8.9 | 8.9 | 0 | 50577 |  |  | 50577 | 0 |  | IPP Non-CHP | N | OP |  | Non Combustion (NUC, WAT, WND, GEO, or SUN)
EXCLUDE | PA | Allegheny No 6 Hydro Partners | 50894 | GEN1 | WAT | HY | 4.6 | 4 | 0 | 17362 |  |  | 17362 | 0 |  | IPP Non-CHP | N | OP |  | Non Combustion (NUC, WAT, WND, GEO, or SUN)
EXCLUDE | PA | Allegheny No 6 Hydro Partners | 50894 | GEN2 | WAT | HY | 4.6 | 4 | 0 | 17362 |  |  | 17362 | 0 |  | IPP Non-CHP | N | OP |  | Non Combustion (NUC, WAT, WND, GEO, or SUN)
EXCLUDE | PA | Allegheny Ridge Wind Farm | 56451 | 1 | WND | WT | 80 | 80 | 0 | 202323 |  |  | 202323 | 0 |  | IPP Non-CHP | N | OP |  | Non Combustion (NUC, WAT, WND, GEO, or SUN)
EXCLUDE | PA | Allenwood | 57581 | 1 | LFG | IC | 1.6 | 1.6 | 0 | 0 |  |  | 0 | 0 |  | IPP Non-CHP | N | P |  | Internal Combustion (PRMVR=IC)
EXCLUDE | PA | Allenwood | 57581 | 2 | LFG | IC | 1.6 | 1.6 | 0 | 0 |  |  | 0 | 0 |  | IPP Non-CHP | N | P |  | Internal Combustion (PRMVR=IC)
EXCLUDE | PA | American Eagle Paper Mills | 50284 | TG3 | BIT | ST | 2.5 | 2.5 | 0 | 6728.7143 | 0.15181 | 171032.782 | 44323.8452 | 25785.5962 |  | Industrial CHP | Y | SB |  | Steam unit (PRMVR=ST) under 25MW/250 MMBtu/hr
EXCLUDE | PA | American Eagle Paper Mills | 50284 | TG4 | BIT | ST | 4.5 | 4.5 | 0 | 12111.6857 | 0.15181 | 307859.0077 | 79782.9213 | 46414.0731 |  | Industrial CHP | Y | SB |  | Steam unit (PRMVR=ST) under 25MW/250 MMBtu/hr
EXCLUDE | PA | American Eagle Paper Mills | 50284 | TG5 | BIT | ST | 3 | 3 | 0 | 8074.4571 | 0.15181 | 205239.3385 | 53188.6142 | 30942.7154 |  | Industrial CHP | Y | SB |  | Steam unit (PRMVR=ST) under 25MW/250 MMBtu/hr
EXCLUDE | PA | American Eagle Paper Mills | 50284 | TG6 | BIT | ST | 7.5 | 7 | 0 | 20186.1429 | 0.15181 | 513098.3461 | 132971.5355 | 180499.1733 |  | Industrial CHP | Y | OP |  | Steam unit (PRMVR=ST) under 25MW/250 MMBtu/hr
EXCLUDE | PA | Apogee Technology Inc | 10159 | GEN1 | NG | GT | 10.7 | 6 | 0 | 0 |  |  | 0 | 0 |  | Industrial Non-CHP | N | OS | 2013 | Simple Cycle Turbine (PRMVR=GT or OT) unit under 25MW
EXCLUDE | PA | Aqua Ingrams Mill | 57280 | 1 | SUN | PV | 1 | 0.4 | 0 | 1313.73 |  |  | 1313.73 | 0 |  | IPP Non-CHP | N | OP |  | Non Combustion (NUC, WAT, WND, GEO, or SUN)
EXCLUDE | PA | Archbald Power Station | 50279 | GEN1 | LFG | ST | 23.2 | 20 | 0 | 150293 | 0.76602 | 208851.1606 | 196201.0804 | 114355.4956 |  | IPP CHP | Y | OP |  | Non Fossil fuel type
SSTLOGN | PA | Archbald Power Station | 50279 | Gen2 | NG | GT | 60.5 | 43.7 | 468.7231 | 22946.015 | 0.86684 | 16035.4942 | 26470.8159 | 13979.3904 |  | Electric Utility/IPP CHP | Y | OP
EXCLUDE | PA | Archbald Power Station | 50279 | GEN5 | LFG | GT | 4.6 | 4 | 35.6385 | 4318.5882 | 0.86684 | 3017.9836 | 4981.9785 | 1062.8958 |  | Electric Utility/IPP CHP | Y | OP |  | Non Fossil fuel type
EXCLUDE | PA | Archbald Power Station | 50279 | GEN6 | LFG | GT | 4.6 | 4 | 35.6385 | 4318.5882 | 0.86684 | 3017.9836 | 4981.9785 | 1062.8958 |  | Electric Utility/IPP CHP | Y | OP |  | Non Fossil fuel type
EXCLUDE | PA | Armenia Mountain Wind Farm | 57044 | 1 | WND | WT | 100.5 | 100.5 | 0 | 258046 |  |  | 258046 | 0 |  | IPP Non-CHP | N | OP |  | Non Combustion (NUC, WAT, WND, GEO, or SUN)
SSTLOGN | PA | Armstrong | 55347 | 1 | NG | GT | 172 | 146 | 1926 | 37538 |  |  | 37538 | 26876.427 |  | Electric Utility/IPP Non-CHP | N | OP
SSTLOGN | PA | Armstrong | 55347 | 2 | NG | GT | 172 | 146 | 1926 | 37538 |  |  | 37538 | 15036.072 |  | Electric Utility/IPP Non-CHP | N | OP
SSTLOGN | PA | Armstrong | 55347 | 3 | NG | GT | 172 | 146 | 1926 | 37538 |  |  | 37538 | 23607.33 |  | Electric Utility/IPP Non-CHP | N | OP
SSTLOGN | PA | Armstrong | 55347 | 4 | NG | GT | 172 | 146 | 1926 | 37538 |  |  | 37538 | 28941.075 |  | Electric Utility/IPP Non-CHP | N | OP
EXCLUDE | PA | Beaver Valley | 6040 | 1 | NUC | ST | 923.4 | 892 | 0 | 7488311 |  |  | 7488311 | 0 |  | IPP Non-CHP | N | OP |  | Non Combustion (NUC, WAT, WND, GEO, or SUN)
EXCLUDE | PA | Beaver Valley | 6040 | 2 | NUC | ST | 923.4 | 885 | 0 | 7488311 |  |  | 7488311 | 0 |  | IPP Non-CHP | N | OP |  | Non Combustion (NUC, WAT, WND, GEO, or SUN)
EXCLUDE | PA | Beaver Valley Patterson Dam | 10546 | GEN1 | WAT | HY | 0.4 | 0.4 | 0 | 821.3333 |  |  | 821.3333 | 0 |  | IPP Non-CHP | N | OP |  | Non Combustion (NUC, WAT, WND, GEO, or SUN)
EXCLUDE | PA | Beaver Valley Patterson Dam | 10546 | GEN2 | WAT | HY | 0.4 | 0.4 | 0 | 821.3333 |  |  | 821.3333 | 0 |  | IPP Non-CHP | N | OP |  | Non Combustion (NUC, WAT, WND, GEO, or SUN)
EXCLUDE | PA | Beaver Valley Patterson Dam | 10546 | GEN3 | WAT | HY | 0.4 | 0.4 | 0 | 821.3333 |  |  | 821.3333 | 0 |  | IPP Non-CHP | N | OP |  | Non Combustion (NUC, WAT, WND, GEO, or SUN)
NGCC | PA | Bethlehem Power Plant | 55690 | CTG1 | NG | CC | 140 | 126 | 1690 | 442109.4439 |  |  | 442109.4439 | 222391.4024 |  | Electric Utility/IPP Non-CHP | N | OP
NGCC | PA | Bethlehem Power Plant | 55690 | CTG2 | NG | CC | 140 | 126 | 1690 | 442109.4439 |  |  | 442109.4439 | 222391.4024 |  | Electric Utility/IPP Non-CHP | N | OP
NGCC | PA | Bethlehem Power Plant | 55690 | CTG3 | NG | CC | 140 | 126 | 1690 | 442109.4439 |  |  | 442109.4439 | 222391.4024 |  | Electric Utility/IPP Non-CHP | N | OP
NGCC | PA | Bethlehem Power Plant | 55690 | CTG5 | NG | CC | 140 | 126 | 1690 | 442109.4439 |  |  | 442109.4439 | 222391.4024 |  | Electric Utility/IPP Non-CHP | N | OP
NGCC | PA | Bethlehem Power Plant | 55690 | CTG6 | NG | CC | 140 | 126 | 1690 | 442109.4439 |  |  | 442109.4439 | 222391.4024 |  | Electric Utility/IPP Non-CHP | N | OP
NGCC | PA | Bethlehem Power Plant | 55690 | CTG7 | NG | CC | 140 | 126 | 1690 | 442109.4439 |  |  | 442109.4439 | 222391.4024 |  | Electric Utility/IPP Non-CHP | N | OP
NGCC | PA | Bethlehem Power Plant | 55690 | STG4 | NG | CC | 230 | 187 | 1690 | 726322.6578 |  |  | 726322.6578 | 365357.3039 |  | Electric Utility/IPP Non-CHP | N | OP
NGCC | PA | Bethlehem Power Plant | 55690 | STG8 | NG | CC | 230 | 187 | 1690 | 726322.6578 |  |  | 726322.6578 | 365357.3039 |  | Electric Utility/IPP Non-CHP | N | OP
EXCLUDE | PA | Bethlehem Renewable Energy LLC | 56572 | 1 | LFG | GT | 5.5 | 4.7 | 0 | 28175 |  |  | 28175 | 28247.7294 |  | IPP Non-CHP | N | OP |  | Non Fossil fuel type
EXCLUDE | PA | Blossburg | 3120 | 1 | NG | GT | 24 | 19 | 0 | 5189 |  |  | 5189 | 4303.0524 |  | IPP Non-CHP | N | OP |  | Simple Cycle Turbine (PRMVR=GT or OT) unit under 25MW
EXCLUDE | PA | Blue Ridge Landfill | 57466 | GEN1 | LFG | IC | 1.6 | 1.6 | 0 | 0 |  |  | 0 | 0 |  | IPP Non-CHP | N | P |  | Internal Combustion (PRMVR=IC)
EXCLUDE | PA | Blue Ridge Landfill | 57466 | GEN2 | LFG | IC | 1.6 | 1.6 | 0 | 0 |  |  | 0 | 0 |  | IPP Non-CHP | N | P |  | Internal Combustion (PRMVR=IC)
EXCLUDE | PA | Blue Ridge Landfill | 57466 | GEN3 | LFG | IC | 1.6 | 1.6 | 0 | 0 |  |  | 0 | 0 |  | IPP Non-CHP | N | P |  | Internal Combustion (PRMVR=IC)
EXCLUDE | PA | Blue Ridge Landfill | 57466 | GEN4 | LFG | IC | 1.6 | 1.6 | 0 | 0 |  |  | 0 | 0 |  | IPP Non-CHP | N | P |  | Internal Combustion (PRMVR=IC)
EXCLUDE | PA | Broad Mountain | 56911 | GEN1 | LFG | GT | 5.5 | 4.3 | 0 | 20770.5 |  |  | 20770.5 | 21134.6024 |  | IPP Non-CHP | N | OP |  | Non Fossil fuel type
EXCLUDE | PA | Broad Mountain | 56911 | GEN2 | LFG | GT | 5.5 | 4.4 | 0 | 20770.5 |  |  | 20770.5 | 21134.6024 |  | IPP Non-CHP | N | OP |  | Non Fossil fuel type
NGCC | PA | Brunot Island | 3096 | 3 | NG | CC | 65.3 | 48 | 918 | 1631.5387 |  |  | 1631.5387 | 886.6787 |  | Electric Utility/IPP Non-CHP | N | OP
SSTLOGN | PA | Brunot Island | 3096 | 1A | DFO | GT | 25.5 | 15 | 0 | -273.3333 |  |  | -273.3333 | 39.5656 |  | IPP Non-CHP | N | OP
SSTLOGN | PA | Brunot Island | 3096 | 1B | DFO | GT | 25.5 | 15 | 0 | -273.3333 |  |  | -273.3333 | 39.5656 |  | IPP Non-CHP | N | OP
SSTLOGN | PA | Brunot Island | 3096 | 1C | DFO | GT | 25.5 | 15 | 0 | -273.3333 |  |  | -273.3333 | 39.5656 |  | IPP Non-CHP | N | OP
NGCC | PA | Brunot Island | 3096 | 2A | NG | CC | 65.3 | 48 | 918 | 1463.4079 |  |  | 1463.4079 | 886.6787 |  | Electric Utility/IPP Non-CHP | N | OP
NGCC | PA | Brunot Island | 3096 | 2B | NG | CC | 65.3 | 48 | 918 | 891.9801 |  |  | 891.9801 | 886.6787 |  | Electric Utility/IPP Non-CHP | N | OP
NGCC | PA | Brunot Island | 3096 | ST4 | NG | CC | 144 | 101 | 918 | 1631.5387 |  |  | 1631.5387 | 1955.3099 |  | Electric Utility/IPP Non-CHP | N | OP
EXCLUDE | PA | Bucknell University | 54333 | G001 | NG | CC | 4.7 | 4.3 | 0 | 34333.9063 | 0.84198 | 29313.7558 | 40777.4341 | 25755.7279 |  | Commercial CHP | Y | OP |  | Combined Cycle (PRMVR=CC) unit under 25MW
EXCLUDE | PA | Bucknell University | 54333 | G502 | NG | CC | 1.2 | 0.5 | 0 | 8766.1037 | 0.84198 | 7484.3632 | 10411.2598 | 6575.9305 |  | Commercial CHP | Y | OP |  | Combined Cycle (PRMVR=CC) unit under 25MW
COALST | PA | Cambria Cogen | 10641 | GEN1 | WC | ST | 98 | 87.5 | 1360 | 733278 | 0.85032 | 587197.4296 | 862351.292 | 1052074.1556 |  | IPP CHP | Y | OP
EXCLUDE | PA | CASD Solar | 57668 | CASDE | SUN | PV | 0.9 | 0.9 | 0 | 0.69231 |  |  | 0.69231 | 0 |  | Commercial Non-CHP | N | OP |  | Non Combustion (NUC, WAT, WND, GEO, or SUN)
EXCLUDE | PA | CASD Solar | 57668 | CASDW | SUN | PV | 0.4 | 0.4 | 0 | 0.30769 |  |  | 0.30769 | 0 |  | Commercial Non-CHP | N | OP |  | Non Combustion (NUC, WAT, WND, GEO, or SUN)
EXCLUDE | PA | Casselman Wind Power Project | 56369 | 1 | WND | WT | 34.5 | 34.5 | 0 | 95349 |  |  | 95349 | 0 |  | IPP Non-CHP | N | OP |  | Non Combustion (NUC, WAT, WND, GEO, or SUN)
EXCLUDE | PA | Chester Generating Station | 3157 | 7 | DFO | GT | 18.6 | 13 | 0 | 314.6667 |  |  | 314.6667 | 384.2424 |  | IPP Non-CHP | N | OP |  | Simple Cycle Turbine (PRMVR=GT or OT) unit under 25MW
EXCLUDE | PA | Chester Generating Station | 3157 | 8 | DFO | GT | 18.6 | 13 | 0 | 314.6667 |  |  | 314.6667 | 384.2424 |  | IPP Non-CHP | N | OP |  | Simple Cycle Turbine (PRMVR=GT or OT) unit under 25MW
EXCLUDE | PA | Chester Generating Station | 3157 | 9 | DFO | GT | 18.6 | 13 | 0 | 314.6667 |  |  | 314.6667 | 384.2424 |  | IPP Non-CHP | N | OP |  | Simple Cycle Turbine (PRMVR=GT or OT) unit under 25MW
EXCLUDE | PA | Chester Operations | 50410 | 5 | WC | ST | 67 | 67 | 1077 | 77593 | 0.42986 | 468187.1216 | 180506.3474 | 669012.282 |  | Industrial CHP/Pulp & Paper Mill | Y | OP |  | Commercial/Industrial Unit
EXCLUDE | PA | Chestnut Flats Wind Farm | 57268 | 1 | WND | WT | 38 | 38 | 0 | 419 |  |  | 419 | 0 |  | IPP Non-CHP | N | OP |  | Non Combustion (NUC, WAT, WND, GEO, or SUN)
COALST | PA | Cheswick Power Plant | 8226 | 1 | BIT | ST | 637 | 580 | 6000 | 2538480 |  |  | 2538480 | 2672464.518 |  | Electric Utility/IPP Non-CHP | N | OP
EXCLUDE | PA | Clairton Works | 50729 | GEN1 | OG | ST | 21 | 16 | 0 | 107547 | 0.0902 | 4934980.6529 | 1192317.0732 | 340209.0204 |  | Industrial CHP | Y | OP |  | Steam unit (PRMVR=ST) under 25MW/250 MMBtu/hr
EXCLUDE | PA | Clairton Works | 50729 | GEN3 | OG | ST | 10 | 6 | 0 | 11013 |  |  | 11013 | 34837.9959 |  | Industrial CHP | N | OP |  | Steam unit (PRMVR=ST) under 25MW/250 MMBtu/hr
COALST | PA | Colver Power Project | 10143 | COLV | WC | ST | 118 | 110 | 1320 | 891504 |  |  | 891504 | 1110541.0624 |  | Electric Utility/IPP Non-CHP | N | OP
COALST | PA | Conemaugh | 3118 | 1 | BIT | ST | 936 | 850 | 8985 | 4887842 |  |  | 4887842 | 4918614.311 |  | Electric Utility/IPP Non-CHP | N | OP
COALST | PA | Conemaugh | 3118 | 2 | BIT | ST | 936 | 850 | 8985 | 5923003 |  |  | 5923003 | 5773899.455 |  | Electric Utility/IPP Non-CHP | N | OP
EXCLUDE | PA | Conemaugh | 3118 | A | DFO | IC | 3 | 2.8 | 0 | 0 |  |  | 0 | 0 |  | IPP Non-CHP | N | SB |  | Internal Combustion (PRMVR=IC)
EXCLUDE | PA | Conemaugh | 3118 | B | DFO | IC | 3 | 2.8 | 0 | 0 |  |  | 0 | 0 |  | IPP Non-CHP | N | SB |  | Internal Combustion (PRMVR=IC)
EXCLUDE | PA | Conemaugh | 3118 | C | DFO | IC | 3 | 2.8 | 0 | 0 |  |  | 0 | 0 |  | IPP Non-CHP | N | SB |  | Internal Combustion (PRMVR=IC)
EXCLUDE | PA | Conemaugh | 3118 | D | DFO | IC | 3 | 2.8 | 0 | 0 |  |  | 0 | 0 |  | IPP Non-CHP | N | SB |  | Internal Combustion (PRMVR=IC)
EXCLUDE | PA | Conemaugh Hydro Plant | 52173 | GEN1 | WAT | HY | 7.5 | 2 | 0 | 35339.5 |  |  | 35339.5 | 0 |  | IPP Non-CHP | N | OP |  | Non Combustion (NUC, WAT, WND, GEO, or SUN)
EXCLUDE | PA | Conemaugh Hydro Plant | 52173 | GEN2 | WAT | HY | 7.5 | 2 | 0 | 35339.5 |  |  | 35339.5 | 0 |  | IPP Non-CHP | N | OP |  | Non Combustion (NUC, WAT, WND, GEO, or SUN)
EXCLUDE | PA | Covanta Delaware Valley | 10746 | GEN1 | MSB | ST | 90 | 80 | 0 | 555858 |  |  | 555858 | 1187267.7257 |  | IPP Non-CHP | N | OP |  | Non Fossil fuel type
EXCLUDE | PA | Covanta Plymouth Renewable Energy | 54625 | TGI | MSB | ST | 32.1 | 28 | 0 | 205710 |  |  | 205710 | 392027.1718 |  | Commercial Non-CHP | N | OP |  | Non Fossil fuel type
EXCLUDE | PA | Crayola Solar Project | 57216 | 1 | SUN | PV | 1 | 1 | 0 | 411.7857 |  |  | 411.7857 | 0 |  | IPP Non-CHP | N | OP |  | Non Combustion (NUC, WAT, WND, GEO, or SUN)
EXCLUDE | PA | Crayola Solar Project | 57216 | 2 | SUN | PV | 1 | 1 | 0 | 411.7857 |  |  | 411.7857 | 0 |  | IPP Non-CHP | N | OP |  | Non Combustion (NUC, WAT, WND, GEO, or SUN)
EXCLUDE | PA | Crayola Solar Project | 57216 | 3 | SUN | PV | 0.8 | 0.8 | 0 | 329.4286 |  |  | 329.4286 | 0 |  | IPP Non-CHP | N | TS |  | Non Combustion (NUC, WAT, WND, GEO, or SUN)
COALST | PA | Cromby Generating Station | 3159 | 1 | BIT | ST | 187.5 | 144 | 0 | 123855 |  |  | 123855 | 97418.6407 |  | IPP Non-CHP | N | RE | 2011
OGST | PA | Cromby Generating Station | 3159 | 2 | RFO | ST | 230 | 201 | 0 | 27925 |  |  | 27925 | 96203.7985 |  | IPP Non-CHP | N | RE | 2011
EXCLUDE | PA | Cromby Generating Station | 3159 | ICI | DFO | IC | 2.7 | 2.7 | 0 | 0 |  |  | 0 | 0 |  | IPP Non-CHP | N | RE | 2011 | Internal Combustion (PRMVR=IC)
SSTLOGN | PA | Croydon CT Generating Station | 8012 | 11 | DFO | GT | 68.3 | 49 | 838 | 1381.75 |  |  | 1381.75 | 2164.0782 |  | Electric Utility/IPP Non-CHP | N | OP
SSTLOGN | PA | Croydon CT Generating Station | 8012 | 12 | DFO | GT | 68.3 | 49 | 838 | 1381.75 |  |  | 1381.75 | 2088.6944 |  | Electric Utility/IPP Non-CHP | N | OP
SSTLOGN | PA | Croydon CT Generating Station | 8012 | 21 | DFO | GT | 68.3 | 49 | 838 | 1381.75 |  |  | 1381.75 | 1440.9905 |  | Electric Utility/IPP Non-CHP | N | OP
SSTLOGN | PA | Croydon CT Generating Station | 8012 | 22 | DFO | GT | 68.3 | 49 | 838 | 1381.75 |  |  | 1381.75 | 2126.4719 |  | Electric Utility/IPP Non-CHP | N | OP
SSTLOGN | PA | Croydon CT Generating Station | 8012 | 31 | DFO | GT | 68.3 | 49 | 838 | 1381.75 |  |  | 1381.75 | 1229.1463 |  | Electric Utility/IPP Non-CHP | N | OP
SSTLOGN | PA | Croydon CT Generating Station | 8012 | 32 | DFO | GT | 68.3 | 49 | 838 | 1381.75 |  |  | 1381.75 | 1430.1399 |  | Electric Utility/IPP Non-CHP | N | OP
SSTLOGN | PA | Croydon CT Generating Station | 8012 | 41 | DFO | GT | 68.3 | 49 | 838 | 1381.75 |  |  | 1381.75 | 1484.4338 |  | Electric Utility/IPP Non-CHP | N | OP
SSTLOGN | PA | Croydon CT Generating Station | 8012 | 42 | DFO | GT | 68.3 | 49 | 838 | 1381.75 |  |  | 1381.75 | 2084.3737 |  | Electric Utility/IPP Non-CHP | N | OP
EXCLUDE | PA | Cumberland County PA LFG Recovery | 56887 | GEN1 | LFG | IC | 1.6 | 1.6 | 0 | 0 |  |  | 0 | 0 |  | IPP Non-CHP | N | OP |  | Internal Combustion (PRMVR=IC)
EXCLUDE | PA | Cumberland County PA LFG Recovery | 56887 | GEN2 | LFG | IC | 1.6 | 1.6 | 0 | 0 |  |  | 0 | 0 |  | IPP Non-CHP | N | OP |  | Internal Combustion (PRMVR=IC)
EXCLUDE | PA | Cumberland County PA LFG Recovery | 56887 | GEN3 | LFG | IC | 1.6 | 1.6 | 0 | 0 |  |  | 0 | 0 |  | IPP Non-CHP | N | OP |  | Internal Combustion (PRMVR=IC)
EXCLUDE | PA | Cumberland County PA LFG Recovery | 56887 | GEN4 | LFG | IC | 1.6 | 1.6 | 0 | 0 |  |  | 0 | 0 |  | IPP Non-CHP | N | OP |  | Internal Combustion (PRMVR=IC)
EXCLUDE | PA | Delaware Generating Station | 3160 | 1 | DFO | IC | 2.7 | 2.7 | 0 | 0 |  |  | 0 | 0 |  | IPP Non-CHP | N | RE | 2006 | Internal Combustion (PRMVR=IC)
EXCLUDE | PA | Delaware Generating Station | 3160 | 7 | RFO | ST | 156.2 | 126 | 0 | 0 |  |  | 0 | 0 |  | IPP Non-CHP | N | RE | 2004 | Retired in 2004
EXCLUDE | PA | Delaware Generating Station | 3160 | 8 | RFO | ST | 156.2 | 124 | 0 | 0 |  |  | 0 | 0 |  | IPP Non-CHP | N | RE | 2004 | Retired in 2004
EXCLUDE | PA | Delaware Generating Station | 3160 | 9 | DFO | GT | 21.2 | 17 | 0 | 204.0156 |  |  | 204.0156 | 362.8032 |  | IPP Non-CHP | N | OP |  | Simple Cycle Turbine (PRMVR=GT or OT) unit under 25MW
EXCLUDE | PA | Delaware Generating Station | 3160 | 10 | DFO | GT | 18.6 | 13 | 0 | 178.9948 |  |  | 178.9948 | 318.3085 |  | IPP Non-CHP | N | OP |  | Simple Cycle Turbine (PRMVR=GT or OT) unit under 25MW
EXCLUDE | PA | Delaware Generating Station | 3160 | 11 | DFO | GT | 18.6 | 13 | 0 | 178.9948 |  |  | 178.9948 | 318.3085 |  | IPP Non-CHP | N | OP |  | Simple Cycle Turbine (PRMVR=GT or OT) unit under 25MW
EXCLUDE | PA | Delaware Generating Station | 3160 | 12 | DFO | GT | 18.6 | 13 | 0 | 178.9948 |  |  | 178.9948 | 318.3085 |  | IPP Non-CHP | N | OP |  | Simple Cycle Turbine (PRMVR=GT or OT) unit under 25MW
COALST | PA | Ebensburg Power | 10603 | GEN1 | WC | ST | 57.6 | 50 | 860 | 434239 | 0.64667 | 1079367.3994 | 671497.3674 | 694227.5237 |  | IPP CHP | Y | OP
COALST | PA | Eddystone Generating Station | 3161 | 1 | BIT | ST | 353.6 | 279 | 0 | 130629 |  |  | 130629 | 158641.4982 |  | IPP Non-CHP | N | RE | 2011
OGST | PA | Eddystone Generating Station | 3161 | 2 | NG | ST | 353.6 | 309 | 0 | 196497 |  |  | 196497 | 175208.7687 |  | IPP Non-CHP | N | OP | 2012
OGST | PA | Eddystone Generating Station | 3161 | 3 | NG | ST | 391 | 380 | 5863.1 | 52682 |  |  | 52682 | 71329.957 |  | Electric Utility/IPP Non-CHP | N | OP
OGST | PA | Eddystone Generating Station | 3161 | 4 | NG | ST | 391 | 380 | 5345.3 | 45917 |  |  | 45917 | 59457.588 |  | Electric Utility/IPP Non-CHP | N | OP
EXCLUDE | PA | Eddystone Generating Station | 3161 | 10 | DFO | GT | 18.6 | 13 | 0 | 208.4322 |  |  | 208.4322 | 285.7191 |  | IPP Non-CHP | N | OP |  | Simple Cycle Turbine (PRMVR=GT or OT) unit under 25MW
EXCLUDE | PA | Eddystone Generating Station | 3161 | 20 | DFO | GT | 18.6 | 13 | 0 | 208.4322 |  |  | 208.4322 | 285.7191 |  | IPP Non-CHP | N | OP |  | Simple Cycle Turbine (PRMVR=GT or OT) unit under 25MW
EXCLUDE | PA | Eddystone Generating Station | 3161 | 30 | DFO | GT | 21.2 | 17 | 0 | 237.5678 |  |  | 237.5678 | 325.6584 |  | IPP Non-CHP | N | OP |  | Simple Cycle Turbine (PRMVR=GT or OT) unit under 25MW
EXCLUDE | PA | Eddystone Generating Station | 3161 | 40 | DFO | GT | 21.2 | 17 | 0 | 237.5678 |  |  | 237.5678 | 325.6584 |  | IPP Non-CHP | N | OP |  | Simple Cycle Turbine (PRMVR=GT or OT) unit under 25MW
COALST | PA | Elrama Power Plant | 3098 | 1 | BIT | ST | 100 | 93 | 0 | 7754 |  |  | 7754 | 13134.8886 |  | Electric Utility/IPP Non-CHP | N | OP | 2012
COALST | PA | Elrama Power Plant | 3098 | 2 | BIT | ST | 100 | 93 | 1254 | 25777 |  |  | 25777 | 42405.694 |  | Electric Utility/IPP Non-CHP | N | OP | 2012
COALST | PA | Elrama Power Plant | 3098 | 3 | BIT | ST | 125 | 103 | 1300 | 22024 |  |  | 22024 | 36464.099 |  | Electric Utility/IPP Non-CHP | N | OP | 2012
COALST | PA | Elrama Power Plant | 3098 | 4 | BIT | ST | 185 | 171 | 1965 | 99020 |  |  | 99020 | 139849.988 |  | Electric Utility/IPP Non-CHP | N | OP | 2012
EXCLUDE | PA | Erie Coke | 50920 | 1 | OG | ST | 2.5 | 1 | 0 | 137.74 | 0.024477 | 24973.9457 | 5627.3236 | 13372.8515 |  | Industrial CHP | Y | SB |  | Steam unit (PRMVR=ST) under 25MW/250 MMBtu/hr
EXCLUDE | PA | F R Phillips | 3099 | 1 | BIT | ST | 69 | 58 | 0 | 0 |  |  | 0 | 0 |  | IPP Non-CHP | N | RE | 2002 | Retired in 2002
EXCLUDE | PA | F R Phillips | 3099 | 2 | BIT | ST | 81 | 59 | 0 | 0 |  |  | 0 | 0 |  | IPP Non-CHP | N | RE | 2002 | Retired in 2002
EXCLUDE | PA | F R Phillips | 3099 | 3 | BIT | ST | 81 | 59 | 0 | 0 |  |  | 0 | 0 |  | IPP Non-CHP | N | RE | 2002 | Retired in 2002
EXCLUDE | PA | F R Phillips | 3099 | 4 | BIT | ST | 179 | 134 | 0 | 0 |  |  | 0 | 0 |  | IPP Non-CHP | N | RE | 2002 | Retired in 2002
NGCC | PA | Fairless Energy Center | 55298 | CT1A | NG | CC | 198.9 | 178 | 2406 | 1072404.7298 |  |  | 1072404.7298 | 454024.3151 |  | Electric Utility/IPP Non-CHP | N | OP
NGCC | PA | Fairless Energy Center | 55298 | CT1B | NG | CC | 198.9 | 178 | 2406 | 1072404.7298 |  |  | 1072404.7298 | 454024.3151 |  | Electric Utility/IPP Non-CHP | N | OP
NGCC | PA | Fairless Energy Center | 55298 | CT2A | NG | CC | 198.9 | 178 | 2406 | 1072404.7298 |  |  | 1072404.7298 | 454024.3151 |  | Electric Utility/IPP Non-CHP | N | OP
NGCC | PA | Fairless Energy Center | 55298 | CT2B | NG | CC | 198.9 | 178 | 2406 | 1072404.7298 |  |  | 1072404.7298 | 454024.3151 |  | Electric Utility/IPP Non-CHP | N | OP
NGCC | PA | Fairless Energy Center | 55298 | ST1 | NG | CC | 271.2 | 241.2 | 2406 | 1462223.0404 |  |  | 1462223.0404 | 619061.8113 |  | Electric Utility/IPP Non-CHP | N | OP
NGCC | PA | Fairless Energy Center | 55298 | ST2 | NG | CC | 271.2 | 258 | 2406 | 1462223.0404 |  |  | 1462223.0404 | 619061.8113 |  | Electric Utility/IPP Non-CHP | N | OP
EXCLUDE | PA | Fairless Hills | 7701 | A | LFG | ST | 30 | 30 | 468.7 | 125586 | 0.71459 | 228197.6184 | 175746.6723 | 105095.6426 |  | Electric Utility/IPP CHP | Y | OP |  | Non Fossil fuel type
EXCLUDE | PA | Fairless Hills | 7701 | B | LFG | ST | 30 | 30 | 468.7 | 115999 | 0.64672 | 288274.9997 | 179365.4272 | 97072.8381 |  | Electric Utility/IPP CHP | Y | OP |  | Non Fossil fuel type
EXCLUDE | PA | Falling Spring | 7397 | 5 | NG | IC | 2 | 2.1 | 0 | 0 |  |  | 0 | 0 |  | Electric Utility | N | OP |  | Internal Combustion (PRMVR=IC)
EXCLUDE | PA | Falling Spring | 7397 | 6 | NG | IC | 2 | 2.1 | 0 | 0 |  |  | 0 | 0 |  | Electric Utility | N | OP |  | Internal Combustion (PRMVR=IC)
EXCLUDE | PA | Falling Spring | 7397 | 7 | NG | IC | 3.2 | 2.9 | 0 | 0 |  |  | 0 | 0 |  | Electric Utility | N | OP |  | Internal Combustion (PRMVR=IC)
EXCLUDE | PA | Falls | 3162 | 1 | DFO | GT | 21.2 | 17 | 0 | -305.3333 |  |  | -305.3333 | 318.8614 |  | IPP Non-CHP | N | OP |  | Simple Cycle Turbine (PRMVR=GT or OT) unit under 25MW
EXCLUDE | PA | Falls | 3162 | 2 | DFO | GT | 21.2 | 17 | 0 | -305.3333 |  |  | -305.3333 | 318.8614 |  | IPP Non-CHP | N | OP |  | Simple Cycle Turbine (PRMVR=GT or OT) unit under 25MW
EXCLUDE | PA | Falls | 3162 | 3 | DFO | GT | 21.2 | 17 | 0 | -305.3333 |  |  | -305.3333 | 318.8614 |  | IPP Non-CHP | N | OP |  | Simple Cycle Turbine (PRMVR=GT or OT) unit under 25MW
NGCC | PA | Fayette Energy Facility | 55516 | CTG1 | NG | CC | 163.5 | 154.8 | 2700 | 843590.701 |  |  | 843590.701 | 377212.8579 |  | Electric Utility/IPP Non-CHP | N | OP
NGCC | PA | Fayette Energy Facility | 55516 | CTG2 | NG | CC | 163.5 | 154.8 | 2700 | 843590.701 |  |  | 843590.701 | 377212.8579 |  | Electric Utility/IPP Non-CHP | N | OP
NGCC | PA | Fayette Energy Facility | 55516 | STG1 | NG | CC | 317.1 | 290.9 | 2700 | 1636101.598 |  |  | 1636101.598 | 731585.3042 |  | Electric Utility/IPP Non-CHP | N | OP
SSTLOGN | PA | FirstEnergy Allegheny Energy Units 1 & 2 | 55196 | UNT1 | NG | GT | 43.8 | 44 | 485 | 23736.5 |  |  | 23736.5 | 14948.578 |  | Electric Utility/IPP Non-CHP | N | OP
SSTLOGN | PA | FirstEnergy Allegheny Energy Units 1 & 2 | 55196 | UNT2 | NG | GT | 43.8 | 44 | 485 | 23736.5 |  |  | 23736.5 | 14103.529 |  | Electric Utility/IPP Non-CHP | N | OP
SSTLOGN | PA | FirstEnergy Allegheny Energy Units 8 & 9 | 55377 | UNT8 | NG | GT | 43.8 | 44 | 493 | 23112.5 |  |  | 23112.5 | 14459.44 |  | Electric Utility/IPP Non-CHP | N | OP
SSTLOGN | PA | FirstEnergy Allegheny Energy Units 8 & 9 | 55377 | UNT9 | NG | GT | 43.8 | 44 | 493 | 23112.5 |  |  | 23112.5 | 14186.771 |  | Electric Utility/IPP Non-CHP | N | OP
EXCLUDE | PA | FirstEnergy Allegheny Hydro Partners Ltd | 50893 | GEN1 | WAT | HY | 4.6 | 3 | 0 | 15925 |  |  | 15925 | 0 |  | IPP Non-CHP | N | OP |  | Non Combustion (NUC, WAT, WND, GEO, or SUN)
EXCLUDE | PA | FirstEnergy Allegheny Hydro Partners Ltd | 50893 | GEN2 | WAT | HY | 4.6 | 3 | 0 | 15925 |  |  | 15925 | 0 |  | IPP Non-CHP | N | OP |  | Non Combustion (NUC, WAT, WND, GEO, or SUN)
COALST | PA | FirstEnergy Armstrong Power Station | 3178 | 1 | BIT | ST | 163.2 | 172 | 2342 | 824767 |  |  | 824767 | 845736.884 |  | IPP Non-CHP | N | OP | 2012
COALST | PA | FirstEnergy Armstrong Power Station | 3178 | 2 | BIT | ST | 163.2 | 172 | 2342 | 888839 |  |  | 888839 | 895133.794 |  | IPP Non-CHP | N | OP | 2012
COALST | PA | FirstEnergy Bruce Mansfield | 6094 | 1 | BIT | ST | 913.7 | 830 | 8500 | 6187279 |  |  | 6187279 | 6160366.878 |  | Electric Utility/IPP Non-CHP | N | OP
COALST | PA | FirstEnergy Bruce Mansfield | 6094 | 2 | BIT | ST | 913.7 | 830 | 8300 | 6393222 |  |  | 6393222 | 6191733.013 |  | Electric Utility/IPP Non-CHP | N | OP
COALST | PA | FirstEnergy Bruce Mansfield | 6094 | 3 | BIT | ST | 913.7 | 850 | 8500 | 5465067 |  |  | 5465067 | 5487700.614 |  | Electric Utility/IPP Non-CHP | N | OP
EXCLUDE | PA | FirstEnergy Lake Lynn Power Station | 6636 | 1 | WAT | HY | 12.8 | 13 | 0 | 42516.25 |  |  | 42516.25 | 0 |  | IPP Non-CHP | N | OP |  | Non Combustion (NUC, WAT, WND, GEO, or SUN)
EXCLUDE | PA | FirstEnergy Lake Lynn Power Station | 6636 | 2 | WAT | HY | 12.8 | 13 | 0 | 42516.25 |  |  | 42516.25 | 0 |  | IPP Non-CHP | N | OP |  | Non Combustion (NUC, WAT, WND, GEO, or SUN)
EXCLUDE | PA | FirstEnergy Lake Lynn Power Station | 6636 | 3 | WAT | HY | 12.8 | 13 | 0 | 42516.25 |  |  | 42516.25 | 0 |  | IPP Non-CHP | N | OP |  | Non Combustion (NUC, WAT, WND, GEO, or SUN)
EXCLUDE | PA | FirstEnergy Lake Lynn Power Station | 6636 | 4 | WAT | HY | 12.8 | 13 | 0 | 42516.25 |  |  | 42516.25 | 0 |  | IPP Non-CHP | N | OP |  | Non Combustion (NUC, WAT, WND, GEO, or SUN)
EXCLUDE | PA | FirstEnergy Mitchell Power Station | 3181 | 1 | DFO | ST | 74.7 | 82 | 0 | 0 |  |  | 0 | 0 |  | IPP Non-CHP | N | RE | 2002 | Retired in 2002
OGST | PA | FirstEnergy Mitchell Power Station | 3181 | 2 | DFO | ST | 74.7 | 82 | -91.0758 |  |  |  |  | 0 |  | Electric Utility/IPP Non-CHP | N | OP
COALST | PA | FirstEnergy Mitchell Power Station | 3181 | 3 | BIT | ST | 299.2 | 278 | 4907.0758 | 765190 |  |  | 765190 | 823568.971 |  | Electric Utility/IPP Non-CHP | N | OP
EXCLUDE | PA | FirstEnergy Seneca | 8225 | 1 | WAT | PS | 220 | 218 | 0 | -62771.3006 |  |  | -62771.3006 | 0 |  | IPP Non-CHP | N | OP |  | Non Combustion (NUC, WAT, WND, GEO, or SUN)
EXCLUDE | PA | FirstEnergy Seneca | 8225 | 2 | WAT | PS | 220 | 203 | 0 | -62771.3006 |  |  | -62771.3006 | 0 |  | IPP Non-CHP | N | OP |  | Non Combustion (NUC, WAT, WND, GEO, or SUN)
EXCLUDE | PA | FirstEnergy Seneca | 8225 | 3 | WAT | PS | 29 | 30 | 0 | -8274.3987 |  |  | -8274.3987 | 0 |  | IPP Non-CHP | N | OP |  | Non Combustion (NUC, WAT, WND, GEO, or SUN)
EXCLUDE | PA | FirstEnergy Springdale Power Station | 3182 | 7 | RFO | ST | 74.7 | 86 | 0 | 0 |  |  | 0 | 0 |  | IPP Non-CHP | N | RE | 2005 | Retired in 2005
EXCLUDE | PA | FirstEnergy Springdale Power Station | 3182 | 8 | DFO | ST | 140.6 | 121 | 0 | 0 |  |  | 0 | 0 |  | IPP Non-CHP | N | RE | 2005 | Retired in 2005
EXCLUDE | PA | Forward Windpower LLC | 56699 | 1 | WND | WT | 29.4 | 29.4 | 0 | 58949 |  |  | 58949 | 0 |  | IPP Non-CHP | N | OP |  | Non Combustion (NUC, WAT, WND, GEO, or SUN)
COALST | PA | Foster Wheeler Mt Carmel Cogen | 10343 | TG1 | WC | ST | 47.3 | 43 | 624 | 272558 | 0.79929 | 311371.9207 | 341001.4175 | 489371.323 |  | IPP CHP | Y | OP
EXCLUDE | PA | FPL E Somerset Windpower LLC | 55803 | EW | WND | WT | 9 | 9 | 0 | 19577 |  |  | 19577 | 0 |  | IPP Non-CHP | N | OP |  | Non Combustion (NUC, WAT, WND, GEO, or SUN)
NGCC | PA | FPL Energy Marcus Hook LP | 55801 | CT13 | NG | CC | 188.2 | 162 | 2923.3 | 906302.1251 | 0.99982 | 738.1617 | 906464.3823 | 528276.6608 |  | IPP CHP | Y | OP
NGCC | PA | FPL Energy Marcus Hook LP | 55801 | CT1A | NG | CC | 188.2 | 162 | 2923.3 | 906302.1251 | 0.99982 | 738.1617 | 906464.3823 | 528276.6608 |  | IPP CHP | Y | OP
NGCC | PA | FPL Energy Marcus Hook LP | 55801 | CTIB | NG | CC | 188.2 | 160 | 2923.3 | 906302.1251 | 0.99982 | 738.1617 | 906464.3823 | 528276.6608 |  | IPP CHP | Y | OP
NGCC | PA | FPL Energy Marcus Hook LP | 55801 | STG | NG | CC | 271.5 | 233.5 | 2923.3 | 1307444.3516 | 0.99982 | 1064.8826 | 1307678.426 | 762099.4336 |  | IPP CHP | Y | OP
EXCLUDE | PA | Frey Farm Landfill | 56510 | GEN1 | LFG | IC | 1.6 | 1.6 | 0 | 0 | 1 | 0 | 0 | 0 |  | IPP CHP | Y | OP |  | Internal Combustion (PRMVR=IC)
EXCLUDE | PA | Frey Farm Landfill | 56510 | GEN2 | LFG | IC | 1.6 | 1.6 | 0 | 0 | 1 | 0 | 0 | 0 |  | IPP CHP | Y | OP |  | Internal Combustion (PRMVR=IC)
EXCLUDE | PA | G F Weaton Power Station | 50130 | GEN1 | SUB | ST | 60 | 56 | 0 | 166094 |  |  | 166094 | 239284.1259 |  | Industrial Non-CHP | N | OP |  | Commercial/Industrial Unit
EXCLUDE | PA | G F Weaton Power Station | 50130 | GEN2 | SUB | ST | 60 | 56 | 0 | 154280 |  |  | 154280 | 239284.1259 |  | Industrial Non-CHP | N | OP |  | Commercial/Industrial Unit
EXCLUDE | PA | General Electric Diesel Engine Plant | 10058 | REGN | DFO | IC | 4.4 | 4.3 | 0 | 0 | 0.084966 | 0 | 0 | 0 |  | Industrial CHP | Y | OP |  | Internal Combustion (PRMVR=IC)
EXCLUDE | PA | GLRA Landfill | 56512 | GEN1 | LFG | IC | 1.6 | 1.6 | 0 | 0 |  |  | 0 | 0 |  | IPP Non-CHP | N | OP |  | Internal Combustion (PRMVR=IC)
EXCLUDE | PA | GLRA Landfill | 56512 | GEN2 | LFG | IC | 1.6 | 1.6 | 0 | 0 |  |  | 0 | 0 |  | IPP Non-CHP | N | OP |  | Internal Combustion (PRMVR=IC)
NGCC | PA | Grays Ferry Cogeneration | 54785 | GEN1 | NG | CC | 57.6 | 50 | 1103 | 304147.0346 | 0.23997 | 4382450.661 | 1267464.1494 | 190524.562 |  | IPP CHP | Y | OP
NGCC | PA | Grays Ferry Cogeneration | 54785 | GEN2 | NG | CC | 135 | 100 | 1881 | 712844.6124 | 0.23997 | 10271368.7366 | 2970619.1002 | 446541.9422 |  | IPP CHP | Y | OP
EXCLUDE | PA | Green Knight Energy Center | 55765 | TG1 | LFG | GT | 3.3 | 2.4 | 0 | 9478 |  |  | 9478 | 12041.3948 |  | IPP Non-CHP | N | OP |  | Non Fossil fuel type
EXCLUDE | PA | Green Knight Energy Center | 55765 | TG2 | LFG | GT | 3.3 | 2.4 | 0 | 9478 |  |  | 9478 | 12041.3948 |  | IPP Non-CHP | N | OP |  | Non Fossil fuel type
EXCLUDE | PA | Green Knight Energy Center | 55765 | TG3 | LFG | GT | 3.3 | 2.4 | 0 | 9478 |  |  | 9478 | 12041.3948 |  | IPP Non-CHP | N | OP |  | Non Fossil fuel type
EXCLUDE | PA | Green Mountain Wind Farm | 55370 | N60 | WND | WT | 10.4 | 10.4 | 0 | 9831 |  |  | 9831 | 0 |  | IPP Non-CHP | N | OP |  | Non Combustion (NUC, WAT, WND, GEO, or SUN)
EXCLUDE | PA | Greene Energy Resource Recovery Project | 56664 | 1 | WC | ST | 580 | 525 | 0 | 0 |  |  | 0 | 0 |  | IPP Non-CHP | N | P |  | Status of operation (IP,L,P,T,or U)
EXCLUDE | PA | GSK York RDC Solar Facility | 57390 | 1 | SUN | PV | 2.6 | 1.5 | 0 | 2990 |  |  | 2990 | 0 |  | IPP Non-CHP | N | OP |  | Non Combustion (NUC, WAT, WND, GEO, or SUN)
EXCLUDE | PA | Hamilton | 3109 | 1 | DFO | GT | 19.6 | 20 | 0 | 637 |  |  | 637 | 1250.5541 |  | IPP Non-CHP | N | OP |  | Simple Cycle Turbine (PRMVR=GT or OT) unit under 25MW
SSTLOGN | PA | Handsome Lake Energy LLC | 55233 | GT01 | NG | GT | 58.9 | 53.5 | 520 | 8979.2 |  |  | 8979.2 | 4291 |  | Electric Utility/IPP Non-CHP | N | OP
SSTLOGN | PA | Handsome Lake Energy LLC | 55233 | GT02 | NG | GT | 58.9 | 53.5 | 520 | 8979.2 |  |  | 8979.2 | 6560.2 |  | Electric Utility/IPP Non-CHP | N | OP
SSTLOGN | PA | Handsome Lake Energy LLC | 55233 | GT03 | NG | GT | 58.9 | 53.5 | 520 | 8979.2 |  |  | 8979.2 | 6005.4 |  | Electric Utility/IPP Non-CHP | N | OP
SSTLOGN | PA | Handsome Lake Energy LLC | 55233 | GT04 | NG | GT | 58.9 | 53.5 | 520 | 8979.2 |  |  | 8979.2 | 6216.8 |  | Electric Utility/IPP Non-CHP | N | OP
SSTLOGN | PA | Handsome Lake Energy LLC | 55233 | GT05 | NG | GT | 58.9 | 53.5 | 520 | 8979.2 |  |  | 8979.2 | 6313.8 |  | Electric Utility/IPP Non-CHP | N | OP
EXCLUDE | PA | Harrisburg Facility | 10118 | GEN1 | MSW | ST | 8.2 | 6.7 | 0 | 0 | 1 | 0 | 0 | 0 |  | IPP CHP | Y | RE | 2003 | Steam unit (PRMVR=ST) under 25MW/250 MMBtu/hr
EXCLUDE | PA | Harrisburg Facility | 10118 | GEN3 | MSB | ST | 24.1 | 20.8 | 0 | 102046 | 0.30624 | 1051706.3165 | 333224.1176 | 292837.7966 |  | IPP CHP | Y | OP |  | Non Fossil fuel type
COALST | PA | Hatfields Ferry Power Station | 3179 | 1 | BIT | ST | 576 | 530 | 5911 | 3784488 |  |  | 3784488 | 4105114.432 |  | Electric Utility/IPP Non-CHP | N | OP
COALST | PA | Hatfields Ferry Power Station | 3179 | 2 | BIT | ST | 576 | 530 | 5826.5 | 3563556 |  |  | 3563556 | 3725893.893 |  | Electric Utility/IPP Non-CHP | N | OP
COALST | PA | Hatfields Ferry Power Station | 3179 | 3 | BIT | ST | 576 | 530 | 5674.8 | 3439027 |  |  | 3439027 | 3571950.117 |  | Electric Utility/IPP Non-CHP | N | OP
SSTLOGN | PA | Hazelton | 10870 | GEN1 | NG | GT | 72.5 | 62 | 860 | 3322.3178 |  |  | 3322.3178 | 2303.7289 |  | IPP Non-CHP | N | SB
SSTLOGN | PA | Hazelton | 10870 | GEN2 | NG | GT | 33 | 27.8 | 355 | 1512.2274 |  |  | 1512.2274 | 1081.933 |  | IPP Non-CHP | N | SB
SSTLOGN | PA | Hazelton | 10870 | GEN3 | NG | GT | 33 | 28.4 | 355 | 1512.2274 |  |  | 1512.2274 | 1315.088 |  | IPP Non-CHP | N | SB
SSTLOGN | PA | Hazelton | 10870 | GEN4 | NG | GT | 33 | 29 | 355 | 1512.2274 |  |  | 1512.2274 | 1255.365 |  | IPP Non-CHP | N | SB
EXCLUDE | PA | Hazle Township Regulation Services | 57716 | HRS1 | MWH | FW | 20 | 20 | 0 | 0 |  |  | 0 | 0 |  | IPP Non-CHP | N | L |  | Energy Storage Battery or Energy Storage Compressed Air or Flywheel (PRMVR=BA or CE or FW)
EXCLUDE | PA | Highland North Wind Farm | 57991 | 1 | WND | WT | 75 | 75 | 0 | 0 |  |  | 0 | 0 |  | IPP Non-CHP | N | TS |  | Non Combustion (NUC, WAT, WND, GEO, or SUN)
EXCLUDE | PA | Highland Wind Project | 57139 | 1 | WND | WT | 62.5 | 62.5 | 0 | 132772 |  |  | 132772 | 0 |  | IPP Non-CHP | N | OP |  | Non Combustion (NUC, WAT, WND, GEO, or SUN)
COALST | PA | Homer City Station | 3122 | 1 | BIT | ST | 660 | 620 | 6792 | 2829504 |  |  | 2829504 | 2873058.878 |  | Electric Utility/IPP Non-CHP | N | OP
COALST | PA | Homer City Station | 3122 | 2 | BIT | ST | 660 | 614 | 6792 | 2575582 |  |  | 2575582 | 2590919.187 |  | Electric Utility/IPP Non-CHP | N | OP
COALST | PA | Homer City Station | 3122 | 3 | BIT | ST | 692 | 650 | 7260 | 4005722 |  |  | 4005722 | 3873084.18 |  | Electric Utility/IPP Non-CHP | N | OP
NGCC | PA | Hunlock Power Station | 3176 | 3 | NG | CC | 49.9 | 26.8 | 184.6881 | 3860.4942 |  |  | 3860.4942 | 2124.5542 |  | Electric Utility/IPP Non-CHP | N | OP
NGCC | PA | Hunlock Power Station | 3176 | 5 | NG | CC | 48 | 49.5 | 177.6559 | 3713.5015 |  |  | 3713.5015 | 2043.6594 |  | Electric Utility/IPP Non-CHP | N | OP
NGCC | PA | Hunlock Power Station | 3176 | 6 | NG | CC | 48 | 49.8 | 177.6559 | 3713.5015 |  |  | 3713.5015 | 2043.6594 |  | Electric Utility/IPP Non-CHP | N | OP
SSTLOGN | PA | Hunlock Unit 4 | 56397 | 4 | NG | GT | 44 | 45 | 500 | 6060 |  |  | 6060 | 4208.409 |  | Electric Utility/IPP Non-CHP | N | OP
EXCLUDE | PA | Hunterstown | 3110 | 1 | DFO | GT | 20 | 20 | 0 | 987.3333 |  |  | 987.3333 | 1958.9841 |  | IPP Non-CHP | N | OP |  | Simple Cycle Turbine (PRMVR=GT or OT) unit under 25MW
EXCLUDE | PA | Hunterstown | 3110 | 2 | DFO | GT | 20 | 20 | 0 | 987.3333 |  |  | 987.3333 | 1958.9841 |  | IPP Non-CHP | N | OP |  | Simple Cycle Turbine (PRMVR=GT or OT) unit under 25MW
EXCLUDE | PA | Hunterstown | 3110 | 3 | DFO | GT | 20 | 20 | 0 | 987.3333 |  |  | 987.3333 | 1958.9841 |  | IPP Non-CHP | N | OP |  | Simple Cycle Turbine (PRMVR=GT or OT) unit under 25MW
NGCC | PA | Hunterstown | 55976 | 101 | NG | CC | 179 | 165 | 2255 | 836119.5646 |  |  | 836119.5646 | 358544.8844 |  | Electric Utility/IPP Non-CHP | N | OP
NGCC | PA | Hunterstown | 55976 | 201 | NG | CC | 179 | 165 | 2255 | 836119.5646 |  |  | 836119.5646 | 358544.8844 |  | Electric Utility/IPP Non-CHP | N | OP
NGCC | PA | Hunterstown | 55976 | 301 | NG | CC | 179 | 165 | 2255 | 836119.5646 |  |  | 836119.5646 | 358544.8844 |  | Electric Utility/IPP Non-CHP | N | OP
NGCC | PA | Hunterstown | 55976 | 401 | NG | CC | 361 | 315 | 2255 | 1686252.3062 |  |  | 1686252.3062 | 723098.9009 |  | Electric Utility/IPP Non-CHP | N | OP
EXCLUDE | PA | Indiana University of Pennsylvania | 10129 | GEN1 | NG | IC | 6.1 | 6 | 0 | 0 | 0.85426 | 0 | 0 | 0 |  | Commercial CHP | Y | OP |  | Internal Combustion (PRMVR=IC)
EXCLUDE | PA | Indiana University of Pennsylvania | 10129 | GEN2 | NG | IC | 6.1 | 6 | 0 | 0 | 0.85426 | 0 | 0 | 0 |  | Commercial CHP | Y | OP |  | Internal Combustion (PRMVR=IC)
EXCLUDE | PA | Indiana University of Pennsylvania | 10129 | GEN3 | NG | IC | 6.1 | 6 | 0 | 0 | 0.85426 | 0 | 0 | 0 |  | Commercial CHP | Y | OP |  | Internal Combustion (PRMVR=IC)
EXCLUDE | PA | Indiana University of Pennsylvania | 10129 | GEN4 | NG | IC | 6.1 | 6 | 0 | 0 | 0.85426 | 0 | 0 | 0 |  | Commercial CHP | Y | OP |  | Internal Combustion (PRMVR=IC)
EXCLUDE | PA | Jersey Shore Steel Co | 56886 | GEN1 | LFG | IC | 1.6 | 1.6 | 0 | 0 |  |  | 0 | 0 |  | IPP Non-CHP | N | IP |  | Internal Combustion (PRMVR=IC)
COALST | PA | John B Rich Memorial Power Station | 10113 | GEN1 | WC | ST | 88.4 | 80 | 1040 | 641442 | 0.48633 | 3082132.7483 | 1318933.0789 | 941087.532 |  | IPP CHP | Y | OP
EXCLUDE | PA | Johnsonburg Mill | 54638 | PT1 | BLQ | ST | 54 | 49 | 0 | 242181 | 0.31089 | 2442180.3652 | 779002.5926 | 946514.4355 |  | Industrial CHP | Y | OP |  | Commercial/Industrial Unit
EXCLUDE | PA | Juniata Locomotive Shop | 10302 | GEN1 | BIT | ST | 2 | 0.4 | 0 | 1578.19 | 0.021817 | 321908.2637 | 72337.6266 | 26906.4003 |  | Commercial CHP | Y | OP |  | Steam unit (PRMVR=ST) under 25MW/250 MMBtu/hr
EXCLUDE | PA | Juniata Locomotive Shop | 10302 | GEN2 | BIT | ST | 2 | 0.3 | 0 | 1578.19 | 0.021817 | 321908.2637 | 72337.6266 | 26906.4003 |  | Commercial CHP | Y | OP |  | Steam unit (PRMVR=ST) under 25MW/250 MMBtu/hr
COALST | PA | Keystone | 3136 | 1 | BIT | ST | 936 | 850 | 8960 | 5189458 |  |  | 5189458 | 5193428.637 |  | Electric Utility/IPP Non-CHP | N | OP
COALST | PA | Keystone | 3136 | 2 | BIT | ST | 936 | 850 | 8960 | 5984651 |  |  | 5984651 | 6166201.217 |  | Electric Utility/IPP Non-CHP | N | OP
EXCLUDE | PA | Keystone | 3136 | 3 | DFO | IC | 3 | 2.8 | 0 | 0 |  |  | 0 | 0 |  | IPP Non-CHP | N | OP |  | Internal Combustion (PRMVR=IC)
EXCLUDE | PA | Keystone | 3136 | 4 | DFO | IC | 3 | 2.8 | 0 | 0 |  |  | 0 | 0 |  | IPP Non-CHP | N | OP |  | Internal Combustion (PRMVR=IC)
EXCLUDE | PA | Keystone | 3136 | 5 | DFO | IC | 3 | 2.8 | 0 | 0 |  |  | 0 | 0 |  | IPP Non-CHP | N | OP |  | Internal Combustion (PRMVR=IC)
EXCLUDE | PA | Keystone | 3136 | 6 | DFO | IC | 3 | 2.8 | 0 | 0 |  |  | 0 | 0 |  | IPP Non-CHP | N | OP |  | Internal Combustion (PRMVR=IC)
EXCLUDE | PA | Keystone Landfill | 54934 | NO1 | LFG | IC | 0.8 | 0.7 | 0 | 0 |  |  | 0 | 0 |  | IPP Non-CHP | N | OP |  | Internal Combustion (PRMVR=IC)
EXCLUDE | PA | Keystone Landfill | 54934 | NO2 | LFG | IC | 0.8 | 0.7 | 0 | 0 |  |  | 0 | 0 |  | IPP Non-CHP | N | OP |  | Internal Combustion (PRMVR=IC)
EXCLUDE | PA | Keystone Landfill | 54934 | NO3 | LFG | IC | 0.8 | 0.7 | 0 | 0 |  |  | 0 | 0 |  | IPP Non-CHP | N | OP |  | Internal Combustion (PRMVR=IC)
EXCLUDE | PA | Keystone Landfill | 54934 | NO4 | LFG | IC | 0.8 | 0.7 | 0 | 0 |  |  | 0 | 0 |  | IPP Non-CHP | N | OP |  | Internal Combustion (PRMVR=IC)
EXCLUDE | PA | Keystone Landfill | 54934 | NO5 | LFG | IC | 0.8 | 0.7 | 0 | 0 |  |  | 0 | 0 |  | IPP Non-CHP | N | OP |  | Internal Combustion (PRMVR=IC)
EXCLUDE | PA | Keystone Landfill | 54934 | NO6 | LFG | IC | 0.8 | 0.7 | 0 | 0 |  |  | 0 | 0 |  | IPP Non-CHP | N | OP |  | Internal Combustion (PRMVR=IC)
EXCLUDE | PA | Keystone Landfill | 54934 | NO7 | LFG | IC | 0.8 | 0.7 | 0 | 0 |  |  | 0 | 0 |  | IPP Non-CHP | N | OP |  | Internal Combustion (PRMVR=IC)
COALST | PA | Kline Township Cogen Facility | 50039 | GEN1 | WC | ST | 59 | 52 | 750 | 406195 | 0.98808 | 22294.7882 | 411095.6715 | 712961.414 |  | Electric Utility/IPP CHP | Y | OP
EXCLUDE | PA | Knouse Solar Project 1 | 57412 | 1 | SUN | PV | 3 | 0.4 | 0 | 4237 |  |  | 4237 | 0 |  | Industrial Non-CHP | N | OP |  | Non Combustion (NUC, WAT, WND, GEO, or SUN)
EXCLUDE | PA | Koppers Susquehanna Plant | 10731 | GEN1 | WDS | ST | 12.5 | 12 | 0 | 48429 | 0.86262 | 35088.4819 | 56141.8844 | 117821.204 |  | IPP CHP | Y | OP |  | Non Fossil fuel type
EXCLUDE | PA | Lakeview Gas Recovery | 55074 | GEN1 | LFG | IC | 3 | 3 | 0 | 0 |  |  | 0 | 0 |  | IPP Non-CHP | N | OP |  | Internal Combustion (PRMVR=IC)
EXCLUDE | PA | Lakeview Gas Recovery | 55074 | GEN2 | LFG | IC | 3 | 3 | 0 | 0 |  |  | 0 | 0 |  | IPP Non-CHP | N | OP |  | Internal Combustion (PRMVR=IC)
EXCLUDE | PA | Lancaster County Resource Recovery | 50859 | GEN1 | MSB | ST | 35.7 | 32.4 | 0 | 220467 |  |  | 220467 | 457416.2971 |  | IPP Non-CHP | N | OP |  | Non Fossil fuel type
EXCLUDE | PA | Lanchester Generating Station | 56850 | 1 | LFG | IC | 1.6 | 1.6 | 0 | 0 |  |  | 0 | 0 |  | IPP Non-CHP | N | OP |  | Internal Combustion (PRMVR=IC)
EXCLUDE | PA | Lanchester Generating Station | 56850 | 2 | LFG | IC | 1.6 | 1.6 | 0 | 0 |  |  | 0 | 0 |  | IPP Non-CHP | N | OP |  | Internal Combustion (PRMVR=IC)
EXCLUDE | PA | Laurel Hill Wind | 57744 | 1 | WND | WT | 69 | 24 | 0 | 0 |  |  | 0 | 0 |  | IPP Non-CHP | N | P |  | Non Combustion (NUC, WAT, WND, GEO, or SUN)
NGCC | PA | Liberty Electric Power Plant | 55231 | GTG1 | NG | CC | 186 | 158.6 | 2245 | 937591.7687 |  |  | 937591.7687 | 409390.4607 |  | Electric Utility/IPP Non-CHP | N | OP
NGCC | PA | Liberty Electric Power Plant | 55231 | GTG2 | NG | CC | 186 | 158.6 | 2245 | 937591.7687 |  |  | 937591.7687 | 409390.4607 |  | Electric Utility/IPP Non-CHP | N | OP
NGCC | PA | Liberty Electric Power Plant | 55231 | STG | NG | CC | 242 | 223.8 | 2245 | 1219877.4625 |  |  | 1219877.4625 | 532647.8037 |  | Electric Utility/IPP Non-CHP | N | OP
EXCLUDE | PA | Limerick | 6105 | 1 | NUC | ST | 1138.5 | 1146 | 0 | 9231251.5 |  |  | 9231251.5 | 0 |  | IPP Non-CHP | N | OP |  | Non Combustion (NUC, WAT, WND, GEO, or SUN)
EXCLUDE | PA | Limerick | 6105 | 2 | NUC | ST | 1138.5 | 1150 | 0 | 9231251.5 |  |  | 9231251.5 | 0 |  | IPP Non-CHP | N | OP |  | Non Combustion (NUC, WAT, WND, GEO, or SUN)
EXCLUDE | PA | Locust Ridge | 56470 | LRWF | WND | WT | 26 | 26 | 0 | 68371 |  |  | 68371 | 0 |  | IPP Non-CHP | N | OP |  | Non Combustion (NUC, WAT, WND, GEO, or SUN)
EXCLUDE | PA | Locust Ridge II LLC | 56770 | 1 | WND | WT | 102 | 102 | 0 | 204765 |  |  | 204765 | 0 |  | IPP Non-CHP | N | OP |  | Non Combustion (NUC, WAT, WND, GEO, or SUN)
EXCLUDE | PA | Longwood Gardens | 57768 | 1 | SUN | PV | 1.3 | 1.3 | 0 | 890 |  |  | 890 | 0 |  | IPP Non-CHP | N | OP |  | Non Combustion (NUC, WAT, WND, GEO, or SUN)
EXCLUDE | PA | Lookout Windpower LLC | 56700 | 1 | WND | WT | 37.8 | 37.8 | 0 | 105983 |  |  | 105983 | 0 |  | IPP Non-CHP | N | OP |  | Non Combustion (NUC, WAT, WND, GEO, or SUN)
NGCC | PA | Lower Mount Bethel Energy | 55667 | G1 | NG | CC | 211.5 | 167.5 | 2220 | 1162903.9917 |  |  | 1162903.9917 | 500594.0125 |  | Electric Utility/IPP Non-CHP | N | OP
NGCC | PA | Lower Mount Bethel Energy | 55667 | G2 | NG | CC | 211.5 | 169.7 | 2220 | 1162903.9917 |  |  | 1162903.9917 | 500594.0125 |  | Electric Utility/IPP Non-CHP | N | OP
NGCC | PA | Lower Mount Bethel Energy | 55667 | G3 | NG | CC | 228.6 | 214 | 2220 | 1256926.0166 |  |  | 1256926.0166 | 541067.571 |  | Electric Utility/IPP Non-CHP | N | OP
EXCLUDE | PA | Lycoming County | 57582 | 1 | LFG | IC | 1.5 | 1.5 | 0 | 0 |  |  | 0 | 0 |  | IPP Non-CHP | N | P |  | Internal Combustion (PRMVR=IC)
EXCLUDE | PA | Lycoming County | 57582 | 2 | LFG | IC | 1.5 | 1.5 | 0 | 0 |  |  | 0 | 0 |  | IPP Non-CHP | N | P |  | Internal Combustion (PRMVR=IC)
EXCLUDE | PA | Maidencreek Biomass Plant | 56885 | GEN1 | WDS | ST | 5.2 | 5.2 | 0 | 0 |  |  | 0 | 0 |  | IPP Non-CHP | N | IP |  | Non Fossil fuel type
SSTLOGN | PA | Marcus Hook Refinery Cogen | 50074 | GEN1 | NG | GT | 50.5 | 50 | 696 | 11733 | 0.35382 | 97482.793 | 33160.9293 | 7180.2149 |  | IPP CHP | Y | SB
EXCLUDE | PA | Masser Farms Realty Solar | 57494 | MFRS | SUN | PV | 1 | 1 | 0 | 782 |  |  | 782 | 0 |  | IPP Non-CHP | N | OP |  | Non Combustion (NUC, WAT, WND, GEO, or SUN)
EXCLUDE | PA | Mehoopany Wind Energy LLC | 57769 | 1 | WND | WT | 141 | 141 | 0 | 0 |  |  | 0 | 0 |  | IPP Non-CHP | N | L |  | Non Combustion (NUC, WAT, WND, GEO, or SUN)
EXCLUDE | PA | Meyersdale Windpower | 56052 | GE15 | WND | WT | 30 | 30 | 0 | 83154 |  |  | 83154 | 0 |  | IPP Non-CHP | N | OP |  | Non Combustion (NUC, WAT, WND, GEO, or SUN)
EXCLUDE | PA | MF Mesa Lane LLC | 56993 | MESA | SUN | PV | 3 | 1.5 | 0 | 3867 |  |  | 3867 | 0 |  | IPP Non-CHP | N | OP |  | Non Combustion (NUC, WAT, WND, GEO, or SUN)
EXCLUDE | PA | Mill Run Windpower | 55805 | G1 | WND | WT | 15 | 15 | 0 | 37187 |  |  | 37187 | 0 |  | IPP Non-CHP | N | OP |  | Non Combustion (NUC, WAT, WND, GEO, or SUN)
EXCLUDE | PA | Modern Landfill Production Plant | 55142 | GEN2 | LFG | IC | 3 | 3 | 0 | 0 |  |  | 0 | 0 |  | IPP Non-CHP | N | OP |  | Internal Combustion (PRMVR=IC)
EXCLUDE | PA | Modern Landfill Production Plant | 55142 | GEN3 | LFG | IC | 3 | 3 | 0 | 0 |  |  | 0 | 0 |  | IPP Non-CHP | N | OP |  | Internal Combustion (PRMVR=IC)
EXCLUDE | PA | Modern Landfill Production Plant | 55142 | GEN4 | LFG | IC | 3 | 3 | 0 | 0 |  |  | 0 | 0 |  | IPP Non-CHP | N | OP |  | Internal Combustion (PRMVR=IC)
EXCLUDE | PA | Mon Valley Works | 50732 | GEN1 | BFG | ST | 25 | 28 | 0 | 223855 |  |  | 223855 | 342422.4309 |  | Industrial CHP | N | OP |  | Commercial/Industrial Unit
EXCLUDE | PA | Mon Valley Works | 50732 | GEN2 | BFG | ST | 25 | 28 | 0 | 197445 |  |  | 197445 | 302024.0641 |  | Industrial CHP | N | OP |  | Commercial/Industrial Unit
EXCLUDE | PA | Mon Valley Works | 50732 | GEN3 | BFG | ST | 2.5 | 1.9 | 0 | 4926 | 0.63411 | 12930.7135 | 7768.3315 | 7535.1138 |  | Industrial CHP | Y | OP |  | Steam unit (PRMVR=ST) under 25MW/250 MMBtu/hr
EXCLUDE | PA | Morgantown Solar Park | 57362 | 1 | SUN | PV | 2 | 1.6 | 0 | 167 |  |  | 167 | 0 |  | IPP Non-CHP | N | OP |  | Non Combustion (NUC, WAT, WND, GEO, or SUN)
EXCLUDE | PA | Moser Generating Station | 3163 | 1 | DFO | GT | 21.2 | 17 | 0 | 2684 |  |  | 2684 | 2977.9873 |  | IPP Non-CHP | N | OP |  | Simple Cycle Turbine (PRMVR=GT or OT) unit under 25MW
EXCLUDE | PA | Moser Generating Station | 3163 | 2 | DFO | GT | 21.2 | 17 | 0 | 2684 |  |  | 2684 | 2977.9873 |  | IPP Non-CHP | N | OP |  | Simple Cycle Turbine (PRMVR=GT or OT) unit under 25MW
EXCLUDE | PA | Moser Generating Station | 3163 | 3 | DFO | GT | 21.2 | 17 | 0 | 2684 |  |  | 2684 | 2977.9873 |  | IPP Non-CHP | N | OP |  | Simple Cycle Turbine (PRMVR=GT or OT) unit under 25MW
SSTLOGN | PA | Mountain | 3111 | 1 | DFO | GT | 27 | 20 | 326 | 3171 |  |  | 3171 | 4211.669 |  | Electric Utility/IPP Non-CHP | N | OP
SSTLOGN | PA | Mountain | 3111 | 2 | DFO | GT | 27 | 20 | 326 | 3171 |  |  | 3171 | 3453.8773 |  | Electric Utility/IPP Non-CHP | N | OP
EXCLUDE | PA | Mountain View | 56687 | 1 | LFG | IC | 0.3 | 0.3 | 0 | 0 |  |  | 0 | 0 |  | IPP Non-CHP | N | OP |  | Internal Combustion (PRMVR=IC)
EXCLUDE | PA | Mountain View | 56687 | 2 | LFG | IC | 0.3 | 0.3 | 0 | 0 |  |  | 0 | 0 |  | IPP Non-CHP | N | OP |  | Internal Combustion (PRMVR=IC)
EXCLUDE | PA | Mountain View | 56687 | 3 | LFG | IC | 0.3 | 0.3 | 0 | 0 |  |  | 0 | 0 |  | IPP Non-CHP | N | OP |  | Internal Combustion (PRMVR=IC)
EXCLUDE | PA | Mountain View | 56687 | 4 | LFG | IC | 0.3 | 0.3 | 0 | 0 |  |  | 0 | 0 |  | IPP Non-CHP | N | OP |  | Internal Combustion (PRMVR=IC)
EXCLUDE | PA | Mountain View | 56687 | 5 | LFG | IC | 0.3 | 0.3 | 0 | 0 |  |  | 0 | 0 |  | IPP Non-CHP | N | OP |  | Internal Combustion (PRMVR=IC)
EXCLUDE | PA | Mountain View | 56687 | 6 | LFG | IC | 0.3 | 0.3 | 0 | 0 |  |  | 0 | 0 |  | IPP Non-CHP | N | OP |  | Internal Combustion (PRMVR=IC)
EXCLUDE | PA | Mountain View | 56687 | 7 | LFG | IC | 0.3 | 0.3 | 0 | 0 |  |  | 0 | 0 |  | IPP Non-CHP | N | OP |  | Internal Combustion (PRMVR=IC)
EXCLUDE | PA | Mountain View | 56687 | 8 | LFG | IC | 0.3 | 0.3 | 0 | 0 |  |  | 0 | 0 |  | IPP Non-CHP | N | OP |  | Internal Combustion (PRMVR=IC)
EXCLUDE | PA | Mountain View | 56687 | 9 | LFG | IC | 0.3 | 0.3 | 0 | 0 |  |  | 0 | 0 |  | IPP Non-CHP | N | OP |  | Internal Combustion (PRMVR=IC)
EXCLUDE | PA | Mountain View | 56687 | 10 | LFG | IC | 0.3 | 0.3 | 0 | 0 |  |  | 0 | 0 |  | IPP Non-CHP | N | OP |  | Internal Combustion (PRMVR=IC)
EXCLUDE | PA | Mountain View | 56687 | 11 | LFG | IC | 0.3 | 0.3 | 0 | 0 |  |  | 0 | 0 |  | IPP Non-CHP | N | OP |  | Internal Combustion (PRMVR=IC)
EXCLUDE | PA | Mountain View | 56687 | 12 | LFG | IC | 0.3 | 0.3 | 0 | 0 |  |  | 0 | 0 |  | IPP Non-CHP | N | OP |  | Internal Combustion (PRMVR=IC)
EXCLUDE | PA | Mountain View | 56687 | 13 | LFG | IC | 0.3 | 0.3 | 0 | 0 |  |  | 0 | 0 |  | IPP Non-CHP | N | OP |  | Internal Combustion (PRMVR=IC)
EXCLUDE | PA | Mountain View | 56687 | 14 | LFG | IC | 0.3 | 0.3 | 0 | 0 |  |  | 0 | 0 |  | IPP Non-CHP | N | OP |  | Internal Combustion (PRMVR=IC)
EXCLUDE | PA | Mountain View | 56687 | 15 | LFG | IC | 0.3 | 0.3 | 0 | 0 |  |  | 0 | 0 |  | IPP Non-CHP | N | OP |  | Internal Combustion (PRMVR=IC)
EXCLUDE | PA | Mountain View | 56687 | 16 | LFG | IC | 0.3 | 0.3 | 0 | 0 |  |  | 0 | 0 |  | IPP Non-CHP | N | OP |  | Internal Combustion (PRMVR=IC)
EXCLUDE | PA | Mountain View | 56687 | 17 | LFG | IC | 0.3 | 0.3 | 0 | 0 |  |  | 0 | 0 |  | IPP Non-CHP | N | OP |  | Internal Combustion (PRMVR=IC)
EXCLUDE | PA | Mountain View | 56687 | 18 | LFG | IC | 0.3 | 0.3 | 0 | 0 |  |  | 0 | 0 |  | IPP Non-CHP | N | OP |  | Internal Combustion (PRMVR=IC)
EXCLUDE | PA | Mountain View | 56687 | 19 | LFG | IC | 0.3 | 0.3 | 0 | 0 |  |  | 0 | 0 |  | IPP Non-CHP | N | OP |  | Internal Combustion (PRMVR=IC)
EXCLUDE | PA | Mountain View | 56687 | 20 | LFG | IC | 0.3 | 0.3 | 0 | 0 |  |  | 0 | 0 |  | IPP Non-CHP | N | OP |  | Internal Combustion (PRMVR=IC)
EXCLUDE | PA | Mountain View | 56687 | 21 | LFG | IC | 0.3 | 0.3 | 0 | 0 |  |  | 0 | 0 |  | IPP Non-CHP | N | OP |  | Internal Combustion (PRMVR=IC)
EXCLUDE | PA | Mountain View | 56687 | 22 | LFG | IC | 0.3 | 0.3 | 0 | 0 |  |  | 0 | 0 |  | IPP Non-CHP | N | OP |  | Internal Combustion (PRMVR=IC)
EXCLUDE | PA | Mountain View | 56687 | 23 | LFG | IC | 0.3 | 0.3 | 0 | 0 |  |  | 0 | 0 |  | IPP Non-CHP | N | OP |  | Internal Combustion (PRMVR=IC)
EXCLUDE | PA | Mountain View | 56687 | 24 | LFG | IC | 0.3 | 0.3 | 0 | 0 |  |  | 0 | 0 |  | IPP Non-CHP | N | OP |  | Internal Combustion (PRMVR=IC)
EXCLUDE | PA | Mountain View | 56687 | 25 | LFG | IC | 0.3 | 0.3 | 0 | 0 |  |  | 0 | 0 |  | IPP Non-CHP | N | OP |  | Internal Combustion (PRMVR=IC)
EXCLUDE | PA | Mountain View | 56687 | 26 | LFG | IC | 0.3 | 0.3 | 0 | 0 |  |  | 0 | 0 |  | IPP Non-CHP | N | OP |  | Internal Combustion (PRMVR=IC)
EXCLUDE | PA | Mountain View | 56687 | 27 | LFG | IC | 0.3 | 0.3 | 0 | 0 |  |  | 0 | 0 |  | IPP Non-CHP | N | OP |  | Internal Combustion (PRMVR=IC)
EXCLUDE | PA | Mountain View | 56687 | 28 | LFG | IC | 0.3 | 0.3 | 0 | 0 |  |  | 0 | 0 |  | IPP Non-CHP | N | OP |  | Internal Combustion (PRMVR=IC)
EXCLUDE | PA | Mountain View | 56687 | 29 | LFG | IC | 0.3 | 0.3 | 0 | 0 |  |  | 0 | 0 |  | IPP Non-CHP | N | OP |  | Internal Combustion (PRMVR=IC)
EXCLUDE | PA | Mountain View | 56687 | 30 | LFG | IC | 0.3 | 0.3 | 0 | 0 |  |  | 0 | 0 |  | IPP Non-CHP | N | OP |  | Internal Combustion (PRMVR=IC)
EXCLUDE | PA | Mountain View | 56687 | 31 | LFG | IC | 0.3 | 0.3 | 0 | 0 |  |  | 0 | 0 |  | IPP Non-CHP | N | OP |  | Internal Combustion (PRMVR=IC)
EXCLUDE | PA | Mountain View | 56687 | 32 | LFG | IC | 0.3 | 0.3 | 0 | 0 |  |  | 0 | 0 |  | IPP Non-CHP | N | OP |  | Internal Combustion (PRMVR=IC)
EXCLUDE | PA | Mountain View | 56687 | 33 | LFG | IC | 0.3 | 0.3 | 0 | 0 |  |  | 0 | 0 |  | IPP Non-CHP | N | OP |  | Internal Combustion (PRMVR=IC)
EXCLUDE | PA | Mountain View | 56687 | 34 | LFG | IC | 0.3 | 0.3 | 0 | 0 |  |  | 0 | 0 |  | IPP Non-CHP | N | OP |  | Internal Combustion (PRMVR=IC)
EXCLUDE | PA | Mountain View | 56687 | 35 | LFG | IC | 0.3 | 0.3 | 0 | 0 |  |  | 0 | 0 |  | IPP Non-CHP | N | OP |  | Internal Combustion (PRMVR=IC)
EXCLUDE | PA | Mountain View | 56687 | 36 | LFG | IC | 0.3 | 0.3 | 0 | 0 |  |  | 0 | 0 |  | IPP Non-CHP | N | OP |  | Internal Combustion (PRMVR=IC)
EXCLUDE | PA | Mountain View | 56687 | 37 | LFG | IC | 0.3 | 0.3 | 0 | 0 |  |  | 0 | 0 |  | IPP Non-CHP | N | OP |  | Internal Combustion (PRMVR=IC)
EXCLUDE | PA | Mountain View | 56687 | 38 | LFG | IC | 0.3 | 0.3 | 0 | 0 |  |  | 0 | 0 |  | IPP Non-CHP | N | OP |  | Internal Combustion (PRMVR=IC)
EXCLUDE | PA | Mountain View | 56687 | 39 | LFG | IC | 0.3 | 0.3 | 0 | 0 |  |  | 0 | 0 |  | IPP Non-CHP | N | OP |  | Internal Combustion (PRMVR=IC)
EXCLUDE | PA | Mountain View | 56687 | 40 | LFG | IC | 0.3 | 0.3 | 0 | 0 |  |  | 0 | 0 |  | IPP Non-CHP | N | OP |  | Internal Combustion (PRMVR=IC)
EXCLUDE | PA | Mountain View | 56687 | 41 | LFG | IC | 0.3 | 0.3 | 0 | 0 |  |  | 0 | 0 |  | IPP Non-CHP | N | OP |  | Internal Combustion (PRMVR=IC)
EXCLUDE | PA | Mountain View | 56687 | 42 | LFG | IC | 0.3 | 0.3 | 0 | 0 |  |  | 0 | 0 |  | IPP Non-CHP | N | OP |  | Internal Combustion (PRMVR=IC)
EXCLUDE | PA | Mountain View | 56687 | 43 | LFG | IC | 0.3 | 0.3 | 0 | 0 |  |  | 0 | 0 |  | IPP Non-CHP | N | OP |  | Internal Combustion (PRMVR=IC)
EXCLUDE | PA | Mountain View | 56687 | 44 | LFG | IC | 0.3 | 0.3 | 0 | 0 |  |  | 0 | 0 |  | IPP Non-CHP | N | OP |  | Internal Combustion (PRMVR=IC)
EXCLUDE | PA | Mountain View | 56687 | 45 | LFG | IC | 0.3 | 0.3 | 0 | 0 |  |  | 0 | 0 |  | IPP Non-CHP | N | OP |  | Internal Combustion (PRMVR=IC)
EXCLUDE | PA | Mountain View | 56687 | 46 | LFG | IC | 0.3 | 0.3 | 0 | 0 |  |  | 0 | 0 |  | IPP Non-CHP | N | OP |  | Internal Combustion (PRMVR=IC)
EXCLUDE | PA | Mountain View | 56687 | 47 | LFG | IC | 0.3 | 0.3 | 0 | 0 |  |  | 0 | 0 |  | IPP Non-CHP | N | OP |  | Internal Combustion (PRMVR=IC)
EXCLUDE | PA | Mountain View | 56687 | 48 | LFG | IC | 0.3 | 0.3 | 0 | 0 |  |  | 0 | 0 |  | IPP Non-CHP | N | OP |  | Internal Combustion (PRMVR=IC)
EXCLUDE | PA | Muddy Run | 3164 | 1 | WAT | PS | 134 | 134 | 0 | -44992.875 |  |  | -44992.875 | 0 |  | IPP Non-CHP | N | OP |  | Non Combustion (NUC, WAT, WND, GEO, or SUN)
EXCLUDE | PA | Muddy Run | 3164 | 2 | WAT | PS | 134 | 133 | 0 | -44992.875 |  |  | -44992.875 | 0 |  | IPP Non-CHP | N | OP |  | Non Combustion (NUC, WAT, WND, GEO, or SUN)
EXCLUDE | PA | Muddy Run | 3164 | 3 | WAT | PS | 134 | 134 | 0 | -44992.875 |  |  | -44992.875 | 0 |  | IPP Non-CHP | N | OP |  | Non Combustion (NUC, WAT, WND, GEO, or SUN)
EXCLUDE | PA | Muddy Run | 3164 | 4 | WAT | PS | 134 | 134 | 0 | -44992.875 |  |  | -44992.875 | 0 |  | IPP Non-CHP | N | OP |  | Non Combustion (NUC, WAT, WND, GEO, or SUN)
EXCLUDE | PA | Muddy Run | 3164 | 5 | WAT | PS | 134 | 134 | 0 | -44992.875 |  |  | -44992.875 | 0 |  | IPP Non-CHP | N | OP |  | Non Combustion (NUC, WAT, WND, GEO, or SUN)
EXCLUDE | PA | Muddy Run | 3164 | 6 | WAT | PS | 134 | 133 | 0 | -44992.875 |  |  | -44992.875 | 0 |  | IPP Non-CHP | N | OP |  | Non Combustion (NUC, WAT, WND, GEO, or SUN)
EXCLUDE | PA | Muddy Run | 3164 | 7 | WAT | PS | 134 | 134 | 0 | -44992.875 |  |  | -44992.875 | 0 |  | IPP Non-CHP | N | OP |  | Non Combustion (NUC, WAT, WND, GEO, or SUN)
EXCLUDE | PA | Muddy Run | 3164 | 8 | WAT | PS | 134 | 134 | 0 | -44992.875 |  |  | -44992.875 | 0 |  | IPP Non-CHP | N | OP |  | Non Combustion (NUC, WAT, WND, GEO, or SUN)
EXCLUDE | PA | New Castle Plant | 3138 | 1 | BIT | ST | 35 | 40 | 0 | 0 |  |  | 0 | 0 |  | IPP Non-CHP | N | RE | 1993 | Retired in 1993
EXCLUDE | PA | New Castle Plant | 3138 | 2 | BIT | ST | 35 | 40 | 0 | 0 |  |  | 0 | 0 |  | IPP Non-CHP | N | RE | 1993 | Retired in 1993
COALST | PA | New Castle Plant | 3138 | 3 | BIT | ST | 98 | 93 | 1075 | 151349 |  |  | 151349 | 184878.692 |  | Electric Utility/IPP Non-CHP | N | OP | 2015
COALST | PA | New Castle Plant | 3138 | 4 | BIT | ST | 114 | 95 | 1232 | 198340 |  |  | 198340 | 224452.561 |  | Electric Utility/IPP Non-CHP | N | OP | 2015
COALST | PA | New Castle Plant | 3138 | 5 | BIT | ST | 136 | 132 | 1570 | 216684 |  |  | 216684 | 262555.564 |  | Electric Utility/IPP Non-CHP | N | OP | 2015
EXCLUDE | PA | New Castle Plant | 3138 | EMDA | DFO | IC | 3.2 | 3 | 0 | 0 |  |  | 0 | 0 |  | IPP Non-CHP | N | OP | 2015 | Internal Combustion (PRMVR=IC)
EXCLUDE | PA | New Castle Plant | 3138 | EMDB | DFO | IC | 3.2 | 3 | 0 | 0 |  |  | 0 | 0 |  | IPP Non-CHP | N | OP | 2015 | Internal Combustion (PRMVR=IC)
EXCLUDE | PA | Newman | 54250 | 1 | NG | ST | 1.8 | 1.8 | 0 | 11427 |  |  | 11427 | 32549.9466 |  | Industrial Non-CHP | N | OP |  | Steam unit (PRMVR=ST) under 25MW/250 MMBtu/hr
EXCLUDE | PA | North Allegheny Windpower Project | 56651 | 1 | WND | WT | 70 | 70 | 0 | 160610 |  |  | 160610 | 0 |  | IPP Non-CHP | N | OP |  | Non Combustion (NUC, WAT, WND, GEO, or SUN)
COALST | PA | Northampton Generating Company LP | 50888 | GEN1 | WC | ST | 114.1 | 112 | 1425 | 926535 | 0.90703 | 432063.4691 | 1021507.9196 | 1230612.837 |  | IPP CHP | Y | OP
EXCLUDE | PA | Norther Tier Landfill | 56890 | GEN1 | LFG | IC | 1.6 | 1.6 | 0 | 0 |  |  | 0 | 0 |  | IPP Non-CHP | N | OP |  | Internal Combustion (PRMVR=IC)
EXCLUDE | PA | Oakland Dam Hydroelectric | 10433 | 1 | WAT | HY | 0.5 | 0.5 | 0 | 0 |  |  | 0 | 0 |  | IPP Non-CHP | N | OS |  | Non Combustion (NUC, WAT, WND, GEO, or SUN)
EXCLUDE | PA | Oakland Dam Hydroelectric | 10433 | 2 | WAT | HY | 0.5 | 0.5 | 0 | 0 |  |  | 0 | 0 |  | IPP Non-CHP | N | OS |  | Non Combustion (NUC, WAT, WND, GEO, or SUN)
EXCLUDE | PA | Oakland Dam Hydroelectric | 10433 | 3 | WAT | HY | 0.5 | 0.5 | 0 | 0 |  |  | 0 | 0 |  | IPP Non-CHP | N | OS |  | Non Combustion (NUC, WAT, WND, GEO, or SUN)
NGCC | PA | Ontelaunee Energy Center | 55193 | CTG1 | NG | CC | 250 | 164 | 2100 | 924711.5385 |  |  | 924711.5385 | 401889.9145 |  | Electric Utility/IPP Non-CHP | N | OP
NGCC | PA | Ontelaunee Energy Center | 55193 | CTG2 | NG | CC | 250 | 164 | 2100 | 924711.5385 |  |  | 924711.5385 | 401889.9145 |  | Electric Utility/IPP Non-CHP | N | OP
NGCC | PA | Ontelaunee Energy Center | 55193 | STG | NG | CC | 228 | 188 | 2100 | 843336.9231 |  |  | 843336.9231 | 366523.602 |  | Electric Utility/IPP Non-CHP | N | OP
EXCLUDE | PA | Orchard Park | 55997 | 8 | NG | IC | 6 | 5.8 | 0 | 0 |  |  | 0 | 0 |  | Electric Utility | N | OP |  | Internal Combustion (PRMVR=IC)
EXCLUDE | PA | Orchard Park | 55997 | 9 | NG | IC | 6 | 5.8 | 0 | 0 |  |  | 0 | 0 |  | Electric Utility | N | OP |  | Internal Combustion (PRMVR=IC)
EXCLUDE | PA | Orchard Park | 55997 | 10 | NG | IC | 6 | 5.8 | 0 | 0 |  |  | 0 | 0 |  | Electric Utility | N | OP |  | Internal Combustion (PRMVR=IC)
EXCLUDE | PA | Orchard Park | 55997 | 11 | NG | IC | 6 | 5.8 | 0 | 0 |  |  | 0 | 0 |  | Electric Utility | N | OP |  | Internal Combustion (PRMVR=IC)
SSTLOGN | PA | Orrtanna | 3112 | 1 | DFO | GT | 27 | 20 | 0 | 751 |  |  | 751 | 1217.3745 |  | IPP Non-CHP | N | OP
EXCLUDE | PA | P H Glatfelter | 50397 | GEN1 | BIT | ST | 6 | 5 | 95.3425 | 32412.048 | 0.17593 | 690677.7067 | 184231.5908 | 55209.2947 |  | Industrial CHP/Pulp & Paper Mill | Y | OP |  | Steam unit (PRMVR=ST) under 25MW/250 MMBtu/hr
EXCLUDE | PA | P H Glatfelter | 50397 | GEN2 | BIT | ST | 5.9 | 4 | 93.7534 | 0 | 0.17593 | 0 | 0 | 0 |  | Industrial CHP/Pulp & Paper Mill | Y | SB |  | Steam unit (PRMVR=ST) under 25MW/250 MMBtu/hr
EXCLUDE | PA | P H Glatfelter | 50397 | GEN3 | BIT | ST | 5.1 | 4 | 81.0411 | 238641.27 | 0.17593 | 5085275.8543 | 1356448.0961 | 406491.3209 |  | Industrial CHP/Pulp & Paper Mill | Y | OP |  | Steam unit (PRMVR=ST) under 25MW/250 MMBtu/hr
EXCLUDE | PA | P H Glatfelter | 50397 | GEN4 | BIT | ST | 7.5 | 8.7 | 119.1781 | 66983.806 | 0.17593 | 1427377.2985 | 380739.0738 | 114097.3469 |  | Industrial CHP/Pulp & Paper Mill | Y | OP |  | Steam unit (PRMVR=ST) under 25MW/250 MMBtu/hr
EXCLUDE | PA | P H Glatfelter | 50397 | GEN5 | BIT | ST | 45.9 | 36.1 | 729.3699 | 236331.75 | 0.17593 | 5036061.6246 | 1343320.6769 | 402557.3834 |  | Industrial CHP/Pulp & Paper Mill | Y | OP |  | Commercial/Industrial Unit
EXCLUDE | PA | P H Glatfelter | 50397 | GEN6 | BLQ | ST | 39.1 | 31.2 | 621.3151 | 30246.57 | 0.17593 | 644532.9096 | 171922.913 | 51520.7122 |  | Industrial CHP/Pulp & Paper Mill | Y | OP |  | Commercial/Industrial Unit
EXCLUDE | PA | PA Solar Park | 57256 | 1 | SUN | PV | 10.1 | 10 | 0 | 0 |  |  | 0 | 0 |  | IPP Non-CHP | N | U |  | Non Combustion (NUC, WAT, WND, GEO, or SUN)
EXCLUDE | PA | PA Solar Park | 57256 | 2 | SUN | PV | 9.9 | 3.8 | 0 | 0 |  |  | 0 | 0 |  | IPP Non-CHP | N | IP |  | Non Combustion (NUC, WAT, WND, GEO, or SUN)
COALST | PA | Panther Creek Energy Facility | 50776 | GEN1 | WC | ST | 94 | 83 | 1200 | 686424 |  |  | 686424 | 934724.657 |  | IPP Non-CHP/Small Power Producer | N | OP
EXCLUDE | PA | Patton Wind Farm | 57999 | 1 | WND | WT | 61.5 | 61.5 | 0 | 0 |  |  | 0 | 0 |  | IPP Non-CHP | N | U |  | Non Combustion (NUC, WAT, WND, GEO, or SUN)
EXCLUDE | PA | Paxton Creek Cogeneration | 50373 | GEN1 | NG | IC | 6.3 | 6 | 0 | 0 | 0.91541 | 0 | 0 | 0 |  | IPP CHP | Y | SB |  | Internal Combustion (PRMVR=IC)
EXCLUDE | PA | Paxton Creek Cogeneration | 50373 | GEN2 | NG | IC | 6.3 | 6 | 0 | 0 | 0.91541 | 0 | 0 | 0 |  | IPP CHP | Y | SB |  | Internal Combustion (PRMVR=IC)
EXCLUDE | PA | Peach Bottom | 3166 | 2 | NUC | ST | 1159.7 | 1122 | 0 | 9412468.5 |  |  | 9412468.5 | 0 |  | IPP Non-CHP | N | OP |  | Non Combustion (NUC, WAT, WND, GEO, or SUN)
EXCLUDE | PA | Peach Bottom | 3166 | 3 | NUC | ST | 1159.7 | 1122 | 0 | 9412468.5 |  |  | 9412468.5 | 0 |  | IPP Non-CHP | N | OP |  | Non Combustion (NUC, WAT, WND, GEO, or SUN)
EXCLUDE | PA | Pennsbury | 7690 | 1 | LFG | GT | 3 | 2.7 | 0 | -440 |  |  | -440 | 10.2447 |  | IPP Non-CHP | N | OP |  | Non Fossil fuel type
EXCLUDE | PA | Pennsbury | 7690 | 2 | LFG | GT | 3 | 2.7 | 0 | -440 |  |  | -440 | 10.2447 |  | IPP Non-CHP | N | OP |  | Non Fossil fuel type
EXCLUDE | PA | Philadelphia Refinery | 52106 | GEN1 | OG | ST | 10 | 5.5 | 150 | 45054.56 | 0.17205 | 986340.3481 | 261864.4255 | 324041.5517 |  | Industrial CHP/Petroleum Refinery | Y | OP |  | Steam unit (PRMVR=ST) under 25MW/250 MMBtu/hr
EXCLUDE | PA | Philadelphia Refinery | 52106 | GEN2 | OG | ST | 10 | 6.7 | 150 | 0 | 0.17205 | 0 | 0 | 0 |  | Industrial CHP/Petroleum Refinery | Y | OS |  | Steam unit (PRMVR=ST) under 25MW/250 MMBtu/hr
EXCLUDE | PA | Philadelphia Refinery | 52106 | GEN3 | OG | ST | 10 | 7.3 | 150 | 21628.09 | 0.17205 | 473484.9884 | 125705.9743 | 155553.6187 |  | Industrial CHP/Petroleum Refinery | Y | OP |  | Steam unit (PRMVR=ST) under 25MW/250 MMBtu/hr
EXCLUDE | PA | Pine Grove | 56690 | 1 | LFG | IC | 0.3 | 0.3 | 0 | 0 |  |  | 0 | 0 |  | IPP Non-CHP | N | OP |  | Internal Combustion (PRMVR=IC)
EXCLUDE | PA | Pine Grove | 56690 | 2 | LFG | IC | 0.3 | 0.3 | 0 | 0 |  |  | 0 | 0 |  | IPP Non-CHP | N | OP |  | Internal Combustion (PRMVR=IC)
EXCLUDE | PA | Pine Grove | 56690 | 3 | LFG | IC | 0.3 | 0.3 | 0 | 0 |  |  | 0 | 0 |  | IPP Non-CHP | N | OP |  | Internal Combustion (PRMVR=IC)
EXCLUDE | PA | Pine Grove | 56690 | 4 | LFG | IC | 0.3 | 0.3 | 0 | 0 |  |  | 0 | 0 |  | IPP Non-CHP | N | OP |  | Internal Combustion (PRMVR=IC)
EXCLUDE | PA | Pine Grove | 56690 | 5 | LFG | IC | 0.3 | 0.3 | 0 | 0 |  |  | 0 | 0 |  | IPP Non-CHP | N | OP |  | Internal Combustion (PRMVR=IC)
EXCLUDE | PA | Pine Grove | 56690 | 6 | LFG | IC | 0.3 | 0.3 | 0 | 0 |  |  | 0 | 0 |  | IPP Non-CHP | N | OP |  | Internal Combustion (PRMVR=IC)
EXCLUDE | PA | Pine Grove | 56690 | 7 | LFG | IC | 0.3 | 0.3 | 0 | 0 |  |  | 0 | 0 |  | IPP Non-CHP | N | OP |  | Internal Combustion (PRMVR=IC)
EXCLUDE | PA | Pine Grove | 56690 | 8 | LFG | IC | 0.3 | 0.3 | 0 | 0 |  |  | 0 | 0 |  | IPP Non-CHP | N | OP |  | Internal Combustion (PRMVR=IC)
EXCLUDE | PA | Pine Grove | 56690 | 9 | LFG | IC | 0.3 | 0.3 | 0 | 0 |  |  | 0 | 0 |  | IPP Non-CHP | N | OP |  | Internal Combustion (PRMVR=IC)
EXCLUDE | PA | Pine Grove | 56690 | 10 | LFG | IC | 0.3 | 0.3 | 0 | 0 |  |  | 0 | 0 |  | IPP Non-CHP | N | OP |  | Internal Combustion (PRMVR=IC)
EXCLUDE | PA | Pine Grove | 56690 | 11 | LFG | IC | 0.3 | 0.3 | 0 | 0 |  |  | 0 | 0 |  | IPP Non-CHP | N | OP |  | Internal Combustion (PRMVR=IC)
EXCLUDE | PA | Pine Grove | 56690 | 12 | LFG | IC | 0.3 | 0.3 | 0 | 0 |  |  | 0 | 0 |  | IPP Non-CHP | N | OP |  | Internal Combustion (PRMVR=IC)
EXCLUDE | PA | Pine Grove | 56690 | 13 | LFG | IC | 0.3 | 0.3 | 0 | 0 |  |  | 0 | 0 |  | IPP Non-CHP | N | OP |  | Internal Combustion (PRMVR=IC)
EXCLUDE | PA | Pine Grove | 56690 | 14 | LFG | IC | 0.3 | 0.3 | 0 | 0 |  |  | 0 | 0 |  | IPP Non-CHP | N | OP |  | Internal Combustion (PRMVR=IC)
EXCLUDE | PA | Pine Grove | 56690 | 15 | LFG | IC | 0.3 | 0.3 | 0 | 0 |  |  | 0 | 0 |  | IPP Non-CHP | N | OP |  | Internal Combustion (PRMVR=IC)
EXCLUDE | PA | Pine Grove | 56690 | 16 | LFG | IC | 0.3 | 0.3 | 0 | 0 |  |  | 0 | 0 |  | IPP Non-CHP | N | OP |  | Internal Combustion (PRMVR=IC)
EXCLUDE | PA | Pine Grove | 56690 | 17 | LFG | IC | 0.3 | 0.3 | 0 | 0 |  |  | 0 | 0 |  | IPP Non-CHP | N | OP |  | Internal Combustion (PRMVR=IC)
EXCLUDE | PA | Pine Grove | 56690 | 18 | LFG | IC | 0.3 | 0.3 | 0 | 0 |  |  | 0 | 0 |  | IPP Non-CHP | N | OP |  | Internal Combustion (PRMVR=IC)
EXCLUDE | PA | Piney | 3124 | 1 | WAT | HY | 10 | 9 | 0 | 29488 |  |  | 29488 | 0 |  | IPP Non-CHP | N | OP |  | Non Combustion (NUC, WAT, WND, GEO, or SUN)
EXCLUDE | PA | Piney | 3124 | 2 | WAT | HY | 10 | 9 | 0 | 29488 |  |  | 29488 | 0 |  | IPP Non-CHP | N | OP |  | Non Combustion (NUC, WAT, WND, GEO, or SUN)
EXCLUDE | PA | Piney | 3124 | 3 | WAT | HY | 10 | 9 | 0 | 29488 |  |  | 29488 | 0 |  | IPP Non-CHP | N | OP |  | Non Combustion (NUC, WAT, WND, GEO, or SUN)
COALST | PA | Piney Creek Project | 54144 | GEN1 | WC | ST | 36.2 | 32.5 | 450 | 269840 |  |  | 269840 | 403283.4871 |  | IPP Non-CHP/Small Power Producer | N | OP
EXCLUDE | PA | Pioneer Crossing Landfill Gas to Energy | 56957 | LFG1 | LFG | IC | 1.6 | 1.6 | 0 | 0 |  |  | 0 | 0 |  | IPP Non-CHP | N | OP |  | Internal Combustion (PRMVR=IC)
EXCLUDE | PA | Pioneer Crossing Landfill Gas to Energy | 56957 | LFG2 | LFG | IC | 1.6 | 1.6 | 0 | 0 |  |  | 0 | 0 |  | IPP Non-CHP | N | OP |  | Internal Combustion (PRMVR=IC)
EXCLUDE | PA | Pioneer Crossing Landfill Gas to Energy | 56957 | LFG3 | LFG | IC | 1.6 | 1.6 | 0 | 0 |  |  | 0 | 0 |  | IPP Non-CHP | N | OP |  | Internal Combustion (PRMVR=IC)
EXCLUDE | PA | Pioneer Crossing Landfill Gas to Energy | 56957 | LFG4 | LFG | IC | 1.6 | 1.6 | 0 | 0 |  |  | 0 | 0 |  | IPP Non-CHP | N | OP |  | Internal Combustion (PRMVR=IC)
EXCLUDE | PA | Pioneer Crossing Landfill Gas to Energy | 56957 | LFG5 | LFG | IC | 1.6 | 1.6 | 0 | 0 |  |  | 0 | 0 |  | IPP Non-CHP | N | T |  | Internal Combustion (PRMVR=IC)
EXCLUDE | PA | Pioneer Crossing Landfill Gas to Energy | 56957 | LFG6 | LFG | IC | 1.6 | 1.6 | 0 | 0 |  |  | 0 | 0 |  | IPP Non-CHP | N | T |  | Internal Combustion (PRMVR=IC)
EXCLUDE | PA | Pioneer Crossing Landfill Gas to Energy | 56957 | LFG7 | LFG | IC | 1.6 | 1.6 | 0 | 0 |  |  | 0 | 0 |  | IPP Non-CHP | N | IP |  | Internal Combustion (PRMVR=IC)
EXCLUDE | PA | Pocono Solar Project | 57367 | POCON | SUN | PV | 3 | 3 | 0 | 3831.3 |  |  | 3831.3 | 0 |  | IPP Non-CHP | N | OP |  | Non Combustion (NUC, WAT, WND, GEO, or SUN)
COALST | PA | Portland | 3113 | 1 | BIT | ST | 172 | 158 | 1600 | 371278 |  |  | 371278 | 389463.372 |  | Electric Utility/IPP Non-CHP | N | OP | 2015
COALST | PA | Portland | 3113 | 2 | BIT | ST | 255 | 243 | 2500 | 789550 |  |  | 789550 | 793457.404 |  | Electric Utility/IPP Non-CHP | N | OP | 2015
EXCLUDE | PA | Portland | 3113 | 3 | DFO | GT | 18 | 15 | 180.9278 | 465.7732 |  |  | 465.7732 | 501.6145 |  | Electric Utility/IPP Non-CHP | N | OP |  | Simple Cycle Turbine (PRMVR=GT or OT) unit under 25MW
EXCLUDE | PA | Portland | 3113 | 4 | DFO | GT | 20 | 20 | 201.0309 | 517.5258 |  |  | 517.5258 | 557.3495 |  | Electric Utility/IPP Non-CHP | N | OP |  | Simple Cycle Turbine (PRMVR=GT or OT) unit under 25MW
SSTLOGN | PA | Portland | 3113 | 5 | DFO | GT | 156 | 134 | 1568.0412 | 4036.701 |  |  | 4036.701 | 4347.326 |  | Electric Utility/IPP Non-CHP | N | OP
COALST | PA | PPL Brunner Island | 3140 | 1 | BIT | ST | 363.3 | 313 | 2914 | 1884928 |  |  | 1884928 | 1911122.34 |  | Electric Utility/IPP Non-CHP | N | OP
COALST | PA | PPL Brunner Island | 3140 | 2 | BIT | ST | 405 | 375 | 3507 | 2623339 |  |  | 2623339 | 2513594.944 |  | Electric Utility/IPP Non-CHP | N | OP
COALST | PA | PPL Brunner Island | 3140 | 3 | BIT | ST | 790.4 | 749 | 7430 | 4900708 |  |  | 4900708 | 4880120.258 |  | Electric Utility/IPP Non-CHP | N | OP
EXCLUDE | PA | PPL Brunner Island | 3140 | BID1 | DFO | IC | 2.7 | 3 | 0 | 0 |  |  | 0 | 0 |  | IPP Non-CHP | N | SB |  | Internal Combustion (PRMVR=IC)
EXCLUDE | PA | PPL Brunner Island | 3140 | BID2 | DFO | IC | 2.7 | 3 | 0 | 0 |  |  | 0 | 0 |  | IPP Non-CHP | N | SB |  | Internal Combustion (PRMVR=IC)
EXCLUDE | PA | PPL Brunner Island | 3140 | BID3 | DFO | IC | 2.7 | 2.2 | 0 | 0 |  |  | 0 | 0 |  | IPP Non-CHP | N | SB |  | Internal Combustion (PRMVR=IC)
EXCLUDE | PA | PPL Frey Farm Landfill Wind | 57182 | 1 | WND | WT | 3.2 | 3.2 | 0 | 6135 |  |  | 6135 | 0 |  | IPP Non-CHP | N | OP |  | Non Combustion (NUC, WAT, WND, GEO, or SUN)
EXCLUDE | PA | PPL Glendon LFGTE Plant | 57183 | 1 | LFG | IC | 1.6 | 1.6 | 0 | 0 |  |  | 0 | 0 |  | IPP Non-CHP | N | OP |  | Internal Combustion (PRMVR=IC)
EXCLUDE | PA | PPL Glendon LFGTE Plant | 57183 | 2 | LFG | IC | 1.6 | 1.6 | 0 | 0 |  |  | 0 | 0 |  | IPP Non-CHP | N | OP |  | Internal Combustion (PRMVR=IC)
EXCLUDE | PA | PPL Glendon LFGTE Plant | 57183 | 3 | LFG | IC | 1.6 | 1.6 | 0 | 0 |  |  | 0 | 0 |  | IPP Non-CHP | N | IP |  | Internal Combustion (PRMVR=IC)
EXCLUDE | PA | PPL Holtwood | 3145 | HW1 | WAT | HY | 10.4 | 10 | 0 | 22677.8441 |  |  | 22677.8441 | 0 |  | IPP Non-CHP | N | OP |  | Non Combustion (NUC, WAT, WND, GEO, or SUN)
EXCLUDE | PA | PPL Holtwood | 3145 | HW10 | WAT | HY | 12 | 13.5 | 0 | 26166.7432 |  |  | 26166.7432 | 0 |  | IPP Non-CHP | N | OP |  | Non Combustion (NUC, WAT, WND, GEO, or SUN)
EXCLUDE | PA | PPL Holtwood | 3145 | HW11 | WAT | HY | 1.4 | 1.3 | 0 | 3052.7867 |  |  | 3052.7867 | 0 |  | IPP Non-CHP | N | OP |  | Non Combustion (NUC, WAT, WND, GEO, or SUN)
EXCLUDE | PA | PPL Holtwood | 3145 | HW13 | WAT | HY | 1.4 | 1.3 | 0 | 3052.7867 |  |  | 3052.7867 | 0 |  | IPP Non-CHP | N | OP |  | Non Combustion (NUC, WAT, WND, GEO, or SUN)
EXCLUDE | PA | PPL Holtwood | 3145 | HW18 | WAT | HY | 66.9 | 62.7 | 0 | 145879.5935 |  |  | 145879.5935 | 0 |  | IPP Non-CHP | N | V |  | Non Combustion (NUC, WAT, WND, GEO, or SUN)
EXCLUDE | PA | PPL Holtwood | 3145 | HW19 | WAT | HY | 66.9 | 62.7 | 0 | 145879.5935 |  |  | 145879.5935 | 0 |  | IPP Non-CHP | N | V |  | Non Combustion (NUC, WAT, WND, GEO, or SUN)
EXCLUDE | PA | PPL Holtwood | 3145 | HW2 | WAT | HY | 10.4 | 11 | 0 | 22677.8441 |  |  | 22677.8441 | 0 |  | IPP Non-CHP | N | OP |  | Non Combustion (NUC, WAT, WND, GEO, or SUN)
EXCLUDE | PA | PPL Holtwood | 3145 | HW3 | WAT | HY | 10.4 | 12.9 | 0 | 22677.8441 |  |  | 22677.8441 | 0 |  | IPP Non-CHP | N | OP |  | Non Combustion (NUC, WAT, WND, GEO, or SUN)
EXCLUDE | PA | PPL Holtwood | 3145 | HW4 | WAT | HY | 10.4 | 11.8 | 0 | 22677.8441 |  |  | 22677.8441 | 0 |  | IPP Non-CHP | N | OP |  | Non Combustion (NUC, WAT, WND, GEO, or SUN)
EXCLUDE | PA | PPL Holtwood | 3145 | HW5 | WAT | HY | 10.4 | 12.3 | 0 | 22677.8441 |  |  | 22677.8441 | 0 |  | IPP Non-CHP | N | OP |  | Non Combustion (NUC, WAT, WND, GEO, or SUN)
EXCLUDE | PA | PPL Holtwood | 3145 | HW6 | WAT | HY | 10.4 | 12.2 | 0 | 22677.8441 |  |  | 22677.8441 | 0 |  | IPP Non-CHP | N | OP |  | Non Combustion (NUC, WAT, WND, GEO, or SUN)
EXCLUDE | PA | PPL Holtwood | 3145 | HW7 | WAT | HY | 10.4 | 10.8 | 0 | 22677.8441 |  |  | 22677.8441 | 0 |  | IPP Non-CHP | N | OP |  | Non Combustion (NUC, WAT, WND, GEO, or SUN)
EXCLUDE | PA | PPL Holtwood | 3145 | HW8 | WAT | HY | 10.4 | 11 | 0 | 22677.8441 |  |  | 22677.8441 | 0 |  | IPP Non-CHP | N | OP |  | Non Combustion (NUC, WAT, WND, GEO, or SUN)
EXCLUDE | PA | PPL Holtwood | 3145 | HW9 | WAT | HY | 12 | 13.5 | 0 | 26166.7432 |  |  | 26166.7432 | 0 |  | IPP Non-CHP | N | OP |  | Non Combustion (NUC, WAT, WND, GEO, or SUN)
EXCLUDE | PA | PPL HW Wallenpaupack | 3153 | WP1 | WAT | HY | 20 | 22 | 0 | 75434.5 |  |  | 75434.5 | 0 |  | IPP Non-CHP | N | OP |  | Non Combustion (NUC, WAT, WND, GEO, or SUN)
EXCLUDE | PA | PPL HW Wallenpaupack | 3153 | WP2 | WAT | HY | 20 | 22 | 0 | 75434.5 |  |  | 75434.5 | 0 |  | IPP Non-CHP | N | OP |  | Non Combustion (NUC, WAT, WND, GEO, or SUN)
NGCC | PA | PPL Ironwood LLC | 55337 | CT1 | NG | CC | 259.2 | 223 | 2900 | 1580430 |  |  | 1580430 | 713569.4787 |  | Electric Utility/IPP Non-CHP | N | OP
NGCC | PA | PPL Ironwood LLC | 55337 | CT2 | NG | CC | 259.2 | 223 | 2900 | 1580430 |  |  | 1580430 | 713569.4787 |  | Electric Utility/IPP Non-CHP | N | OP
NGCC | PA | PPL Ironwood LLC | 55337 | ST4 | NG | CC | 259.2 | 223 | 2900 | 1580430 |  |  | 1580430 | 713569.4787 |  | Electric Utility/IPP Non-CHP | N | OP
EXCLUDE | PA | PPL Martin Creek LLC Allentown | 3139 | CTG1 | DFO | GT | 16 | 14 | 0 | 806.25 |  |  | 806.25 | 1063.0118 |  | IPP Non-CHP | N | OP |  | Simple Cycle Turbine (PRMVR=GT or OT) unit under 25MW
EXCLUDE | PA | PPL Martin Creek LLC Allentown | 3139 | CTG2 | DFO | GT | 16 | 14 | 0 | 806.25 |  |  | 806.25 | 1063.0118 |  | IPP Non-CHP | N | OP |  | Simple Cycle Turbine (PRMVR=GT or OT) unit under 25MW
EXCLUDE | PA | PPL Martin Creek LLC Allentown | 3139 | CTG3 | DFO | GT | 16 | 14 | 0 | 806.25 |  |  | 806.25 | 1063.0118 |  | IPP Non-CHP | N | OP |  | Simple Cycle Turbine (PRMVR=GT or OT) unit under 25MW
EXCLUDE | PA | PPL Martin Creek LLC Allentown | 3139 | CTG4 | DFO | GT | 16 | 14 | 0 | 806.25 |  |  | 806.25 | 1063.0118 |  | IPP Non-CHP | N | OP |  | Simple Cycle Turbine (PRMVR=GT or OT) unit under 25MW
EXCLUDE | PA | PPL Martins Creek | 3148 | 1 | BIT | ST | 156.2 | 140 | 0 | 0 |  |  | 0 | 0 |  | IPP Non-CHP | N | RE | 2007 | Retired in 2007
EXCLUDE | PA | PPL Martins Creek | 3148 | 2 | BIT | ST | 156.2 | 140 | 0 | 0 |  |  | 0 | 0 |  | IPP Non-CHP | N | RE | 2007 | Retired in 2007
OGST | PA | PPL Martins Creek | 3148 | 3 | RFO | ST | 850.5 | 850 | 9469 | 372989 |  |  | 372989 | 296996.287 |  | Electric Utility/IPP Non-CHP | N | OP
OGST | PA | PPL Martins Creek | 3148 | 4 | RFO | ST | 850.5 | 780 | 9303 | 245455 |  |  | 245455 | 203752.007 |  | Electric Utility/IPP Non-CHP | N | OP
EXCLUDE | PA | PPL Martins Creek | 3148 | CTG1 | NG | GT | 22.3 | 18 | 0 | 3545.75 |  |  | 3545.75 | 3545.6773 |  | IPP Non-CHP | N | OP |  | Simple Cycle Turbine (PRMVR=GT or OT) unit under 25MW
EXCLUDE | PA | PPL Martins Creek | 3148 | CTG2 | NG | GT | 22.3 | 18 | 0 | 3545.75 |  |  | 3545.75 | 3545.6773 |  | IPP Non-CHP | N | OP |  | Simple Cycle Turbine (PRMVR=GT or OT) unit under 25MW
EXCLUDE | PA | PPL Martins Creek | 3148 | CTG3 | NG | GT | 22.3 | 18 | 0 | 3545.75 |  |  | 3545.75 | 3545.6773 |  | IPP Non-CHP | N | OP |  | Simple Cycle Turbine (PRMVR=GT or OT) unit under 25MW
EXCLUDE | PA | PPL Martins Creek | 3148 | CTG4 | NG | GT | 22.3 | 18 | 0 | 3545.75 |  |  | 3545.75 | 3545.6773 |  | IPP Non-CHP | N | OP |  | Simple Cycle Turbine (PRMVR=GT or OT) unit under 25MW
EXCLUDE | PA | PPL Martins Creek | 3148 | MCD1 | DFO | IC | 2.7 | 2.5 | 0 | 0 |  |  | 0 | 0 |  | IPP Non-CHP | N | RE | 2007 | Internal Combustion (PRMVR=IC)
EXCLUDE | PA | PPL Martins Creek | 3148 | MCD2 | DFO | IC | 2.7 | 2.5 | 0 | 0 |  |  | 0 | 0 |  | IPP Non-CHP | N | RE | 2007 | Internal Combustion (PRMVR=IC)
EXCLUDE | PA | PPL Martins Creek LLC Fishbach | 3142 | UNT1 | DFO | GT | 18.5 | 13.3 | 0 | 442 |  |  | 442 | 518.5234 |  | IPP Non-CHP | N | OP |  | Simple Cycle Turbine (PRMVR=GT or OT) unit under 25MW
EXCLUDE | PA | PPL Martins Creek LLC Fishbach | 3142 | UNT2 | DFO | GT | 18.5 | 13.3 | 0 | 442 |  |  | 442 | 518.5234 |  | IPP Non-CHP | N | OP |  | Simple Cycle Turbine (PRMVR=GT or OT) unit under 25MW
EXCLUDE | PA | PPL Martins Creek LLC Harrisburg | 3143 | CTG1 | DFO | GT | 16 | 14 | 0 | 380.75 |  |  | 380.75 | 522.4365 |  | IPP Non-CHP | N | OP |  | Simple Cycle Turbine (PRMVR=GT or OT) unit under 25MW
EXCLUDE | PA | PPL Martins Creek LLC Harrisburg | 3143 | CTG2 | DFO | GT | 16 | 14 | 0 | 380.75 |  |  | 380.75 | 522.4365 |  | IPP Non-CHP | N | OP |  | Simple Cycle Turbine (PRMVR=GT or OT) unit under 25MW
EXCLUDE | PA | PPL Martins Creek LLC Harrisburg | 3143 | CTG3 | DFO | GT | 16 | 14 | 0 | 380.75 |  |  | 380.75 | 522.4365 |  | IPP Non-CHP | N | OP |  | Simple Cycle Turbine (PRMVR=GT or OT) unit under 25MW
EXCLUDE | PA | PPL Martins Creek LLC Harrisburg | 3143 | CTG4 | DFO | GT | 16 | 14 | 0 | 380.75 |  |  | 380.75 | 522.4365 |  | IPP Non-CHP | N | OP |  | Simple Cycle Turbine (PRMVR=GT or OT) unit under 25MW
EXCLUDE | PA | PPL Martins Creek LLC Harwood | 3144 | CTG1 | DFO | GT | 16 | 13 | 0 | 291.5 |  |  | 291.5 | 391.5115 |  | IPP Non-CHP | N | OP |  | Simple Cycle Turbine (PRMVR=GT or OT) unit under 25MW
EXCLUDE | PA | PPL Martins Creek LLC Harwood | 3144 | CTG2 | DFO | GT | 16 | 13 | 0 | 291.5 |  |  | 291.5 | 391.5115 |  | IPP Non-CHP | N | OP |  | Simple Cycle Turbine (PRMVR=GT or OT) unit under 25MW
EXCLUDE | PA | PPL Martins Creek LLC Jenkins | 3146 | CTG1 | DFO | GT | 16 | 13.8 | 0 | 526.5 |  |  | 526.5 | 696.0793 |  | IPP Non-CHP | N | OP |  | Simple Cycle Turbine (PRMVR=GT or OT) unit under 25MW
EXCLUDE | PA | PPL Martins Creek LLC Jenkins | 3146 | CTG2 | DFO | GT | 16 | 13.8 | 0 | 526.5 |  |  | 526.5 | 696.0793 |  | IPP Non-CHP | N | OP |  | Simple Cycle Turbine (PRMVR=GT or OT) unit under 25MW
EXCLUDE | PA | PPL Martins Creek LLC Lock Haven | 3147 | CTG | DFO | GT | 18.5 | 14 | 0 | 158 |  |  | 158 | 196.2245 |  | IPP Non-CHP | N | OP |  | Simple Cycle Turbine (PRMVR=GT or OT) unit under 25MW
EXCLUDE | PA | PPL Martins Creek LLC West Shore | 3154 | CTG1 | DFO | GT | 18.5 | 14 | 0 | 415.5 |  |  | 415.5 | 494.3928 |  | IPP Non-CHP | N | OP |  | Simple Cycle Turbine (PRMVR=GT or OT) unit under 25MW
EXCLUDE | PA | PPL Martins Creek LLC West Shore | 3154 | CTG2 | DFO | GT | 18.5 | 14 | 0 | 415.5 |  |  | 415.5 | 494.3928 |  | IPP Non-CHP | N | OP |  | Simple Cycle Turbine (PRMVR=GT or OT) unit under 25MW
EXCLUDE | PA | PPL Martins Creek LLC Williamsport | 3155 | CTG1 | DFO | GT | 16 | 13.7 | 0 | 553.5 |  |  | 553.5 | 772.099 |  | IPP Non-CHP | N | OP |  | Simple Cycle Turbine (PRMVR=GT or OT) unit under 25MW
EXCLUDE | PA | PPL Martins Creek LLC Williamsport | 3155 | CTG2 | DFO | GT | 16 | 13.7 | 0 | 553.5 |  |  | 553.5 | 772.099 |  | IPP Non-CHP | N | OP |  | Simple Cycle Turbine (PRMVR=GT or OT) unit under 25MW
COALST | PA | PPL Montour | 3149 | 1 | BIT | ST | 805.5 | 755 | 6902.776 | 4238598 |  |  | 4238598 | 4001778.4173 |  | Electric Utility/IPP Non-CHP | N | OP
COALST | PA | PPL Montour | 3149 | 2 | BIT | ST | 819 | 750 | 7863.5873 | 4828577 |  |  | 4828577 | 4558794.0222 |  | Electric Utility/IPP Non-CHP | N | OP
EXCLUDE | PA | PPL Montour | 3149 | 11 | BIT | ST | 17.2 | 10 | 1.6367 | 1005 |  |  | 1005 | 948.8485 |  | Electric Utility/IPP Non-CHP | N | OP |  | Steam unit (PRMVR=ST) under 25MW/250 MMBtu/hr
EXCLUDE | PA | PPL Susquehanna | 6103 | 1 | NUC | ST | 1298 | 1260 | 0 | 8681863 |  |  | 8681863 | 0 |  | IPP Non-CHP | N | OP |  | Non Combustion (NUC, WAT, WND, GEO, or SUN)
EXCLUDE | PA | PPL Susquehanna | 6103 | 2 | NUC | ST | 1298 | 1260 | 0 | 8681863 |  |  | 8681863 | 0 |  | IPP Non-CHP | N | OP |  | Non Combustion (NUC, WAT, WND, GEO, or SUN)
EXCLUDE | PA | Procter & Gamble Mehoopany Mill | 50463 | GEN1 | NG | GT | 53.6 | 40 | 668 | 380101 | 0.46968 | 1952431.1841 | 809269.6366 | 262648.2896 |  | Industrial CHP | Y | OP |  | Commercial/Industrial Unit
EXCLUDE | PA | Procter & Gamble Mehoopany Mill | 50463 | GEN2 | NG | ST | 2.6 | 0.9 | 0 | 1534 | 0.20751 | 26651.3956 | 7392.308 | 2119.9373 |  | Industrial CHP | Y | OP |  | Steam unit (PRMVR=ST) under 25MW/250 MMBtu/hr
SSTLOGN | PA | Richmond Generating Station | 3168 | 91 | DFO | GT | 65.8 | 48 | 838 | 869.5 |  |  | 869.5 | 954.9049 |  | Electric Utility/IPP Non-CHP | N | OP
SSTLOGN | PA | Richmond Generating Station | 3168 | 92 | DFO | GT | 65.8 | 48 | 838 | 869.5 |  |  | 869.5 | 985.5981 |  | Electric Utility/IPP Non-CHP | N | OP
EXCLUDE | PA | River Hill Power Company LLC | 56221 | ST01 | WC | ST | 290 | 290 | 0 | 0 |  |  | 0 | 0 |  | IPP Non-CHP | N | P |  | Status of operation (IP,L,P,T,or U)
EXCLUDE | PA | Robinson Power Company LLC | 56453 | 1 | BIT | ST | 165 | 132 | 0 | 0 | 0 |  |  | 0 |  | IPP CHP | Y | P |  | Status of operation (IP,L,P,T,or U)
EXCLUDE | PA | Romark PA Solar | 57465 | 1 | SUN | PV | 1.8 | 1.8 | 0 | 2204 |  |  | 2204 | 0 |  | IPP Non-CHP | N | OP |  | Non Combustion (NUC, WAT, WND, GEO, or SUN)
EXCLUDE | PA | Safe Harbor | 3175 | 1 | WAT | HY | 33 | 33 | 0 | 129767.1449 |  |  | 129767.1449 | 0 |  | Electric Utility | N | OP |  | Non Combustion (NUC, WAT, WND, GEO, or SUN)
EXCLUDE | PA | Safe Harbor | 3175 | 2 | WAT | HY | 33 | 33 | 0 | 129767.1449 |  |  | 129767.1449 | 0 |  | Electric Utility | N | OP |  | Non Combustion (NUC, WAT, WND, GEO, or SUN)
EXCLUDE | PA | Safe Harbor | 3175 | 3 | WAT | HY | 32 | 32 | 0 | 125834.8072 |  |  | 125834.8072 | 0 |  | Electric Utility | N | OP |  | Non Combustion (NUC, WAT, WND, GEO, or SUN)
EXCLUDE | PA | Safe Harbor | 3175 | 4 | WAT | HY | 32 | 32 | 0 | 125834.8072 |  |  | 125834.8072 | 0 |  | Electric Utility | N | OP |  | Non Combustion (NUC, WAT, WND, GEO, or SUN)
EXCLUDE | PA | Safe Harbor | 3175 | 5 | WAT | HY | 32 | 32 | 0 | 125834.8072 |  |  | 125834.8072 | 0 |  | Electric Utility | N | OP |  | Non Combustion (NUC, WAT, WND, GEO, or SUN)
EXCLUDE | PA | Safe Harbor | 3175 | 6 | WAT | HY | 32 | 32 | 0 | 125834.8072 |  |  | 125834.8072 | 0 |  | Electric Utility | N | OP |  | Non Combustion (NUC, WAT, WND, GEO, or SUN)
EXCLUDE | PA | Safe Harbor | 3175 | 7 | WAT | HY | 32 | 32 | 0 | 125834.8072 |  |  | 125834.8072 | 0 |  | Electric Utility | N | OP |  | Non Combustion (NUC, WAT, WND, GEO, or SUN)
EXCLUDE | PA | Safe Harbor | 3175 | 8 | WAT | HY | 37.5 | 37.5 | 0 | 147462.6647 |  |  | 147462.6647 | 0 |  | Electric Utility | N | OP |  | Non Combustion (NUC, WAT, WND, GEO, or SUN)
EXCLUDE | PA | Safe Harbor | 3175 | 9 | WAT | HY | 37.5 | 37.5 | 0 | 147462.6647 |  |  | 147462.6647 | 0 |  | Electric Utility | N | OP |  | Non Combustion (NUC, WAT, WND, GEO, or SUN)
EXCLUDE | PA | Safe Harbor | 3175 | 10 | WAT | HY | 37.5 | 37.5 | 0 | 147462.6647 |  |  | 147462.6647 | 0 |  | Electric Utility | N | OP |  | Non Combustion (NUC, WAT, WND, GEO, or SUN)
EXCLUDE | PA | Safe Harbor | 3175 | 11 | WAT | HY | 37.5 | 37.5 | 0 | 147462.6647 |  |  | 147462.6647 | 0 |  | Electric Utility | N | OP |  | Non Combustion (NUC, WAT, WND, GEO, or SUN)
EXCLUDE | PA | Safe Harbor | 3175 | 12 | WAT | HY | 37.5 | 37.5 | 0 | 147462.6647 |  |  | 147462.6647 | 0 |  | Electric Utility | N | OP |  | Non Combustion (NUC, WAT, WND, GEO, or SUN)
EXCLUDE | PA | Safe Harbor | 3175 | 41 | WAT | HY | 2 | 2 | 0 | 7864.6754 |  |  | 7864.6754 | 0 |  | Electric Utility | N | OP |  | Non Combustion (NUC, WAT, WND, GEO, or SUN)
EXCLUDE | PA | Safe Harbor | 3175 | 42 | WAT | HY | 2 | 2 | 0 | 7864.6754 |  |  | 7864.6754 | 0 |  | Electric Utility | N | OP |  | Non Combustion (NUC, WAT, WND, GEO, or SUN)
EXCLUDE | PA | Sandy Ridge Wind Farm | 57285 | 1 | WND | WT | 50 | 48.2 | 0 | 0 |  |  | 0 | 0 |  | IPP Non-CHP | N | V |  | Non Combustion (NUC, WAT, WND, GEO, or SUN)
OGST | PA | Schuylkill Generating Station | 3169 | 1 | RFO | ST | 190.4 | 166 | 2154.2 | 15810.3383 |  |  | 15810.3383 | 14482.864 |  | IPP Non-CHP | N | OP
EXCLUDE | PA | Schuylkill Generating Station | 3169 | 10 | DFO | GT | 18.6 | 13 | 0 | 281.804 |  |  | 281.804 | 334.5423 |  | IPP Non-CHP | N | OP |  | Simple Cycle Turbine (PRMVR=GT or OT) unit under 25MW
EXCLUDE | PA | Schuylkill Generating Station | 3169 | 11 | DFO | GT | 21.2 | 17 | 0 | 321.196 |  |  | 321.196 | 381.3062 |  | IPP Non-CHP | N | OP |  | Simple Cycle Turbine (PRMVR=GT or OT) unit under 25MW
EXCLUDE | PA | Schuylkill Generating Station | 3169 | IC1 | DFO | IC | 2.7 | 2.7 | 0 | 0 |  |  | 0 | 0 |  | IPP Non-CHP | N | OP |  | Internal Combustion (PRMVR=IC)
COALST | PA | Scrubgrass Generating Company LP | 50974 | GEN1 | BIT | ST | 94.7 | 83.1 | 1555 | 676207 |  |  | 676207 | 1008835.719 |  | IPP Non-CHP/Small Power Producer | N | OP
EXCLUDE | PA | SECCRA Community Landfill | 56873 | 1 | LFG | IC | 0.9 | 0.9 | 0 | 0 |  |  | 0 | 0 |  | Commercial Non-CHP | N | OP |  | Internal Combustion (PRMVR=IC)
EXCLUDE | PA | SECCRA Community Landfill | 56873 | 2 | LFG | IC | 1.1 | 1.1 | 0 | 0 |  |  | 0 | 0 |  | Commercial Non-CHP | N | RE | 2010 | Internal Combustion (PRMVR=IC)
EXCLUDE | PA | SECCRA Community Landfill | 56873 | 3 | LFG | IC | 1.6 | 1.6 | 0 | 0 |  |  | 0 | 0 |  | Commercial Non-CHP | N | OP |  | Internal Combustion (PRMVR=IC)
EXCLUDE | PA | Seldom Seen Wind LLC | 56655 | 1 | WND | WT | 41 | 41 | 0 | 0 |  |  | 0 | 0 |  | IPP Non-CHP | N | IP |  | Non Combustion (NUC, WAT, WND, GEO, or SUN)
EXCLUDE | PA | Seward | 3130 | 4 | BIT | ST | 62 | 60 | 0 | 0 |  |  | 0 | 0 |  | IPP Non-CHP | N | RE | 2003 | Retired in 2003
EXCLUDE | PA | Seward | 3130 | 5 | BIT | ST | 156.2 | 136 | 0 | 0 |  |  | 0 | 0 |  | IPP Non-CHP | N | RE | 2003 | Retired in 2003
COALST | PA | Seward | 3130 | FB1 | WC | ST | 585 | 525 | 6360 | 3111165 |  |  | 3111165 | 3534901.75 |  | Electric Utility/IPP Non-CHP | N | OP
EXCLUDE | PA | Shawnee | 3114 | 1 | DFO | GT | 20 | 20 | 0 | 179 |  |  | 179 | 533.3198 |  | IPP Non-CHP | N | OP |  | Simple Cycle Turbine (PRMVR=GT or OT) unit under 25MW
COALST | PA | Shawville | 3131 | 1 | BIT | ST | 125 | 122 | 1460 | 318266 |  |  | 318266 | 337221.65 |  | Electric Utility/IPP Non-CHP | N | OP | 2015
COALST | PA | Shawville | 3131 | 2 | BIT | ST | 125 | 125 | 1603 | 281094 |  |  | 281094 | 311462.342 |  | Electric Utility/IPP Non-CHP | N | OP | 2015
COALST | PA | Shawville | 3131 | 3 | BIT | ST | 188 | 175 | 1811 | 542871 |  |  | 542871 | 560282.007 |  | Electric Utility/IPP Non-CHP | N | OP | 2015
COALST | PA | Shawville | 3131 | 4 | BIT | ST | 188 | 175 | 1796 | 536289 |  |  | 536289 | 555994.727 |  | Electric Utility/IPP Non-CHP | N | OP | 2015
EXCLUDE | PA | Shawville | 3131 | 5 | DFO | IC | 2 | 2 | 0 | 0 |  |  | 0 | 0 |  | IPP Non-CHP | N | SB |  | Internal Combustion (PRMVR=IC)
EXCLUDE | PA | Shawville | 3131 | 6 | DFO | IC | 2 | 2 | 0 | 0 |  |  | 0 | 0 |  | IPP Non-CHP | N | SB |  | Internal Combustion (PRMVR=IC)
EXCLUDE | PA | Shawville | 3131 | 7 | DFO | IC | 2 | 2 | 0 | 0 |  |  | 0 | 0 |  | IPP Non-CHP | N | SB |  | Internal Combustion (PRMVR=IC)
EXCLUDE | PA | South Chestnut LLC | 56796 | 1 | WND | WT | 46 | 46 | 0 | 0 |  |  | 0 | 0 |  | IPP Non-CHP | N | V |  | Non Combustion (NUC, WAT, WND, GEO, or SUN)
EXCLUDE | PA | Southwark | 3170 | 3 | DFO | GT | 18.6 | 13 | 0 | 226 |  |  | 226 | 279.8461 |  | IPP Non-CHP | N | OP |  | Simple Cycle Turbine (PRMVR=GT or OT) unit under 25MW
EXCLUDE | PA | Southwark | 3170 | 4 | DFO | GT | 18.6 | 13 | 0 | 226 |  |  | 226 | 279.8461 |  | IPP Non-CHP | N | OP |  | Simple Cycle Turbine (PRMVR=GT or OT) unit under 25MW
EXCLUDE | PA | Southwark | 3170 | 5 | DFO | GT | 18.6 | 13 | 0 | 226 |  |  | 226 | 279.8461 |  | IPP Non-CHP | N | OP |  | Simple Cycle Turbine (PRMVR=GT or OT) unit under 25MW
EXCLUDE | PA | Southwark | 3170 | 6 | DFO | GT | 18.6 | 13 | 0 | 226 |  |  | 226 | 279.8461 |  | IPP Non-CHP | N | OP |  | Simple Cycle Turbine (PRMVR=GT or OT) unit under 25MW
COALST | PA | St Nicholas Cogen Project | 54634 | SNCP | WC | ST | 99.2 | 86.5 | 1300 | 705541 | 0.86204 | 513688.0167 | 818456.0095 | 1308687.209 |  | IPP CHP/Small Power Producer | Y | OP
EXCLUDE | PA | Stony Creek Wind Farm LLC | 56980 | 1 | WND | WT | 52.5 | 52.5 | 0 | 149733 |  |  | 149733 | 0 |  | IPP Non-CHP | N | OP |  | Non Combustion (NUC, WAT, WND, GEO, or SUN)
EXCLUDE | PA | Stowe Power Production Plant | 50578 | GEN1 | LFG | GT | 3 | 2.9 | 0 | 0 |  |  | 0 | 0 |  | IPP Non-CHP | N | RE | 2010 | Non Fossil fuel type
EXCLUDE | PA | Stowe Power Production Plant | 50578 | GEN2 | LFG | GT | 3 | 2.9 | 0 | 17400 |  |  | 17400 | 16907.7738 |  | IPP Non-CHP | N | OP |  | Non Fossil fuel type
COALST | PA | Sunbury Generation LP | 3152 | 1 | BIT | ST | 89.1 | 80 | 1599.2865 | 247723 |  |  | 247723 | 342229.1258 |  | Electric Utility/IPP Non-CHP | N | OP
COALST | PA | Sunbury Generation LP | 3152 | 2 | BIT | ST | 89.1 | 80 | 1193.8402 | 184921 |  |  | 184921 | 255468.2132 |  | Electric Utility/IPP Non-CHP | N | OP
COALST | PA | Sunbury Generation LP | 3152 | 3 | BIT | ST | 103.5 | 94 | 923.2069 | 143001 |  |  | 143001 | 197555.7668 |  | Electric Utility/IPP Non-CHP | N | OP
COALST | PA | Sunbury Generation LP | 3152 | 4 | BIT | ST | 156.2 | 128 | 2076.4843 | 321639 |  |  | 321639 | 444344.0205 |  | Electric Utility/IPP Non-CHP | N | OP
EXCLUDE | PA | Sunbury Generation LP | 3152 | CTG1 | DFO | GT | 23.6 | 18 | 1.0911 | 169 |  |  | 169 | 233.4734 |  | IPP Non-CHP | N | SB |  | Simple Cycle Turbine (PRMVR=GT or OT) unit under 25MW
EXCLUDE | PA | Sunbury Generation LP | 3152 | CTG2 | DFO | GT | 23.6 | 18 | 1.0911 | 169 |  |  | 169 | 233.4734 |  | IPP Non-CHP | N | SB |  | Simple Cycle Turbine (PRMVR=GT or OT) unit under 25MW
EXCLUDE | PA | Sunbury Generation LP | 3152 | DI2 | DFO | IC | 5.5 | 5 | 0 | 0 |  |  | 0 | 0 |  | IPP Non-CHP | N | SB |  | Internal Combustion (PRMVR=IC)
EXCLUDE | PA | Taylor Energy Partners LP | 50782 | AM1 | LFG | IC | 1 | 0.6 | 0 | 0 |  |  | 0 | 0 |  | IPP Non-CHP | N | RE | 2005 | Internal Combustion (PRMVR=IC)
EXCLUDE | PA | Taylor Energy Partners LP | 50782 | AM2 | LFG | IC | 0.7 | 0.4 | 0 | 0 |  |  | 0 | 0 |  | IPP Non-CHP | N | RE | 2008 | Internal Combustion (PRMVR=IC)
EXCLUDE | PA | Taylor Energy Partners LP | 50782 | AM3 | LFG | IC | 0.7 | 0.4 | 0 | 0 |  |  | 0 | 0 |  | IPP Non-CHP | N | RE | 2005 | Internal Combustion (PRMVR=IC)
EXCLUDE | PA | Taylor Energy Partners LP | 50782 | AM4 | LFG | IC | 0.7 | 0.4 | 0 | 0 |  |  | 0 | 0 |  | IPP Non-CHP | N | RE | 2003 | Internal Combustion (PRMVR=IC)
EXCLUDE | PA | Three Mile Island | 8011 | 1 | NUC | ST | 975.6 | 805 | 0 | 6518829 |  |  | 6518829 | 0 |  | IPP Non-CHP | N | OP |  | Non Combustion (NUC, WAT, WND, GEO, or SUN)
COALST | PA | Titus | 3115 | 1 | BIT | ST | 75 | 81 | 900 | 126010 |  |  | 126010 | 138664.055 |  | Electric Utility/IPP Non-CHP | N | OP | 2015
COALST | PA | Titus | 3115 | 2 | BIT | ST | 75 | 81 | 900 | 114852 |  |  | 114852 | 120727.155 |  | Electric Utility/IPP Non-CHP | N | OP | 2015
COALST | PA | Titus | 3115 | 3 | BIT | ST | 75 | 81 | 900 | 133396 |  |  | 133396 | 144144.368 |  | Electric Utility/IPP Non-CHP | N | OP | 2015
EXCLUDE | PA | Titus | 3115 | 4 | DFO | GT | 18 | 15 | 0 | -4942 |  |  | -4942 | 320.7908 |  | IPP Non-CHP | N | OP |  | Simple Cycle Turbine (PRMVR=GT or OT) unit under 25MW
EXCLUDE | PA | Titus | 3115 | 5 | DFO | GT | 18 | 16 | 0 | -4942 |  |  | -4942 | 320.7908 |  | IPP Non-CHP | N | OP |  | Simple Cycle Turbine (PRMVR=GT or OT) unit under 25MW
SSTLOGN | PA | Tolna | 3116 | 1 | DFO | GT | 27 | 20 | 305 | 739 |  |  | 739 | 1122.8574 |  | Electric Utility/IPP Non-CHP | N | SB
SSTLOGN | PA | Tolna | 3116 | 2 | DFO | GT | 27 | 20 | 305 | 739 |  |  | 739 | 1527.1679 |  | Electric Utility/IPP Non-CHP | N | SB
EXCLUDE | PA | Townsend Hydro | 10285 | GEN1 | WAT | HY | 2.6 | 2.1 | 0 | 9897 |  |  | 9897 | 0 |  | IPP Non-CHP | N | OP |  | Non Combustion (NUC, WAT, WND, GEO, or SUN)
EXCLUDE | PA | Townsend Hydro | 10285 | GEN2 | WAT | HY | 2.6 | 2.1 | 0 | 9897 |  |  | 9897 | 0 |  | IPP Non-CHP | N | OP |  | Non Combustion (NUC, WAT, WND, GEO, or SUN)
EXCLUDE | PA | Trexlertown Solar Array North and South | 57519 | GEN1 | SUN | PV | 2 | 2 | 0 | 1180 |  |  | 1180 | 0 |  | Industrial Non-CHP | N | OP |  | Non Combustion (NUC, WAT, WND, GEO, or SUN)
EXCLUDE | PA | Twin Ridges Wind Farm | 57998 | 1 | WND | WT | 139.4 | 139.4 | 0 | 0 |  |  | 0 | 0 |  | IPP Non-CHP | N | U |  | Non Combustion (NUC, WAT, WND, GEO, or SUN)
EXCLUDE | PA | Viking Energy of Northumberland | 50771 | GEN1 | WDS | ST | 18 | 16.2 | 0 | 96611 | 0.95317 | 21596.1718 | 101358.1069 | 172447.2877 |  | IPP CHP | Y | OP |  | Non Fossil fuel type
EXCLUDE | PA | Warren | 3132 | 1 | BIT | ST | 42 | 41 | 0 | 0 |  |  | 0 | 0 |  | IPP Non-CHP | N | RE | 2002 | Retired in 2002
EXCLUDE | PA | Warren | 3132 | 2 | BIT | ST | 42 | 41 | 0 | 0 |  |  | 0 | 0 |  | IPP Non-CHP | N | RE | 2002 | Retired in 2002
SSTLOGN | PA | Warren | 3132 | 3 | DFO | GT | 53.1 | 57 | 1248 | 2030 |  |  | 2030 | 3588.8213 |  | Electric Utility/IPP Non-CHP | N | OP
EXCLUDE | PA | Warrior Ridge Hydro | 10152 | L-1 | WAT | HY | 0.7 | 0.7 | 0 | 1800.75 |  |  | 1800.75 | 0 |  | IPP Non-CHP | N | OP |  | Non Combustion (NUC, WAT, WND, GEO, or SUN)
EXCLUDE | PA | Warrior Ridge Hydro | 10152 | L-2 | WAT | HY | 0.7 | 0.7 | 0 | 1800.75 |  |  | 1800.75 | 0 |  | IPP Non-CHP | N | OP |  | Non Combustion (NUC, WAT, WND, GEO, or SUN)
EXCLUDE | PA | Warrior Ridge Hydro | 10152 | L-4 | WAT | HY | 0.7 | 0.7 | 0 | 1800.75 |  |  | 1800.75 | 0 |  | IPP Non-CHP | N | OP |  | Non Combustion (NUC, WAT, WND, GEO, or SUN)
EXCLUDE | PA | Warrior Ridge Hydro | 10152 | L-5 | WAT | HY | 0.7 | 0.7 | 0 | 1800.75 |  |  | 1800.75 | 0 |  | IPP Non-CHP | N | OP |  | Non Combustion (NUC, WAT, WND, GEO, or SUN)
EXCLUDE | PA | Waste Management Arden LFGTE | 57014 | GEN1 | LFG | IC | 0.8 | 0.8 | 0 | 0 |  |  | 0 | 0 |  | IPP Non-CHP | N | OP |  | Internal Combustion (PRMVR=IC)
EXCLUDE | PA | Waste Management Arden LFGTE | 57014 | GEN2 | LFG | IC | 0.8 | 0.8 | 0 | 0 |  |  | 0 | 0 |  | IPP Non-CHP | N | OP |  | Internal Combustion (PRMVR=IC)
EXCLUDE | PA | Waste Management Arden LFGTE | 57014 | GEN3 | LFG | IC | 0.8 | 0.8 | 0 | 0 |  |  | 0 | 0 |  | IPP Non-CHP | N | OP |  | Internal Combustion (PRMVR=IC)
EXCLUDE | PA | Waste Management Arden LFGTE | 57014 | GEN4 | LFG | IC | 0.8 | 0.8 | 0 | 0 |  |  | 0 | 0 |  | IPP Non-CHP | N | OP |  | Internal Combustion (PRMVR=IC)
EXCLUDE | PA | Waste Management Arden LFGTE | 57014 | GEN5 | LFG | IC | 0.8 | 0.8 | 0 | 0 |  |  | 0 | 0 |  | IPP Non-CHP | N | OP |  | Internal Combustion (PRMVR=IC)
EXCLUDE | PA | Waste Management Arden LFGTE | 57014 | GEN6 | LFG | IC | 0.8 | 0.8 | 0 | 0 |  |  | 0 | 0 |  | IPP Non-CHP | N | OP |  | Internal Combustion (PRMVR=IC)
EXCLUDE | PA | Waymart Wind | 56001 | GE15 | WND | WT | 64.5 | 64.5 | 0 | 143267 |  |  | 143267 | 0 |  | IPP Non-CHP | N | OP |  | Non Combustion (NUC, WAT, WND, GEO, or SUN)
EXCLUDE | PA | Wayne | 3134 | A | DFO | GT | 53 | 56 | 0 | 0 |  |  | 0 | 0 |  | IPP Non-CHP | N | RE | 2004 | Retired in 2004
EXCLUDE | PA | West Point | 52149 | COG3 | NG | GT | 38.4 | 38.5 | 499.6888 | 147566.9418 | 0.35444 | 1222746.4629 | 416341.8091 | 118247.7067 |  | Industrial CHP | Y | OP |  | Commercial/Industrial Unit
EXCLUDE | PA | West Point | 52149 | GEN1 | NG | ST | 3 | 3 | 0 | 0 | 0 |  |  | 0 |  | Industrial CHP | Y | OA |  | Steam unit (PRMVR=ST) under 25MW/250 MMBtu/hr
EXCLUDE | PA | West Point | 52149 | GEN2 | NG | GT | 32.3 | 24.5 | 420.3112 | 124125.3182 | 0.35444 | 1028508.0925 | 350204.1779 | 99463.5658 |  | Industrial CHP | Y | OP |  | Commercial/Industrial Unit
EXCLUDE | PA | West Point | 52149 | GEN3 | DFO | IC | 2.5 | 2.4 | 0 | 0 |  |  | 0 | 0 |  | Industrial CHP | N | SB |  | Internal Combustion (PRMVR=IC)
EXCLUDE | PA | West Point | 52149 | GEN4 | NG | IC | 1.7 | 1.7 | 0 | 0 |  |  | 0 | 0 |  | Industrial CHP | N | SB |  | Internal Combustion (PRMVR=IC)
EXCLUDE | PA | West Point | 52149 | GEN5 | DFO | IC | 1.2 | 1.2 | 0 | 0 |  |  | 0 | 0 |  | Industrial CHP | N | SB |  | Internal Combustion (PRMVR=IC)
EXCLUDE | PA | West Point | 52149 | GEN6 | DFO | IC | 1.2 | 1.2 | 0 | 0 |  |  | 0 | 0 |  | Industrial CHP | N | SB |  | Internal Combustion (PRMVR=IC)
EXCLUDE | PA | West Point | 52149 | GEN7 | NG | IC | 0.7 | 0.7 | 0 | 0 |  |  | 0 | 0 |  | Industrial CHP | N | SB |  | Internal Combustion (PRMVR=IC)
EXCLUDE | PA | West Point | 52149 | GEN8 | NG | IC | 1 | 1 | 0 | 0 |  |  | 0 | 0 |  | Industrial CHP | N | SB |  | Internal Combustion (PRMVR=IC)
EXCLUDE | PA | West Point | 52149 | GEN9 | NG | IC | 1.3 | 0.9 | 0 | 0 |  |  | 0 | 0 |  | Industrial CHP | N | SB |  | Internal Combustion (PRMVR=IC)
EXCLUDE | PA | West Point | 52149 | GN10 | NG | IC | 1.3 | 0.9 | 0 | 0 |  |  | 0 | 0 |  | Industrial CHP | N | SB |  | Internal Combustion (PRMVR=IC)
EXCLUDE | PA | West Point | 52149 | GN11 | DFO | IC | 1 | 0.9 | 0 | 0 |  |  | 0 | 0 |  | Industrial CHP | N | SB |  | Internal Combustion (PRMVR=IC)
EXCLUDE | PA | Wheelabrator Falls | 54746 | WFI1 | MSB | ST | 53.3 | 48.1 | 0 | 327948 |  |  | 327948 | 551665.775 |  | IPP Non-CHP | N | OP |  | Non Fossil fuel type
COALST | PA | Wheelabrator Frackville Energy | 50879 | GEN1 | WC | ST | 48 | 42.5 | 678 | 368423 | 0.77283 | 492672.6011 | 476718.56 | 656550.614 |  | IPP CHP | Y | OP
EXCLUDE | PA | Whitemarsh Central Utility Plant | 56513 | CGE | NG | IC | 1.6 | 1.6 | 0 | 0 | 1 | 0 | 0 | 0 |  | IPP CHP | Y | OP |  | Internal Combustion (PRMVR=IC)
EXCLUDE | PA | William F Matson Generating Station | 7128 | 1 | WAT | HY | 7 | 2.4 | 0 | 36443.5484 |  |  | 36443.5484 | 0 |  | Electric Utility | N | OP |  | Non Combustion (NUC, WAT, WND, GEO, or SUN)
EXCLUDE | PA | William F Matson Generating Station | 7128 | 2 | WAT | HY | 14.7 | 5.2 | 0 | 76531.4516 |  |  | 76531.4516 | 0 |  | Electric Utility | N | OP |  | Non Combustion (NUC, WAT, WND, GEO, or SUN)
EXCLUDE | PA | Wind Park Bear Creek | 56299 | 1 | WND | WT | 24 | 24 | 0 | 57994 |  |  | 57994 | 0 |  | IPP Non-CHP | N | OP |  | Non Combustion (NUC, WAT, WND, GEO, or SUN)
EXCLUDE | PA | WMPI Pty LLC | 56455 | 1 | WC | CC | 41 | 41 | 0 | 0 |  |  | 0 | 0 |  | Industrial Non-CHP | N | P |  | Status of operation (IP,L,P,T,or U)
COALST | PA | WPS Westwood Generation LLC | 50611 | GEN1 | WC | ST | 36 | 30 | 615 | 187259 |  |  | 187259 | 364665.385 |  | Electric Utility/IPP Non-CHP | N | OP
EXCLUDE | PA | York County Resource Recovery | 50215 | GEN1 | MSB | ST | 36.5 | 28.9 | 0 | 206029 |  |  | 206029 | 442980.7964 |  | IPP Non-CHP | N | OP |  | Non Fossil fuel type
NGCC | PA | York Energy Center | 55524 | CTG1 | NG | CC | 120 | 113 | 1570 | 277347.6429 |  |  | 277347.6429 | 99487.1569 |  | Electric Utility/IPP Non-CHP | N | OP
NGCC | PA | York Energy Center | 55524 | CTG2 | NG | CC | 120 | 122 | 1570 | 277347.6429 |  |  | 277347.6429 | 99487.1569 |  | Electric Utility/IPP Non-CHP | N | OP
NGCC | PA | York Energy Center | 55524 | CTG3 | NG | CC | 120 | 122 | 1570 | 277347.6429 |  |  | 277347.6429 | 99487.1569 |  | Electric Utility/IPP Non-CHP | N | OP
EXCLUDE | PA | York Energy Center | 55524 | CTG5 | NG | CC | 120 | 120 | 0 | 0 |  |  | 0 | 0 |  | IPP Non-CHP | N | IP |  | Status of operation (IP,L,P,T,or U)
EXCLUDE | PA | York Energy Center | 55524 | CTG6 | NG | CC | 120 | 120 | 0 | 0 |  |  | 0 | 0 |  | IPP Non-CHP | N | IP |  | Status of operation (IP,L,P,T,or U)
EXCLUDE | PA | York Energy Center | 55524 | CTG7 | NG | CC | 120 | 120 | 0 | 0 |  |  | 0 | 0 |  | IPP Non-CHP | N | IP |  | Status of operation (IP,L,P,T,or U)
NGCC | PA | York Energy Center | 55524 | STG1 | NG | CC | 200 | 188 | 1570 | 462246.0714 |  |  | 462246.0714 | 165811.9282 |  | Electric Utility/IPP Non-CHP | N | OP
EXCLUDE | PA | York Energy Center | 55524 | STG2 | NG | CC | 200 | 200 | 0 | 0 |  |  | 0 | 0 |  | IPP Non-CHP | N | IP |  | Status of operation (IP,L,P,T,or U)
EXCLUDE | PA | York Generation Company LLC | 54693 | GT#1 | NG | CC | 8.3 | 7.9 | 0 | 5890.0314 | 0.99971 | 7.7194 | 5891.7282 | 3509.0678 |  | IPP CHP | Y | OP |  | Combined Cycle (PRMVR=CC) unit under 25MW
EXCLUDE | PA | York Generation Company LLC | 54693 | GT#2 | NG | CC | 8.3 | 7.7 | 0 | 5890.0314 | 0.99971 | 7.7194 | 5891.7282 | 3509.0678 |  | IPP CHP | Y | OP |  | Combined Cycle (PRMVR=CC) unit under 25MW
EXCLUDE | PA | York Generation Company LLC | 54693 | GT#3 | NG | CC | 8.3 | 7.1 | 0 | 0 | 0.99971 | 0 | 0 | 0 |  | IPP CHP | Y | RE | 2004 | Combined Cycle (PRMVR=CC) unit under 25MW
EXCLUDE | PA | York Generation Company LLC | 54693 | GT#4 | NG | CC | 8.3 | 7.1 | 0 | 0 | 0.99971 | 0 | 0 | 0 |  | IPP CHP | Y | RE | 2004 | Combined Cycle (PRMVR=CC) unit under 25MW
EXCLUDE | PA | York Generation Company LLC | 54693 | GT#5 | NG | CC | 8.3 | 8.7 | 0 | 5890.0314 | 0.99971 | 7.7194 | 5891.7282 | 3509.0678 |  | IPP CHP | Y | OP |  | Combined Cycle (PRMVR=CC) unit under 25MW
EXCLUDE | PA | York Generation Company LLC | 54693 | GT#6 | NG | CC | 8.3 | 7.4 | 0 | 5890.0314 | 0.99971 | 7.7194 | 5891.7282 | 3509.0678 |  | IPP CHP | Y | OP |  | Combined Cycle (PRMVR=CC) unit under 25MW
EXCLUDE | PA | York Generation Company LLC | 54693 | ST#1 | NG | CC | 9.5 | 8.5 | 0 | 6741.6022 | 0.99971 | 8.8354 | 6743.5443 | 4016.4029 |  | IPP CHP | Y | OP |  | Combined Cycle (PRMVR=CC) unit under 25MW
EXCLUDE | PA | York Generation Company LLC | 54693 | ST#2 | NG | CC | 9.5 | 8.3 | 0 | 6741.6022 | 0.99971 | 8.8354 | 6743.5443 | 4016.4029 |  | IPP CHP | Y | OP |  | Combined Cycle (PRMVR=CC) unit under 25MW
EXCLUDE | PA | York Haven | 3117 | 1 | WAT | HY | 19.6 | 19 | 0 | 117521 |  |  | 117521 | 0 |  | IPP Non-CHP | N | OP |  | Non Combustion (NUC, WAT, WND, GEO, or SUN)
EXCLUDE | PA | Yough Hydro Power | 52036 | GEN1 | WAT | HY | 6.1 | 6.1 | 0 | 25962.5 |  |  | 25962.5 | 0 |  | IPP Non-CHP | N | OP |  | Non Combustion (NUC, WAT, WND, GEO, or SUN)
EXCLUDE | PA | Yough Hydro Power | 52036 | GEN2 | WAT | HY | 6.1 | 6.1 | 0 | 25962.5 |  |  | 25962.5 | 0 |  | IPP Non-CHP | N | OP |  | Non Combustion (NUC, WAT, WND, GEO, or SUN)
EXCLUDE | RI | Blackstone/Tupperware | 50177 | GEN1 | WAT | HY | 0.4 | 0.4 | 0 | 1852.75 |  |  | 1852.75 | 0 |  | IPP Non-CHP | N | OP |  | Non Combustion (NUC, WAT, WND, GEO, or SUN)
EXCLUDE | RI | Blackstone/Tupperware | 50177 | GEN2 | WAT | HY | 0.4 | 0.4 | 0 | 1852.75 |  |  | 1852.75 | 0 |  | IPP Non-CHP | N | OP |  | Non Combustion (NUC, WAT, WND, GEO, or SUN)
EXCLUDE | RI | Blackstone/Tupperware | 50177 | GEN3 | WAT | HY | 0.4 | 0.4 | 0 | 1852.75 |  |  | 1852.75 | 0 |  | IPP Non-CHP | N | OP |  | Non Combustion (NUC, WAT, WND, GEO, or SUN)
EXCLUDE | RI | Blackstone/Tupperware | 50177 | GEN4 | WAT | HY | 0.4 | 0.4 | 0 | 1852.75 |  |  | 1852.75 | 0 |  | IPP Non-CHP | N | OP |  | Non Combustion (NUC, WAT, WND, GEO, or SUN)
EXCLUDE | RI | Block Island | 6567 | 11 | DFO | IC | 1 | 0.8 | 0 | 0 |  |  | 0 | 0 |  | Electric Utility | N | RE | 2005 | Internal Combustion (PRMVR=IC)
EXCLUDE | RI | Block Island | 6567 | 19 | DFO | IC | 1.1 | 1 | 0 | 0 |  |  | 0 | 0 |  | Electric Utility | N | OP |  | Internal Combustion (PRMVR=IC)
EXCLUDE | RI | Block Island | 6567 | 21 | DFO | IC | 1.6 | 1.5 | 0 | 0 |  |  | 0 | 0 |  | Electric Utility | N | RE | 2002 | Internal Combustion (PRMVR=IC)
EXCLUDE | RI | Block Island | 6567 | 22 | DFO | IC | 1.3 | 1.2 | 0 | 0 |  |  | 0 | 0 |  | Electric Utility | N | OP |  | Internal Combustion (PRMVR=IC)
EXCLUDE | RI | Block Island | 6567 | 23 | DFO | IC | 1.2 | 1.2 | 0 | 0 |  |  | 0 | 0 |  | Electric Utility | N | OP |  | Internal Combustion (PRMVR=IC)
EXCLUDE | RI | Block Island | 6567 | 24 | DFO | IC | 1.6 | 1.6 | 0 | 0 |  |  | 0 | 0 |  | Electric Utility | N | OP |  | Internal Combustion (PRMVR=IC)
EXCLUDE | RI | Block Island | 6567 | 25 | DFO | IC | 1.8 | 1.8 | 0 | 0 |  |  | 0 | 0 |  | Electric Utility | N | OP |  | Internal Combustion (PRMVR=IC)
EXCLUDE | RI | Brown University Central Heating | 51029 | EMG1 | NG | ST | 3.2 | 3 | 0 | 0 |  |  |  | 0 |  | Commercial CHP | Y | RE | 2010 | Steam unit (PRMVR=ST) under 25MW/250 MMBtu/hr
EXCLUDE | RI | Central Power Plant | 50621 | GEN1 | RFO | ST | 0.7 | 0.7 | 0 | 0 | 1 | 0 | 0 | 0 |  | Commercial CHP | Y | RE | 2004 | Steam unit (PRMVR=ST) under 25MW/250 MMBtu/hr
EXCLUDE | RI | Central Power Plant | 50621 | GEN3 | RFO | ST | 2 | 2 | 0 | 0 | 1 | 0 | 0 | 0 |  | Commercial CHP | Y | OP |  | Steam unit (PRMVR=ST) under 25MW/250 MMBtu/hr
EXCLUDE | RI | Central Power Plant | 50621 | GEN4 | RFO | ST | 2 | 2 | 0 | 0 | 1 | 0 | 0 | 0 |  | Commercial CHP | Y | OP |  | Steam unit (PRMVR=ST) under 25MW/250 MMBtu/hr
EXCLUDE | RI | Central Power Plant | 50621 | GEN5 | DFO | GT | 3 | 2.8 | 0 | 0 | 0.42637 | 0 | 0 | 0 |  | Commercial CHP | Y | OP |  | Simple Cycle Turbine (PRMVR=GT or OT) unit under 25MW
EXCLUDE | RI | Central Power Plant | 50621 | GEN6 | DFO | GT | 3 | 2.8 | 0 | 0 | 0.42637 | 0 | 0 | 0 |  | Commercial CHP | Y | OP |  | Simple Cycle Turbine (PRMVR=GT or OT) unit under 25MW
NGCC | RI | Entergy Rhode Island State Energy LP | 55107 | CTG1 | NG | CC | 196 | 160 | 2294.6 | 1011752.3289 |  |  | 1011752.3289 | 424724.2126 |  | Electric Utility/IPP Non-CHP | N | OP
NGCC | RI | Entergy Rhode Island State Energy LP | 55107 | CTG2 | NG | CC | 196 | 160 | 2294.6 | 1011752.3289 |  |  | 1011752.3289 | 424724.2126 |  | Electric Utility/IPP Non-CHP | N | OP
NGCC | RI | Entergy Rhode Island State Energy LP | 55107 | STG1 | NG | CC | 204 | 208 | 2294.6 | 1053048.3423 |  |  | 1053048.3423 | 442059.8948 |  | Electric Utility/IPP Non-CHP | N | OP
NGCC | RI | Manchester Street | 3236 | G10A | NG | CC | 125 | 102.1 | 1450 | 582554.3714 |  |  | 582554.3714 | 290285.4976 |  | Electric Utility/IPP Non-CHP | N | OP
NGCC | RI | Manchester Street | 3236 | G11A | NG | CC | 125 | 102.2 | 1450 | 582554.3714 |  |  | 582554.3714 | 290285.4976 |  | Electric Utility/IPP Non-CHP | N | OP
NGCC | RI | Manchester Street | 3236 | GE10 | NG | CC | 48 | 46.9 | 1450 | 223700.8786 |  |  | 223700.8786 | 111469.6311 |  | Electric Utility/IPP Non-CHP | N | OP
NGCC | RI | Manchester Street | 3236 | GE11 | NG | CC | 46 | 46.8 | 1450 | 214380.0087 |  |  | 214380.0087 | 106825.0631 |  | Electric Utility/IPP Non-CHP | N | OP
NGCC | RI | Manchester Street | 3236 | GE9A | NG | CC | 125 | 102.1 | 1450 | 582554.3714 |  |  | 582554.3714 | 290285.4976 |  | Electric Utility/IPP Non-CHP | N | OP
NGCC | RI | Manchester Street | 3236 | GEN9 | NG | CC | 46 | 46.9 | 1450 | 214380.0087 |  |  | 214380.0087 | 106825.0631 |  | Electric Utility/IPP Non-CHP | N | OP
NGCC | RI | Ocean State Power | 51030 | GEN1 | NG | CC | 82.8 | 71.2 | 1650 | 231574.2061 |  |  | 231574.2061 | 115497.4451 |  | Electric Utility/IPP Non-CHP | N | OP
NGCC | RI | Ocean State Power | 51030 | GEN2 | NG | CC | 82.8 | 71.2 | 1650 | 231574.2061 |  |  | 231574.2061 | 115497.4451 |  | Electric Utility/IPP Non-CHP | N | OP
NGCC | RI | Ocean State Power | 51030 | GEN3 | NG | CC | 88.6 | 76.2 | 1650 | 247795.5877 |  |  | 247795.5877 | 123587.8458 |  | Electric Utility/IPP Non-CHP | N | OP
NGCC | RI | Ocean State Power II | 54324 | GEN1 | NG | CC | 82.8 | 71.2 | 1650 | 240370.8104 |  |  | 240370.8104 | 130618.0843 |  | Electric Utility/IPP Non-CHP | N | OP
NGCC | RI | Ocean State Power II | 54324 | GEN2 | NG | CC | 82.8 | 71.2 | 1650 | 240370.8104 |  |  | 240370.8104 | 130618.0843 |  | Electric Utility/IPP Non-CHP | N | OP
NGCC | RI | Ocean State Power II | 54324 | GEN3 | NG | CC | 88.6 | 76.2 | 1650 | 257208.3792 |  |  | 257208.3792 | 139767.6603 |  | Electric Utility/IPP Non-CHP | N | OP
NGCC | RI | Pawtucket Power Associates | 54056 | GEN1 | NG | CC | 41.8 | 36 | 1300 | 13409.4157 |  |  | 13409.4157 | 7643.949 |  | Electric Utility/IPP Non-CHP | N | OP
NGCC | RI | Pawtucket Power Associates | 54056 | GEN2 | NG | CC | 27 | 27 | 1300 | 8661.5843 |  |  | 8661.5843 | 4937.479 |  | Electric Utility/IPP Non-CHP | N | OP
EXCLUDE | RI | Portsmouth Wind Turbine | 57350 | WTG-1 | WND | WT | 1.5 | 1.5 | 0 | 2912 |  |  | 2912 | 0 |  | IPP Non-CHP | N | OP |  | Non Combustion (NUC, WAT, WND, GEO, or SUN)
EXCLUDE | RI | Rhode Island Hospital | 52024 | GEN2 | NG | ST | 1.7 | 1.7 | 0 | 460.75 | 0.36018 | 3723.4512 | 1279.2108 | 1518.5394 |  | Commercial CHP | Y | OP |  | Steam unit (PRMVR=ST) under 25MW/250 MMBtu/hr
EXCLUDE | RI | Rhode Island Hospital | 52024 | GEN4 | NG | ST | 1.7 | 1.7 | 0 | 365.69 | 0.36018 | 2955.2444 | 1015.2895 | 1205.2407 |  | Commercial CHP | Y | OP |  | Steam unit (PRMVR=ST) under 25MW/250 MMBtu/hr
EXCLUDE | RI | Rhode Island Hospital | 52024 | NEW1 | NG | ST | 3.5 | 3 | 0 | 10876.61 | 0.36018 | 87896.965 | 30197.4552 | 35847.1197 |  | Commercial CHP | Y | OP |  | Steam unit (PRMVR=ST) under 25MW/250 MMBtu/hr
EXCLUDE | RI | Rhode Island Hospital | 52024 | NEW3 | NG | ST | 3.5 | 3 | 0 | 5529 | 0.36018 | 44681.4145 | 15350.5301 | 18222.4723 |  | Commercial CHP | Y | OP |  | Steam unit (PRMVR=ST) under 25MW/250 MMBtu/hr
EXCLUDE | RI | Ridgewood Providence Power | 50365 | GEN1 | LFG | IC | 1.9 | 1.7 | 0 | 0 |  |  | 0 | 0 |  | IPP Non-CHP | N | OP |  | Internal Combustion (PRMVR=IC)
EXCLUDE | RI | Ridgewood Providence Power | 50365 | GEN2 | LFG | IC | 1.9 | 1.7 | 0 | 0 |  |  | 0 | 0 |  | IPP Non-CHP | N | OP |  | Internal Combustion (PRMVR=IC)
EXCLUDE | RI | Ridgewood Providence Power | 50365 | GEN3 | LFG | IC | 1.9 | 1.7 | 0 | 0 |  |  | 0 | 0 |  | IPP Non-CHP | N | OP |  | Internal Combustion (PRMVR=IC)
EXCLUDE | RI | Ridgewood Providence Power | 50365 | GEN4 | LFG | IC | 1.9 | 1.7 | 0 | 0 |  |  | 0 | 0 |  | IPP Non-CHP | N | OP |  | Internal Combustion (PRMVR=IC)
EXCLUDE | RI | Ridgewood Providence Power | 50365 | GEN5 | LFG | IC | 1.9 | 1.7 | 0 | 0 |  |  | 0 | 0 |  | IPP Non-CHP | N | OP |  | Internal Combustion (PRMVR=IC)
EXCLUDE | RI | Ridgewood Providence Power | 50365 | GEN6 | LFG | IC | 1.9 | 1.7 | 0 | 0 |  |  | 0 | 0 |  | IPP Non-CHP | N | OP |  | Internal Combustion (PRMVR=IC)
EXCLUDE | RI | Ridgewood Providence Power | 50365 | GEN7 | LFG | IC | 1.9 | 1.7 | 0 | 0 |  |  | 0 | 0 |  | IPP Non-CHP | N | OP |  | Internal Combustion (PRMVR=IC)
EXCLUDE | RI | Ridgewood Providence Power | 50365 | GEN8 | LFG | IC | 1.9 | 1.7 | 0 | 0 |  |  | 0 | 0 |  | IPP Non-CHP | N | OP |  | Internal Combustion (PRMVR=IC)
EXCLUDE | RI | Ridgewood Providence Power | 50365 | GEN9 | LFG | IC | 1.9 | 1.7 | 0 | 0 |  |  | 0 | 0 |  | IPP Non-CHP | N | OP |  | Internal Combustion (PRMVR=IC)
EXCLUDE | RI | Ridgewood Providence Power | 50365 | PH21 | LFG | IC | 1.6 | 1.5 | 0 | 0 |  |  | 0 | 0 |  | IPP Non-CHP | N | OP |  | Internal Combustion (PRMVR=IC)
EXCLUDE | RI | Ridgewood Providence Power | 50365 | PH22 | LFG | IC | 1.6 | 1.5 | 0 | 0 |  |  | 0 | 0 |  | IPP Non-CHP | N | OP |  | Internal Combustion (PRMVR=IC)
EXCLUDE | RI | Ridgewood Providence Power | 50365 | PH23 | LFG | IC | 1.6 | 1.5 | 0 | 0 |  |  | 0 | 0 |  | IPP Non-CHP | N | OP |  | Internal Combustion (PRMVR=IC)
EXCLUDE | RI | Ridgewood Providence Power | 50365 | PH24 | LFG | IC | 1.6 | 1.5 | 0 | 0 |  |  | 0 | 0 |  | IPP Non-CHP | N | OP |  | Internal Combustion (PRMVR=IC)
EXCLUDE | RI | Ridgewood Providence Power | 50365 | PHI1 | LFG | IC | 1.3 | 1.2 | 0 | 0 |  |  | 0 | 0 |  | IPP Non-CHP | N | OS |  | Internal Combustion (PRMVR=IC)
EXCLUDE | RI | Ridgewood Providence Power | 50365 | PHI2 | LFG | IC | 1.3 | 1.2 | 0 | 0 |  |  | 0 | 0 |  | IPP Non-CHP | N | OS |  | Internal Combustion (PRMVR=IC)
EXCLUDE | RI | Thundermist Hydro | 54688 | HYD1 | WAT | HY | 1.2 | 1.1 | 0 | 0 |  |  | 0 | 0 |  | IPP Non-CHP | N | OS |  | Non Combustion (NUC, WAT, WND, GEO, or SUN)
NGCC | RI | Tiverton Power Plant | 55048 | UNT1 | NG | CC | 179.3 | 159.4 | 1943.4 | 1038739.8415 |  |  | 1038739.8415 | 454618.9341 |  | Electric Utility/IPP Non-CHP | N | OP
NGCC | RI | Tiverton Power Plant | 55048 | UNT2 | NG | CC | 93.2 | 90.6 | 1943.4 | 539936.1585 |  |  | 539936.1585 | 236310.5669 |  | Electric Utility/IPP Non-CHP | N | OP
EXCLUDE | RI | Tiverton Power Plant | 55048 | UNT3 | NG | CC | 179.3 | 159.4 | 0 | 0 |  |  | 0 | 0 |  | IPP Non-CHP | N | P |  | Status of operation (IP,L,P,T,or U)
EXCLUDE | RI | Tiverton Power Plant | 55048 | UNT4 | NG | CC | 93.2 | 90.6 | 0 | 0 |  |  | 0 | 0 |  | IPP Non-CHP | N | P |  | Status of operation (IP,L,P,T,or U)
EXCLUDE | SC | 99 Islands | 3272 | 1 | WAT | HY | 3 | 1.6 | 0 | 8456.6667 |  |  | 8456.6667 | 0 |  | Electric Utility | N | OP |  | Non Combustion (NUC, WAT, WND, GEO, or SUN)
EXCLUDE | SC | 99 Islands | 3272 | 2 | WAT | HY | 3 | 1.6 | 0 | 8456.6667 |  |  | 8456.6667 | 0 |  | Electric Utility | N | OP |  | Non Combustion (NUC, WAT, WND, GEO, or SUN)
EXCLUDE | SC | 99 Islands | 3272 | 3 | WAT | HY | 3 | 1.6 | 0 | 8456.6667 |  |  | 8456.6667 | 0 |  | Electric Utility | N | OP |  | Non Combustion (NUC, WAT, WND, GEO, or SUN)
EXCLUDE | SC | 99 Islands | 3272 | 4 | WAT | HY | 3 | 1.6 | 0 | 8456.6667 |  |  | 8456.6667 | 0 |  | Electric Utility | N | OP |  | Non Combustion (NUC, WAT, WND, GEO, or SUN)
EXCLUDE | SC | 99 Islands | 3272 | 5 | WAT | HY | 3 | 1.6 | 0 | 8456.6667 |  |  | 8456.6667 | 0 |  | Electric Utility | N | OP |  | Non Combustion (NUC, WAT, WND, GEO, or SUN)
EXCLUDE | SC | 99 Islands | 3272 | 6 | WAT | HY | 3 | 1.6 | 0 | 8456.6667 |  |  | 8456.6667 | 0 |  | Electric Utility | N | OP |  | Non Combustion (NUC, WAT, WND, GEO, or SUN)
EXCLUDE | SC | Anderson Regional Landfill | 56121 | A2 | LFG | IC | 1.6 | 1.1 | 0 | 0 |  |  | 0 | 0 |  | Electric Utility | N | OP |  | Internal Combustion (PRMVR=IC)
EXCLUDE | SC | Anderson Regional Landfill | 56121 | A3 | LFG | IC | 1.6 | 1.1 | 0 | 0 |  |  | 0 | 0 |  | Electric Utility | N | OP |  | Internal Combustion (PRMVR=IC)
EXCLUDE | SC | Bad Creek | 7125 | 1 | WAT | PS | 266.3 | 340 | 0 | -133859.75 |  |  | -133859.75 | 0 |  | Electric Utility | N | OP |  | Non Combustion (NUC, WAT, WND, GEO, or SUN)
EXCLUDE | SC | Bad Creek | 7125 | 2 | WAT | PS | 266.3 | 340 | 0 | -133859.75 |  |  | -133859.75 | 0 |  | Electric Utility | N | OP |  | Non Combustion (NUC, WAT, WND, GEO, or SUN)
EXCLUDE | SC | Bad Creek | 7125 | 3 | WAT | PS | 266.3 | 340 | 0 | -133859.75 |  |  | -133859.75 | 0 |  | Electric Utility | N | OP |  | Non Combustion (NUC, WAT, WND, GEO, or SUN)
EXCLUDE | SC | Bad Creek | 7125 | 4 | WAT | PS | 266.3 | 340 | 0 | -133859.75 |  |  | -133859.75 | 0 |  | Electric Utility | N | OP |  | Non Combustion (NUC, WAT, WND, GEO, or SUN)
EXCLUDE | SC | Berkeley County Landfill | 57945 | B1 | LFG | IC | 1.6 | 1.6 | 0 | 0 |  |  | 0 | 0 |  | Electric Utility | N | OP |  | Internal Combustion (PRMVR=IC)
EXCLUDE | SC | Berkeley County Landfill | 57945 | B2 | LFG | IC | 1.6 | 1.6 | 0 | 0 |  |  | 0 | 0 |  | Electric Utility | N | OP |  | Internal Combustion (PRMVR=IC)
EXCLUDE | SC | Bob Jones University Cogen Plant | 10280 | ENG1 | DFO | IC | 1.1 | 1.1 | 0 | 0 |  |  | 0 | 0 |  | Commercial CHP | N | SB |  | Internal Combustion (PRMVR=IC)
EXCLUDE | SC | Bob Jones University Cogen Plant | 10280 | ENG2 | NG | IC | 1.1 | 1.1 | 0 | 0 | 0.55499 | 0 | 0 | 0 |  | Commercial CHP | Y | SB |  | Internal Combustion (PRMVR=IC)
EXCLUDE | SC | Bob Jones University Cogen Plant | 10280 | ENG3 | NG | IC | 1.1 | 1.1 | 0 | 0 | 0.55499 | 0 | 0 | 0 |  | Commercial CHP | Y | SB |  | Internal Combustion (PRMVR=IC)
EXCLUDE | SC | Bob Jones University Cogen Plant | 10280 | ENG4 | NG | IC | 1.1 | 1.1 | 0 | 0 | 0.55499 | 0 | 0 | 0 |  | Commercial CHP | Y | SB |  | Internal Combustion (PRMVR=IC)
EXCLUDE | SC | Bob Jones University Cogen Plant | 10280 | ENG5 | DFO | IC | 1 | 1 | 0 | 0 |  |  | 0 | 0 |  | Commercial CHP | N | SB |  | Internal Combustion (PRMVR=IC)
EXCLUDE | SC | Bob Jones University Cogen Plant | 10280 | ENG6 | DFO | IC | 1 | 1 | 0 | 0 |  |  | 0 | 0 |  | Commercial CHP | N | SB |  | Internal Combustion (PRMVR=IC)
EXCLUDE | SC | Bob Jones University Cogen Plant | 10280 | ENG7 | DFO | IC | 1 | 1 | 0 | 0 |  |  | 0 | 0 |  | Commercial CHP | N | SB |  | Internal Combustion (PRMVR=IC)
EXCLUDE | SC | Boyds Mill Hydro | 3253 | 1 | WAT | HY | 0.7 | 0.7 | 0 | 822.5 |  |  | 822.5 | 0 |  | IPP Non-CHP | N | OP |  | Non Combustion (NUC, WAT, WND, GEO, or SUN)
EXCLUDE | SC | Boyds Mill Hydro | 3253 | 2 | WAT | HY | 0.7 | 0.7 | 0 | 822.5 |  |  | 822.5 | 0 |  | IPP Non-CHP | N | OP |  | Non Combustion (NUC, WAT, WND, GEO, or SUN)
SSTLOGN | SC | Broad River Energy Center | 55166 | CT01 | NG | GT | 197 | 173 | 2137.5 | 148252 |  |  | 148252 | 93454.746 |  | Electric Utility/IPP Non-CHP | N | OP
SSTLOGN | SC | Broad River Energy Center | 55166 | CT02 | NG | GT | 197 | 170.1 | 2137.5 | 148252 |  |  | 148252 | 96809.71 |  | Electric Utility/IPP Non-CHP | N | OP
SSTLOGN | SC | Broad River Energy Center | 55166 | CT03 | NG | GT | 197 | 166.9 | 2137.5 | 148252 |  |  | 148252 | 96878.656 |  | Electric Utility/IPP Non-CHP | N | OP
SSTLOGN | SC | Broad River Energy Center | 55166 | CT04 | NG | GT | 197 | 170.5 | 2137.5 | 148252 |  |  | 148252 | 95605.758 |  | Electric Utility/IPP Non-CHP | N | OP
SSTLOGN | SC | Broad River Energy Center | 55166 | CT05 | NG | GT | 197 | 168.4 | 2137.5 | 148252 |  |  | 148252 | 89571.207 |  | Electric Utility/IPP Non-CHP | N | OP
EXCLUDE | SC | Burton | 3277 | 1 | NG | GT | 11.5 | 9 | 0 | 0 |  |  | 0 | 0 |  | Electric Utility | N | RE | 2008 | Simple Cycle Turbine (PRMVR=GT or OT) unit under 25MW
EXCLUDE | SC | Burton | 3277 | 2 | NG | GT | 11.5 | 9 | 0 | 0 |  |  | 0 | 0 |  | Electric Utility | N | RE | 2008 | Simple Cycle Turbine (PRMVR=GT or OT) unit under 25MW
EXCLUDE | SC | Burton | 3277 | 3 | NG | GT | 11.5 | 9 | 0 | 0 |  |  | 0 | 0 |  | Electric Utility | N | RE | 2008 | Simple Cycle Turbine (PRMVR=GT or OT) unit under 25MW
EXCLUDE | SC | Buzzard Roost | 3254 | 6 | NG | GT | 22.7 | 20 | 0 | -90.9838 |  |  | -90.9838 | 71.7453 |  | Electric Utility | N | OP | 2012 | Simple Cycle Turbine (PRMVR=GT or OT) unit under 25MW
EXCLUDE | SC | Buzzard Roost | 3254 | 7 | NG | GT | 22.7 | 20 | 0 | -90.9838 |  |  | -90.9838 | 71.7453 |  | Electric Utility | N | OP | 2012 | Simple Cycle Turbine (PRMVR=GT or OT) unit under 25MW
EXCLUDE | SC | Buzzard Roost | 3254 | 8 | NG | GT | 22.7 | 20 | 0 | -90.9838 |  |  | -90.9838 | 71.7453 |  | Electric Utility | N | OP | 2012 | Simple Cycle Turbine (PRMVR=GT or OT) unit under 25MW
EXCLUDE | SC | Buzzard Roost | 3254 | 9 | NG | GT | 22.7 | 20 | 0 | -90.9838 |  |  | -90.9838 | 71.7453 |  | Electric Utility | N | OP | 2012 | Simple Cycle Turbine (PRMVR=GT or OT) unit under 25MW
EXCLUDE | SC | Buzzard Roost | 3254 | 10 | NG | GT | 17.8 | 16 | 0 | -71.3441 |  |  | -71.3441 | 56.2585 |  | Electric Utility | N | OP | 2012 | Simple Cycle Turbine (PRMVR=GT or OT) unit under 25MW
EXCLUDE | SC | Buzzard Roost | 3254 | 11 | NG | GT | 17.8 | 16 | 0 | -71.3441 |  |  | -71.3441 | 56.2585 |  | Electric Utility | N | OP | 2012 | Simple Cycle Turbine (PRMVR=GT or OT) unit under 25MW
EXCLUDE | SC | Buzzard Roost | 3254 | 12 | NG | GT | 17.8 | 16 | 0 | -71.3441 |  |  | -71.3441 | 56.2585 |  | Electric Utility | N | OP | 2012 | Simple Cycle Turbine (PRMVR=GT or OT) unit under 25MW
EXCLUDE | SC | Buzzard Roost | 3254 | 13 | NG | GT | 17.8 | 16 | 0 | -71.3441 |  |  | -71.3441 | 56.2585 |  | Electric Utility | N | OP | 2012 | Simple Cycle Turbine (PRMVR=GT or OT) unit under 25MW
EXCLUDE | SC | Buzzard Roost | 3254 | 14 | NG | GT | 17.8 | 16 | 0 | -71.3441 |  |  | -71.3441 | 56.2585 |  | Electric Utility | N | OP | 2012 | Simple Cycle Turbine (PRMVR=GT or OT) unit under 25MW
EXCLUDE | SC | Buzzard Roost | 3254 | 15 | NG | GT | 17.8 | 16 | 0 | -71.3441 |  |  | -71.3441 | 56.2585 |  | Electric Utility | N | OP | 2012 | Simple Cycle Turbine (PRMVR=GT or OT) unit under 25MW
EXCLUDE | SC | Buzzard Roost | 3254 | HC1 | WAT | HY | 5 | 2.3 | 0 | 0 |  |  | 0 | 0 |  | Electric Utility | N | OP |  | Non Combustion (NUC, WAT, WND, GEO, or SUN)
EXCLUDE | SC | Buzzard Roost | 3254 | HC2 | WAT | HY | 5 | 2.3 | 0 | 0 |  |  | 0 | 0 |  | Electric Utility | N | OP |  | Non Combustion (NUC, WAT, WND, GEO, or SUN)
EXCLUDE | SC | Buzzard Roost | 3254 | HC3 | WAT | HY | 5 | 2.3 | 0 | 0 |  |  | 0 | 0 |  | Electric Utility | N | OP |  | Non Combustion (NUC, WAT, WND, GEO, or SUN)
EXCLUDE | SC | Camden South Carolina | 10795 | GEN1 | BIT | ST | 5.5 | 5.5 | 0 | 13644.903 | 0.54133 | 52597.0878 | 25206.3965 | 10230.6197 |  | Industrial CHP | Y | OP |  | Steam unit (PRMVR=ST) under 25MW/250 MMBtu/hr
EXCLUDE | SC | Camden South Carolina | 10795 | GEN2 | BIT | ST | 5.5 | 5.5 | 0 | 3286.771 | 0.54133 | 12669.5356 | 6071.6924 | 2464.3418 |  | Industrial CHP | Y | OS |  | Steam unit (PRMVR=ST) under 25MW/250 MMBtu/hr
EXCLUDE | SC | Camden South Carolina | 10795 | GEN3 | BIT | ST | 19 | 17.5 | 0 | 4282.939 | 0.54133 | 16509.4701 | 7911.9257 | 3211.2445 |  | Industrial CHP | Y | OP |  | Steam unit (PRMVR=ST) under 25MW/250 MMBtu/hr
COALST | SC | Canadys Steam | 3280 | 1 | BIT | ST | 136 | 105 | 1554 | 367291 |  |  | 367291 | 377882.501 |  | Electric Utility | N | OP
COALST | SC | Canadys Steam | 3280 | 2 | BIT | ST | 136 | 115 | 1416 | 468934 |  |  | 468934 | 444560.002 |  | Electric Utility | N | OP
COALST | SC | Canadys Steam | 3280 | 3 | BIT | ST | 217.6 | 180 | 2019 | 722164 |  |  | 722164 | 704237.786 |  | Electric Utility | N | OP
EXCLUDE | SC | Catawba | 6036 | 1 | NUC | ST | 1205.1 | 1129 | 0 | 9389288 |  |  | 9389288 | 0 |  | Electric Utility | N | OP |  | Non Combustion (NUC, WAT, WND, GEO, or SUN)
EXCLUDE | SC | Catawba | 6036 | 2 | NUC | ST | 1205.1 | 1129 | 0 | 9389288 |  |  | 9389288 | 0 |  | Electric Utility | N | OP |  | Non Combustion (NUC, WAT, WND, GEO, or SUN)
EXCLUDE | SC | Cedar Creek | 3255 | 1 | WAT | HY | 15 | 15 | 0 | 34179.6667 |  |  | 34179.6667 | 0 |  | Electric Utility | N | OP |  | Non Combustion (NUC, WAT, WND, GEO, or SUN)
EXCLUDE | SC | Cedar Creek | 3255 | 2 | WAT | HY | 15 | 15 | 0 | 34179.6667 |  |  | 34179.6667 | 0 |  | Electric Utility | N | OP |  | Non Combustion (NUC, WAT, WND, GEO, or SUN)
EXCLUDE | SC | Cedar Creek | 3255 | 3 | WAT | HY | 15 | 15 | 0 | 34179.6667 |  |  | 34179.6667 | 0 |  | Electric Utility | N | OP |  | Non Combustion (NUC, WAT, WND, GEO, or SUN)
NGCC | SC | Cherokee County Cogen | 55043 | GT1 | NG | CC | 60 | 51 | 832 | 296416.2806 | 0.68948 | 607316.2016 | 429911.9287 | 150727.0144 |  | IPP CHP | Y | OP
NGCC | SC | Cherokee County Cogen | 55043 | ST1 | NG | CC | 41.2 | 35 | 832 | 203539.1794 | 0.41879 | 1285108.0208 | 486021.892 | 103499.2166 |  | IPP CHP | Y | OP
EXCLUDE | SC | Cherokee Falls | 10173 | T-1 | WAT | HY | 4.3 | 1 | 0 | 5555 |  |  | 5555 | 0 |  | Electric Utility | N | OP |  | Non Combustion (NUC, WAT, WND, GEO, or SUN)
EXCLUDE | SC | City West Diesel Plant | 57886 | DI1 | DFO | IC | 1.8 | 1.8 | 0 | 0 |  |  | 0 | 0 |  | Electric Utility | N | OP |  | Internal Combustion (PRMVR=IC)
EXCLUDE | SC | City West Diesel Plant | 57886 | DI2 | DFO | IC | 1.8 | 1.8 | 0 | 0 |  |  | 0 | 0 |  | Electric Utility | N | OP |  | Internal Combustion (PRMVR=IC)
EXCLUDE | SC | City West Diesel Plant | 57886 | DI3 | DFO | IC | 1.8 | 1.8 | 0 | 0 |  |  | 0 | 0 |  | Electric Utility | N | OP |  | Internal Combustion (PRMVR=IC)
EXCLUDE | SC | City West Diesel Plant | 57886 | DI4 | DFO | IC | 1.8 | 1.8 | 0 | 0 |  |  | 0 | 0 |  | Electric Utility | N | OP |  | Internal Combustion (PRMVR=IC)
EXCLUDE | SC | Clifton Dam 3 Power Station | 52049 | 1H | WAT | HY | 0.7 | 0.7 | 0 | 1072.1667 |  |  | 1072.1667 | 0 |  | IPP Non-CHP | N | OP |  | Non Combustion (NUC, WAT, WND, GEO, or SUN)
EXCLUDE | SC | Clifton Dam 3 Power Station | 52049 | 2V | WAT | HY | 0.5 | 0.5 | 0 | 765.8333 |  |  | 765.8333 | 0 |  | IPP Non-CHP | N | OP |  | Non Combustion (NUC, WAT, WND, GEO, or SUN)
COALST | SC | Cogen South | 7737 | 1 | BIT | ST | 99.2 | 90 | 0 | 506218 | 0.34597 | 4353528.421 | 1463177.6471 | 1278773.3682 |  | Electric Utility | Y | OP
EXCLUDE | SC | Coit GT | 3281 | 1 | NG | GT | 19.6 | 14 | 0 | 435 |  |  | 435 | 495.7508 |  | Electric Utility | N | OP |  | Simple Cycle Turbine (PRMVR=GT or OT) unit under 25MW
EXCLUDE | SC | Coit GT | 3281 | 2 | NG | GT | 19.6 | 14 | 0 | 435 |  |  | 435 | 495.7508 |  | Electric Utility | N | OP |  | Simple Cycle Turbine (PRMVR=GT or OT) unit under 25MW
EXCLUDE | SC | Columbia Canal Hydro | 3283 | 1 | WAT | HY | 1.6 | 1.3 | 0 | 2419.4717 |  |  | 2419.4717 | 0 |  | Electric Utility | N | OP |  | Non Combustion (NUC, WAT, WND, GEO, or SUN)
EXCLUDE | SC | Columbia Canal Hydro | 3283 | 2 | WAT | HY | 1.6 | 0.1 | 0 | 2419.4717 |  |  | 2419.4717 | 0 |  | Electric Utility | N | OA |  | Non Combustion (NUC, WAT, WND, GEO, or SUN)
EXCLUDE | SC | Columbia Canal Hydro | 3283 | 3 | WAT | HY | 1.6 | 1.3 | 0 | 2419.4717 |  |  | 2419.4717 | 0 |  | Electric Utility | N | OP |  | Non Combustion (NUC, WAT, WND, GEO, or SUN)
EXCLUDE | SC | Columbia Canal Hydro | 3283 | 4 | WAT | HY | 1.3 | 1.3 | 0 | 1965.8208 |  |  | 1965.8208 | 0 |  | Electric Utility | N | OP |  | Non Combustion (NUC, WAT, WND, GEO, or SUN)
EXCLUDE | SC | Columbia Canal Hydro | 3283 | 5 | WAT | HY | 1.3 | 0.1 | 0 | 1965.8208 |  |  | 1965.8208 | 0 |  | Electric Utility | N | OA |  | Non Combustion (NUC, WAT, WND, GEO, or SUN)
EXCLUDE | SC | Columbia Canal Hydro | 3283 | 6 | WAT | HY | 1.6 | 1.3 | 0 | 2419.4717 |  |  | 2419.4717 | 0 |  | Electric Utility | N | OP |  | Non Combustion (NUC, WAT, WND, GEO, or SUN)
EXCLUDE | SC | Columbia Canal Hydro | 3283 | 7 | WAT | HY | 1.6 | 1.3 | 0 | 2419.4717 |  |  | 2419.4717 | 0 |  | Electric Utility | N | OP |  | Non Combustion (NUC, WAT, WND, GEO, or SUN)
NGCC | SC | Columbia Energy Center | 55386 | CT1 | NG | CC | 197 | 151.5 | 2484 | 44561.2733 | 0.77798 | 57854.4221 | 57278.3942 | 20439.5056 |  | Electric Utility/IPP CHP | Y | OP
NGCC | SC | Columbia Energy Center | 55386 | CT2 | NG | CC | 197 | 151.5 | 2484 | 44561.2733 | 0.77798 | 57854.4221 | 57278.3942 | 20439.5056 |  | Electric Utility/IPP CHP | Y | OP
NGCC | SC | Columbia Energy Center | 55386 | ST1 | NG | CC | 274.5 | 105.7 | 2484 | 62091.7234 | 0.77798 | 80614.4105 | 79811.7726 | 28480.4278 |  | Electric Utility/IPP CHP | Y | OP
COALST | SC | Cope | 7210 | ST1 | BIT | ST | 417.3 | 420 | 4725 | 2459909 |  |  | 2459909 | 2246819.012 |  | Electric Utility | N | OP
EXCLUDE | SC | Cornell Dubilier | 56130 | 1 | DFO | IC | 2.9 | 2.4 | 0 | 0 |  |  | 0 | 0 |  | Electric Utility | N | RE | 2009 | Internal Combustion (PRMVR=IC)
COALST | SC | Cross | 130 | 1 | BIT | ST | 590.9 | 580 | 6750 | 3893624 |  |  | 3893624 | 4098304.969 |  | Electric Utility | N | OP
COALST | SC | Cross | 130 | 2 | BIT | ST | 556.2 | 570 | 6640 | 2734086 |  |  | 2734086 | 3007915.107 |  | Electric Utility | N | OP
COALST | SC | Cross | 130 | 3 | BIT | ST | 591 | 600 | 6895 | 3809205 |  |  | 3809205 | 4043931.957 |  | Electric Utility | N | OP
COALST | SC | Cross | 130 | 4 | BIT | ST | 652 | 600 | 7120 | 3894753 |  |  | 3894753 | 4285293.753 |  | Electric Utility | N | OP
SSTLOGN | SC | Darlington County | 3250 | 1 | NG | GT | 66.8 | 52 | 1663.4209 | 7672.8661 |  |  | 7672.8661 | 5006.8031 |  | Electric Utility | N | OP
SSTLOGN | SC | Darlington County | 3250 | 2 | NG | GT | 65.8 | 48 | 1638.5194 | 7558.0028 |  |  | 7558.0028 | 4931.8509 |  | Electric Utility | N | OP
SSTLOGN | SC | Darlington County | 3250 | 3 | NG | GT | 66.8 | 52 | 1663.4209 | 7672.8661 |  |  | 7672.8661 | 5006.8031 |  | Electric Utility | N | OP
SSTLOGN | SC | Darlington County | 3250 | 4 | NG | GT | 65.8 | 52 | 1638.5194 | 7558.0028 |  |  | 7558.0028 | 4931.8509 |  | Electric Utility | N | OP
SSTLOGN | SC | Darlington County | 3250 | 5 | NG | GT | 66.8 | 52 | 1663.4209 | 7672.8661 |  |  | 7672.8661 | 5006.8031 |  | Electric Utility | N | OP
SSTLOGN | SC | Darlington County | 3250 | 6 | NG | GT | 65.8 | 45 | 1638.5194 | 7558.0028 |  |  | 7558.0028 | 4931.8509 |  | Electric Utility | N | OP
SSTLOGN | SC | Darlington County | 3250 | 7 | NG | GT | 66.8 | 51 | 1663.4209 | 7672.8661 |  |  | 7672.8661 | 5006.8031 |  | Electric Utility | N | OP
SSTLOGN | SC | Darlington County | 3250 | 8 | NG | GT | 65.8 | 49 | 1638.5194 | 7558.0028 |  |  | 7558.0028 | 4931.8509 |  | Electric Utility | N | OP
SSTLOGN | SC | Darlington County | 3250 | 9 | NG | GT | 66.8 | 52 | 1663.4209 | 7672.8661 |  |  | 7672.8661 | 5006.8031 |  | Electric Utility | N | OP
SSTLOGN | SC | Darlington County | 3250 | 10 | NG | GT | 65.8 | 51 | 1638.5194 | 7558.0028 |  |  | 7558.0028 | 4931.8509 |  | Electric Utility | N | OP
SSTLOGN | SC | Darlington County | 3250 | 11 | DFO | GT | 66.8 | 52 | 1663.4209 | 7672.8661 |  |  | 7672.8661 | 5006.8031 |  | Electric Utility | N | OP
SSTLOGN | SC | Darlington County | 3250 | 12 | NG | GT | 158 | 118 | 3934.4387 | 18148.3958 |  |  | 18148.3958 | 11842.4384 |  | Electric Utility | N | OP
SSTLOGN | SC | Darlington County | 3250 | 13 | NG | GT | 158 | 116 | 3934.4387 | 18148.3958 |  |  | 18148.3958 | 11842.4384 |  | Electric Utility | N | OP
EXCLUDE | SC | Dearborn | 3256 | 1 | WAT | HY | 15 | 14 | 0 | 40516.3333 |  |  | 40516.3333 | 0 |  | Electric Utility | N | OP |  | Non Combustion (NUC, WAT, WND, GEO, or SUN)
EXCLUDE | SC | Dearborn | 3256 | 2 | WAT | HY | 15 | 14 | 0 | 40516.3333 |  |  | 40516.3333 | 0 |  | Electric Utility | N | OP |  | Non Combustion (NUC, WAT, WND, GEO, or SUN)
EXCLUDE | SC | Dearborn | 3256 | 3 | WAT | HY | 15 | 14 | 0 | 40516.3333 |  |  | 40516.3333 | 0 |  | Electric Utility | N | OP |  | Non Combustion (NUC, WAT, WND, GEO, or SUN)
COALST | SC | Dolphus M Grainger | 3317 | 1 | BIT | ST | 81.6 | 83 | 0 | 101320 |  |  | 101320 | 118315.0768 |  | Electric Utility | N | OP
COALST | SC | Dolphus M Grainger | 3317 | 2 | BIT | ST | 81.6 | 83 | 0 | 102931 |  |  | 102931 | 118315.0768 |  | Electric Utility | N | OP
EXCLUDE | SC | Enoree Phase II Landfill Gas Recovery | 56951 | 1 | LFG | IC | 1.6 | 1.5 | 0 | 0 |  |  | 0 | 0 |  | IPP Non-CHP | N | OP |  | Internal Combustion (PRMVR=IC)
EXCLUDE | SC | Enoree Phase II Landfill Gas Recovery | 56951 | 2 | LFG | IC | 1.6 | 1.5 | 0 | 0 |  |  | 0 | 0 |  | IPP Non-CHP | N | OP |  | Internal Combustion (PRMVR=IC)
EXCLUDE | SC | Faber Place | 3284 | 1 | NG | GT | 11.5 | 8 | 0 | 0 |  |  | 0 | 0 |  | Electric Utility | N | RE | 2008 | Simple Cycle Turbine (PRMVR=GT or OT) unit under 25MW
EXCLUDE | SC | Fairfield Pumped Storage | 6126 | 1 | WAT | PS | 63.9 | 72 | 0 | -28718 |  |  | -28718 | 0 |  | Electric Utility | N | OP |  | Non Combustion (NUC, WAT, WND, GEO, or SUN)
EXCLUDE | SC | Fairfield Pumped Storage | 6126 | 2 | WAT | PS | 63.9 | 72 | 0 | -28718 |  |  | -28718 | 0 |  | Electric Utility | N | OP |  | Non Combustion (NUC, WAT, WND, GEO, or SUN)
EXCLUDE | SC | Fairfield Pumped Storage | 6126 | 3 | WAT | PS | 63.9 | 72 | 0 | -28718 |  |  | -28718 | 0 |  | Electric Utility | N | OP |  | Non Combustion (NUC, WAT, WND, GEO, or SUN)
EXCLUDE | SC | Fairfield Pumped Storage | 6126 | 4 | WAT | PS | 63.9 | 72 | 0 | -28718 |  |  | -28718 | 0 |  | Electric Utility | N | OP |  | Non Combustion (NUC, WAT, WND, GEO, or SUN)
EXCLUDE | SC | Fairfield Pumped Storage | 6126 | 5 | WAT | PS | 63.9 | 72 | 0 | -28718 |  |  | -28718 | 0 |  | Electric Utility | N | OP |  | Non Combustion (NUC, WAT, WND, GEO, or SUN)
EXCLUDE | SC | Fairfield Pumped Storage | 6126 | 6 | WAT | PS | 63.9 | 72 | 0 | -28718 |  |  | -28718 | 0 |  | Electric Utility | N | OP |  | Non Combustion (NUC, WAT, WND, GEO, or SUN)
EXCLUDE | SC | Fairfield Pumped Storage | 6126 | 7 | WAT | PS | 63.9 | 72 | 0 | -28718 |  |  | -28718 | 0 |  | Electric Utility | N | OP |  | Non Combustion (NUC, WAT, WND, GEO, or SUN)
EXCLUDE | SC | Fairfield Pumped Storage | 6126 | 8 | WAT | PS | 63.9 | 72 | 0 | -28718 |  |  | -28718 | 0 |  | Electric Utility | N | OP |  | Non Combustion (NUC, WAT, WND, GEO, or SUN)
EXCLUDE | SC | Fishing Creek | 3257 | 1 | WAT | HY | 9.3 | 11 | 0 | 21772.9929 |  |  | 21772.9929 | 0 |  | Electric Utility | N | OP |  | Non Combustion (NUC, WAT, WND, GEO, or SUN)
EXCLUDE | SC | Fishing Creek | 3257 | 2 | WAT | HY | 8.8 | 9.5 | 0 | 20602.4019 |  |  | 20602.4019 | 0 |  | Electric Utility | N | OP |  | Non Combustion (NUC, WAT, WND, GEO, or SUN)
EXCLUDE | SC | Fishing Creek | 3257 | 3 | WAT | HY | 8.8 | 9.5 | 0 | 20602.4019 |  |  | 20602.4019 | 0 |  | Electric Utility | N | OP |  | Non Combustion (NUC, WAT, WND, GEO, or SUN)
EXCLUDE | SC | Fishing Creek | 3257 | 4 | WAT | HY | 9.4 | 11 | 0 | 22007.1111 |  |  | 22007.1111 | 0 |  | Electric Utility | N | OP |  | Non Combustion (NUC, WAT, WND, GEO, or SUN)
EXCLUDE | SC | Fishing Creek | 3257 | 5 | WAT | HY | 6 | 8 | 0 | 14047.0922 |  |  | 14047.0922 | 0 |  | Electric Utility | N | OP |  | Non Combustion (NUC, WAT, WND, GEO, or SUN)
EXCLUDE | SC | Florence Mill | 50806 | GEN1 | BLQ | ST | 12.5 | 12.5 | 0 | 67204.676 | 0.15382 | 1681875.5743 | 436901.8274 | 238083.5368 |  | Industrial CHP | Y | OP |  | Steam unit (PRMVR=ST) under 25MW/250 MMBtu/hr
EXCLUDE | SC | Florence Mill | 50806 | GEN2 | BLQ | ST | 16 | 16 | 0 | 75776.313 | 0.15382 | 1896390.8099 | 492626.5789 | 268449.9603 |  | Industrial CHP | Y | OP |  | Steam unit (PRMVR=ST) under 25MW/250 MMBtu/hr
EXCLUDE | SC | Florence Mill | 50806 | GEN3 | BIT | ST | 79.1 | 74.8 | 0 | 423022.71 | 0.15382 | 10586637.8008 | 2750097.2559 | 1498627.0143 |  | Industrial CHP | Y | OP |  | Commercial/Industrial Unit
EXCLUDE | SC | Gaston Shoals | 3258 | 3 | WAT | HY | 1.4 | 1 | 0 | 3081.8806 |  |  | 3081.8806 | 0 |  | Electric Utility | N | OP |  | Non Combustion (NUC, WAT, WND, GEO, or SUN)
EXCLUDE | SC | Gaston Shoals | 3258 | 4 | WAT | HY | 1.4 | 1 | 0 | 3081.8806 |  |  | 3081.8806 | 0 |  | Electric Utility | N | OP |  | Non Combustion (NUC, WAT, WND, GEO, or SUN)
EXCLUDE | SC | Gaston Shoals | 3258 | 5 | WAT | HY | 1.4 | 1 | 0 | 3081.8806 |  |  | 3081.8806 | 0 |  | Electric Utility | N | OP |  | Non Combustion (NUC, WAT, WND, GEO, or SUN)
EXCLUDE | SC | Gaston Shoals | 3258 | 6 | WAT | HY | 2.5 | 1.7 | 0 | 5503.3582 |  |  | 5503.3582 | 0 |  | Electric Utility | N | OP |  | Non Combustion (NUC, WAT, WND, GEO, or SUN)
EXCLUDE | SC | Georgetown LFGTE | 56995 | G1 | LFG | IC | 1.1 | 1.1 | 0 | 0 |  |  | 0 | 0 |  | Electric Utility | N | OP |  | Internal Combustion (PRMVR=IC)
EXCLUDE | SC | Great Falls | 3259 | 1 | WAT | HY | 3 | 3 | 0 | 260 |  |  | 260 | 0 |  | Electric Utility | N | OP |  | Non Combustion (NUC, WAT, WND, GEO, or SUN)
EXCLUDE | SC | Great Falls | 3259 | 2 | WAT | HY | 3 | 3 | 0 | 260 |  |  | 260 | 0 |  | Electric Utility | N | OP |  | Non Combustion (NUC, WAT, WND, GEO, or SUN)
EXCLUDE | SC | Great Falls | 3259 | 3 | WAT | HY | 3 | 3 | 0 | 260 |  |  | 260 | 0 |  | Electric Utility | N | OP |  | Non Combustion (NUC, WAT, WND, GEO, or SUN)
EXCLUDE | SC | Great Falls | 3259 | 4 | WAT | HY | 3 | 3 | 0 | 260 |  |  | 260 | 0 |  | Electric Utility | N | OP |  | Non Combustion (NUC, WAT, WND, GEO, or SUN)
EXCLUDE | SC | Great Falls | 3259 | 5 | WAT | HY | 3 | 3 | 0 | 260 |  |  | 260 | 0 |  | Electric Utility | N | OP |  | Non Combustion (NUC, WAT, WND, GEO, or SUN)
EXCLUDE | SC | Great Falls | 3259 | 6 | WAT | HY | 3 | 3 | 0 | 260 |  |  | 260 | 0 |  | Electric Utility | N | OP |  | Non Combustion (NUC, WAT, WND, GEO, or SUN)
EXCLUDE | SC | Great Falls | 3259 | 7 | WAT | HY | 3 | 3 | 0 | 260 |  |  | 260 | 0 |  | Electric Utility | N | OP |  | Non Combustion (NUC, WAT, WND, GEO, or SUN)
EXCLUDE | SC | Great Falls | 3259 | 8 | WAT | HY | 3 | 3 | 0 | 260 |  |  | 260 | 0 |  | Electric Utility | N | OP |  | Non Combustion (NUC, WAT, WND, GEO, or SUN)
COALST | SC | H B Robinson | 3251 | 1 | BIT | ST | 206.6 | 177 | 2360 | 1468674.53 |  |  | 1468674.53 | 593802.775 |  | Electric Utility | N | OP
EXCLUDE | SC | H B Robinson | 3251 | 2 | NUC | ST | 768.6 | 724 | 0 | 5463810.473 |  |  | 5463810.473 | 0 |  | Electric Utility | N | OP |  | Non Combustion (NUC, WAT, WND, GEO, or SUN)
EXCLUDE | SC | H B Robinson | 3251 | GT1 | NG | GT | 16.3 | 11 | 0 | 81 |  |  | 81 | 141.1421 |  | Electric Utility | N | OP |  | Simple Cycle Turbine (PRMVR=GT or OT) unit under 25MW
SSTLOGN | SC | Hagood | 3285 | 4 | NG | GT | 122 | 86 | 850.5237 | 36471.4409 |  |  | 36471.4409 | 17643.9279 |  | Electric Utility | N | OP
SSTLOGN | SC | Hagood | 3285 | 5 | NG | GT | 32 | 20 | 223.0882 | 9566.2796 |  |  | 9566.2796 | 4627.9155 |  | Electric Utility | N | OP
SSTLOGN | SC | Hagood | 3285 | 6 | NG | GT | 32 | 20 | 223.0882 | 9566.2796 |  |  | 9566.2796 | 4627.9155 |  | Electric Utility | N | OP
EXCLUDE | SC | Hardeeville | 3286 | 1 | DFO | GT | 16.3 | 12 | 0 | 11 |  |  | 11 | 64.6473 |  | Electric Utility | N | OP |  | Simple Cycle Turbine (PRMVR=GT or OT) unit under 25MW
SSTLOGN | SC | Hilton Head | 3318 | 1 | DFO | GT | 26.6 | 19 | 594 | 95.1252 |  |  | 95.1252 | 169.1835 |  | Electric Utility | N | OP
SSTLOGN | SC | Hilton Head | 3318 | 2 | DFO | GT | 26.6 | 19 | 594 | 89.5296 |  |  | 89.5296 | 156.9878 |  | Electric Utility | N | OP
SSTLOGN | SC | Hilton Head | 3318 | 3 | DFO | GT | 64.7 | 52 | 700 | 219.8076 |  |  | 219.8076 | 367.6417 |  | Electric Utility | N | OP
EXCLUDE | SC | Hollidays Bridge Hydro | 3261 | 1 | WAT | HY | 1 | 1.2 | 0 | 1781.75 |  |  | 1781.75 | 0 |  | IPP Non-CHP | N | OP |  | Non Combustion (NUC, WAT, WND, GEO, or SUN)
EXCLUDE | SC | Hollidays Bridge Hydro | 3261 | 2 | WAT | HY | 1 | 1.2 | 0 | 1781.75 |  |  | 1781.75 | 0 |  | IPP Non-CHP | N | OP |  | Non Combustion (NUC, WAT, WND, GEO, or SUN)
EXCLUDE | SC | Hollidays Bridge Hydro | 3261 | 3 | WAT | HY | 1 | 1.2 | 0 | 1781.75 |  |  | 1781.75 | 0 |  | IPP Non-CHP | N | OP |  | Non Combustion (NUC, WAT, WND, GEO, or SUN)
EXCLUDE | SC | Hollidays Bridge Hydro | 3261 | 4 | WAT | HY | 1 | 1.2 | 0 | 1781.75 |  |  | 1781.75 | 0 |  | IPP Non-CHP | N | OP |  | Non Combustion (NUC, WAT, WND, GEO, or SUN)
EXCLUDE | SC | Honea Path | 56132 | 1 | DFO | IC | 2.9 | 2.4 | 0 | 0 |  |  | 0 | 0 |  | Electric Utility | N | OP |  | Internal Combustion (PRMVR=IC)
EXCLUDE | SC | Horry Land Fill Gas Site | 7958 | HG1 | LFG | IC | 1 | 1.1 | 0 | 0 |  |  | 0 | 0 |  | Electric Utility | N | OP |  | Internal Combustion (PRMVR=IC)
EXCLUDE | SC | Horry Land Fill Gas Site | 7958 | HG2 | LFG | IC | 1 | 1.1 | 0 | 0 |  |  | 0 | 0 |  | Electric Utility | N | OP |  | Internal Combustion (PRMVR=IC)
EXCLUDE | SC | Horry Land Fill Gas Site | 7958 | HG3 | LFG | IC | 1.1 | 1.1 | 0 | 0 |  |  | 0 | 0 |  | Electric Utility | N | OP |  | Internal Combustion (PRMVR=IC)
EXCLUDE | SC | Horry Land Fill Gas Site | 7958 | HG4 | LFG | IC | 1.1 | 1.1 | 0 | 0 |  |  | 0 | 0 |  | Electric Utility | N | IP |  | Internal Combustion (PRMVR=IC)
EXCLUDE | SC | International Paper Eastover Facility | 52151 | GEN1 | BLQ | ST | 48.4 | 46 | 0 | 271145 | 0.36095 | 2183941.0829 | 751202.3893 | 1037628.0708 |  | Industrial CHP | Y | OP |  | Commercial/Industrial Unit
EXCLUDE | SC | International Paper Eastover Facility | 52151 | GEN2 | BLQ | ST | 61.2 | 57 | 0 | 320362 | 0.36095 | 2580360.0774 | 887557.2105 | 1225973.5714 |  | Industrial CHP | Y | OP |  | Commercial/Industrial Unit
EXCLUDE | SC | International Paper Georgetown Mill | 54087 | GEN1 | BLQ | ST | 25.6 | 23.8 | 0 | 209915.82 | 0.16893 | 4698049.2523 | 1242605.427 | 868604.4745 |  | Industrial CHP | Y | OP |  | Commercial/Industrial Unit
EXCLUDE | SC | International Paper Georgetown Mill | 54087 | GEN2 | WDS | ST | 29.5 | 27.4 | 0 | 157684.14 | 0.16893 | 3529071.1106 | 933417.8249 | 652476.5478 |  | Industrial CHP | Y | OP |  | Non Fossil fuel type
EXCLUDE | SC | International Paper Georgetown Mill | 54087 | GEN3 | WDS | ST | 40.5 | 37.7 | 0 | 146748.24 | 0.16893 | 3284318.7293 | 868682.31 | 607225.2101 |  | Industrial CHP | Y | OP |  | Non Fossil fuel type
EXCLUDE | SC | J Strom Thurmond | 3323 | 1 | WAT | HY | 51.7 | 48 | 0 | 57379.8571 |  |  | 57379.8571 | 0 |  | Electric Utility | N | OP |  | Non Combustion (NUC, WAT, WND, GEO, or SUN)
EXCLUDE | SC | J Strom Thurmond | 3323 | 2 | WAT | HY | 51.7 | 48 | 0 | 57379.8571 |  |  | 57379.8571 | 0 |  | Electric Utility | N | OP |  | Non Combustion (NUC, WAT, WND, GEO, or SUN)
EXCLUDE | SC | J Strom Thurmond | 3323 | 3 | WAT | HY | 51.7 | 48 | 0 | 57379.8571 |  |  | 57379.8571 | 0 |  | Electric Utility | N | OP |  | Non Combustion (NUC, WAT, WND, GEO, or SUN)
EXCLUDE | SC | J Strom Thurmond | 3323 | 4 | WAT | HY | 51.7 | 48 | 0 | 57379.8571 |  |  | 57379.8571 | 0 |  | Electric Utility | N | OP |  | Non Combustion (NUC, WAT, WND, GEO, or SUN)
EXCLUDE | SC | J Strom Thurmond | 3323 | 5 | WAT | HY | 51.7 | 48 | 0 | 57379.8571 |  |  | 57379.8571 | 0 |  | Electric Utility | N | OP |  | Non Combustion (NUC, WAT, WND, GEO, or SUN)
EXCLUDE | SC | J Strom Thurmond | 3323 | 6 | WAT | HY | 51.7 | 48 | 0 | 57379.8571 |  |  | 57379.8571 | 0 |  | Electric Utility | N | OP |  | Non Combustion (NUC, WAT, WND, GEO, or SUN)
EXCLUDE | SC | J Strom Thurmond | 3323 | 7 | WAT | HY | 51.7 | 48 | 0 | 57379.8571 |  |  | 57379.8571 | 0 |  | Electric Utility | N | OP |  | Non Combustion (NUC, WAT, WND, GEO, or SUN)
NGCC | SC | Jasper | 55927 | CT1 | NG | CC | 198.9 | 158 | 2448.5 | 1101934.9891 |  |  | 1101934.9891 | 427914.3861 |  | Electric Utility | N | OP
NGCC | SC | Jasper | 55927 | CT2 | NG | CC | 198.9 | 168 | 2448.5 | 1101934.9891 |  |  | 1101934.9891 | 427914.3861 |  | Electric Utility | N | OP
NGCC | SC | Jasper | 55927 | CT3 | NG | CC | 198.9 | 151 | 2448.5 | 1101934.9891 |  |  | 1101934.9891 | 427914.3861 |  | Electric Utility | N | OP
NGCC | SC | Jasper | 55927 | ST1 | NG | CC | 405 | 392 | 2448.5 | 2243759.0276 |  |  | 2243759.0276 | 871318.8857 |  | Electric Utility | N | OP
OGST | SC | Jefferies | 3319 | 1 | RFO | ST | 50 | 42 | 0 | 379 |  |  | 379 | 506.3845 |  | Electric Utility | N | OP
OGST | SC | Jefferies | 3319 | 2 | RFO | ST | 50 | 42 | 0 | -1260 |  |  | -1260 | 0 |  | Electric Utility | N | OP
COALST | SC | Jefferies | 3319 | 3 | BIT | ST | 172.8 | 152 | 1936 | 217850 |  |  | 217850 | 240885.14 |  | Electric Utility | N | OP
COALST | SC | Jefferies | 3319 | 4 | BIT | ST | 172.8 | 150 | 2013 | 220360 |  |  | 220360 | 256079.993 |  | Electric Utility | N | OP
EXCLUDE | SC | Jefferies | 3319 | H1 | WAT | HY | 30.6 | 29.3 | 0 | 49229.7692 |  |  | 49229.7692 | 0 |  | Electric Utility | N | OP |  | Non Combustion (NUC, WAT, WND, GEO, or SUN)
EXCLUDE | SC | Jefferies | 3319 | H2 | WAT | HY | 30.6 | 29.3 | 0 | 49229.7692 |  |  | 49229.7692 | 0 |  | Electric Utility | N | OP |  | Non Combustion (NUC, WAT, WND, GEO, or SUN)
EXCLUDE | SC | Jefferies | 3319 | H3 | WAT | HY | 30.6 | 29.3 | 0 | 49229.7692 |  |  | 49229.7692 | 0 |  | Electric Utility | N | OP |  | Non Combustion (NUC, WAT, WND, GEO, or SUN)
EXCLUDE | SC | Jefferies | 3319 | H4 | WAT | HY | 30.6 | 29.3 | 0 | 49229.7692 |  |  | 49229.7692 | 0 |  | Electric Utility | N | OP |  | Non Combustion (NUC, WAT, WND, GEO, or SUN)
EXCLUDE | SC | Jefferies | 3319 | H6 | WAT | HY | 10.2 | 11 | 0 | 16409.9231 |  |  | 16409.9231 | 0 |  | Electric Utility | N | OP |  | Non Combustion (NUC, WAT, WND, GEO, or SUN)
EXCLUDE | SC | Jocassee | 3262 | 1 | WAT | PS | 153 | 195 | 0 | -31240 |  |  | -31240 | 0 |  | Electric Utility | N | OP |  | Non Combustion (NUC, WAT, WND, GEO, or SUN)
EXCLUDE | SC | Jocassee | 3262 | 2 | WAT | PS | 153 | 195 | 0 | -31240 |  |  | -31240 | 0 |  | Electric Utility | N | OP |  | Non Combustion (NUC, WAT, WND, GEO, or SUN)
EXCLUDE | SC | Jocassee | 3262 | 3 | WAT | PS | 153 | 195 | 0 | -31240 |  |  | -31240 | 0 |  | Electric Utility | N | OP |  | Non Combustion (NUC, WAT, WND, GEO, or SUN)
EXCLUDE | SC | Jocassee | 3262 | 4 | WAT | PS | 153 | 195 | 0 | -31240 |  |  | -31240 | 0 |  | Electric Utility | N | OP |  | Non Combustion (NUC, WAT, WND, GEO, or SUN)
NGCC | SC | John S Rainey | 7834 | CT1A | NG | CC | 165 | 150 | 1850 | 1082478.0577 |  |  | 1082478.0577 | 456435.3055 |  | Electric Utility | N | OP
NGCC | SC | John S Rainey | 7834 | CT1B | NG | CC | 165 | 150 | 1850 | 1082478.0577 |  |  | 1082478.0577 | 456435.3055 |  | Electric Utility | N | OP
SSTLOGN | SC | John S Rainey | 7834 | CT2A | NG | GT | 165 | 146 | 1818.3454 | 115563.2216 |  |  | 115563.2216 | 84609.7773 |  | Electric Utility | N | OP
SSTLOGN | SC | John S Rainey | 7834 | CT2B | NG | GT | 165 | 146 | 1818.3454 | 115563.2216 |  |  | 115563.2216 | 84609.7773 |  | Electric Utility | N | OP
SSTLOGN | SC | John S Rainey | 7834 | CT3A | NG | GT | 84 | 75 | 925.7031 | 58832.1856 |  |  | 58832.1856 | 43074.0685 |  | Electric Utility | N | OP
SSTLOGN | SC | John S Rainey | 7834 | CT3B | NG | GT | 84 | 75 | 925.7031 | 58832.1856 |  |  | 58832.1856 | 43074.0685 |  | Electric Utility | N | OP
SSTLOGN | SC | John S Rainey | 7834 | CT4A | NG | GT | 84 | 75 | 925.7031 | 58832.1856 |  |  | 58832.1856 | 43074.0685 |  | Electric Utility | N | OP
EXCLUDE | SC | John S Rainey | 7834 | CT4B | NG | GT | 170 | 146 | 0 | 0 |  |  | 0 | 0 |  | Electric Utility | N | IP |  | Status of operation (IP,L,P,T,or U)
EXCLUDE | SC | John S Rainey | 7834 | CT5A | NG | CC | 170 | 146 | 0 | 0 |  |  | 0 | 0 |  | Electric Utility | N | IP |  | Status of operation (IP,L,P,T,or U)
EXCLUDE | SC | John S Rainey | 7834 | CT5B | NG | CC | 170 | 146 | 0 | 0 |  |  | 0 | 0 |  | Electric Utility | N | IP |  | Status of operation (IP,L,P,T,or U)
NGCC | SC | John S Rainey | 7834 | ST1S | NG | CC | 190 | 160 | 1850 | 1246489.8846 |  |  | 1246489.8846 | 525592.17 |  | Electric Utility | N | OP
EXCLUDE | SC | John S Rainey | 7834 | ST5S | NG | CC | 190 | 160 | 0 | 0 |  |  | 0 | 0 |  | Electric Utility | N | IP |  | Status of operation (IP,L,P,T,or U)
EXCLUDE | SC | Keowee | 6517 | 1 | WAT | HY | 78.8 | 76 | 0 | 25679.5 |  |  | 25679.5 | 0 |  | Electric Utility | N | OP |  | Non Combustion (NUC, WAT, WND, GEO, or SUN)
EXCLUDE | SC | Keowee | 6517 | 2 | WAT | HY | 78.8 | 76 | 0 | 25679.5 |  |  | 25679.5 | 0 |  | Electric Utility | N | OP |  | Non Combustion (NUC, WAT, WND, GEO, or SUN)
EXCLUDE | SC | Lee County Landfill | 56120 | L1 | LFG | IC | 1.9 | 1.8 | 0 | 0 |  |  | 0 | 0 |  | Electric Utility | N | OP |  | Internal Combustion (PRMVR=IC)
EXCLUDE | SC | Lee County Landfill | 56120 | L2 | LFG | IC | 1.9 | 1.8 | 0 | 0 |  |  | 0 | 0 |  | Electric Utility | N | OP |  | Internal Combustion (PRMVR=IC)
EXCLUDE | SC | Lee County Landfill | 56120 | L3 | LFG | IC | 1.9 | 1.8 | 0 | 0 |  |  | 0 | 0 |  | Electric Utility | N | OP |  | Internal Combustion (PRMVR=IC)
EXCLUDE | SC | Lee County Landfill | 56120 | L4 | LFG | GT | 5.5 | 5.2 | 0 | 0 |  |  | 0 | 0 |  | Electric Utility | N | OP |  | Non Fossil fuel type
EXCLUDE | SC | Lockhart | 3275 | 2 | WAT | HY | 4.2 | 4.2 | 0 | 10597.3 |  |  | 10597.3 | 0 |  | Electric Utility | N | OP |  | Non Combustion (NUC, WAT, WND, GEO, or SUN)
EXCLUDE | SC | Lockhart | 3275 | HY1 | WAT | HY | 4.2 | 4.2 | 0 | 10597.3 |  |  | 10597.3 | 0 |  | Electric Utility | N | OP |  | Non Combustion (NUC, WAT, WND, GEO, or SUN)
EXCLUDE | SC | Lockhart | 3275 | HY3 | WAT | HY | 4.2 | 4.2 | 0 | 10597.3 |  |  | 10597.3 | 0 |  | Electric Utility | N | OP |  | Non Combustion (NUC, WAT, WND, GEO, or SUN)
EXCLUDE | SC | Lockhart | 3275 | HY4 | WAT | HY | 4.2 | 4.2 | 0 | 10597.3 |  |  | 10597.3 | 0 |  | Electric Utility | N | OP |  | Non Combustion (NUC, WAT, WND, GEO, or SUN)
EXCLUDE | SC | Lockhart | 3275 | HY5 | WAT | HY | 1.2 | 1.2 | 0 | 3027.8 |  |  | 3027.8 | 0 |  | Electric Utility | N | OP |  | Non Combustion (NUC, WAT, WND, GEO, or SUN)
EXCLUDE | SC | Marlboro Mill | 57470 | MG1 | BLQ | ST | 51.4 | 34.2 | 0 | 271237.7 | 0.32465 | 2566855.407 | 835464.4161 | 1053699.1869 |  | Industrial CHP | Y | OP |  | Commercial/Industrial Unit
COALST | SC | McMeekin | 3287 | 1 | BIT | ST | 146.8 | 125 | 1352 | 595529 |  |  | 595529 | 556351.598 |  | Electric Utility | N | OP
COALST | SC | McMeekin | 3287 | 2 | BIT | ST | 146.8 | 125 | 1434 | 609114 |  |  | 609114 | 582358.816 |  | Electric Utility | N | OP
SSTLOGN | SC | Mill Creek | 7981 | 1 | NG | GT | 99.9 | 74.4 | 1244 | 17122.1248 |  |  | 17122.1248 | 11357.871 |  | Electric Utility | N | OP
SSTLOGN | SC | Mill Creek | 7981 | 2 | NG | GT | 99.9 | 74.4 | 1244 | 17122.1248 |  |  | 17122.1248 | 10634.797 |  | Electric Utility | N | OP
SSTLOGN | SC | Mill Creek | 7981 | 3 | NG | GT | 99.9 | 74.4 | 1244 | 17122.1248 |  |  | 17122.1248 | 12996.802 |  | Electric Utility | N | OP
SSTLOGN | SC | Mill Creek | 7981 | 4 | NG | GT | 99.9 | 74.4 | 1244 | 17122.1248 |  |  | 17122.1248 | 13443.975 |  | Electric Utility | N | OP
SSTLOGN | SC | Mill Creek | 7981 | 5 | NG | GT | 99.9 | 74.4 | 1243.9 | 17122.1248 |  |  | 17122.1248 | 13263.209 |  | Electric Utility | N | OP
SSTLOGN | SC | Mill Creek | 7981 | 6 | NG | GT | 99.9 | 74.4 | 1243.9 | 17122.1248 |  |  | 17122.1248 | 13931.483 |  | Electric Utility | N | OP
SSTLOGN | SC | Mill Creek | 7981 | 7 | NG | GT | 99.9 | 74.4 | 1243.9 | 17122.1248 |  |  | 17122.1248 | 12248.913 |  | Electric Utility | N | OP
SSTLOGN | SC | Mill Creek | 7981 | 8 | NG | GT | 99.9 | 74.4 | 1243.9 | 17122.1248 |  |  | 17122.1248 | 12446.572 |  | Electric Utility | N | OP
EXCLUDE | SC | Myrtle Beach | 3320 | 1 | DFO | GT | 11.5 | 8 | 92.0619 | 16.3426 |  |  | 16.3426 | 41.9272 |  | Electric Utility | N | OP |  | Simple Cycle Turbine (PRMVR=GT or OT) unit under 25MW
EXCLUDE | SC | Myrtle Beach | 3320 | 2 | DFO | GT | 11.5 | 8 | 92.0619 | 16.3426 |  |  | 16.3426 | 41.9272 |  | Electric Utility | N | OP |  | Simple Cycle Turbine (PRMVR=GT or OT) unit under 25MW
SSTLOGN | SC | Myrtle Beach | 3320 | 3 | DFO | GT | 26.6 | 19 | 212.9431 | 37.8012 |  |  | 37.8012 | 96.9795 |  | Electric Utility | N | OP
SSTLOGN | SC | Myrtle Beach | 3320 | 4 | DFO | GT | 26.6 | 19 | 212.9431 | 37.8012 |  |  | 37.8012 | 96.9795 |  | Electric Utility | N | OP
SSTLOGN | SC | Myrtle Beach | 3320 | 5 | DFO | GT | 35.3 | 21 | 282.59 | 50.1647 |  |  | 50.1647 | 128.6983 |  | Electric Utility | N | OP
EXCLUDE | SC | NA 1 | 7106 | GT1 | NG | GT | 170 | 150 | 0 | 0 |  |  | 0 | 0 |  | Electric Utility | N | IP |  | Status of operation (IP,L,P,T,or U)
EXCLUDE | SC | NA 5 | 7253 | NA5 | NG | GT | 170 | 150 | 0 | 0 |  |  | 0 | 0 |  | Electric Utility | N | IP |  | Status of operation (IP,L,P,T,or U)
EXCLUDE | SC | NA 8 | 7300 | GT8 | NG | GT | 170 | 150 | 0 | 0 |  |  | 0 | 0 |  | Electric Utility | N | IP |  | Status of operation (IP,L,P,T,or U)
EXCLUDE | SC | Neal Shoals | 3289 | 1 | WAT | HY | 1.3 | 1.3 | 0 | 2792.25 |  |  | 2792.25 | 0 |  | Electric Utility | N | OP |  | Non Combustion (NUC, WAT, WND, GEO, or SUN)
EXCLUDE | SC | Neal Shoals | 3289 | 2 | WAT | HY | 1.3 | 1.3 | 0 | 2792.25 |  |  | 2792.25 | 0 |  | Electric Utility | N | OP |  | Non Combustion (NUC, WAT, WND, GEO, or SUN)
EXCLUDE | SC | Neal Shoals | 3289 | 3 | WAT | HY | 1.3 | 1.3 | 0 | 2792.25 |  |  | 2792.25 | 0 |  | Electric Utility | N | OP |  | Non Combustion (NUC, WAT, WND, GEO, or SUN)
EXCLUDE | SC | Neal Shoals | 3289 | 4 | WAT | HY | 1.3 | 1.3 | 0 | 2792.25 |  |  | 2792.25 | 0 |  | Electric Utility | N | OP |  | Non Combustion (NUC, WAT, WND, GEO, or SUN)
EXCLUDE | SC | North Road Peak | 7479 | EAST | DFO | IC | 7 | 6.5 | 0 | 0 |  |  | 0 | 0 |  | Electric Utility | N | OP |  | Internal Combustion (PRMVR=IC)
EXCLUDE | SC | North Road Peak | 7479 | WEST | DFO | IC | 7 | 6.5 | 0 | 0 |  |  | 0 | 0 |  | Electric Utility | N | OP |  | Internal Combustion (PRMVR=IC)
EXCLUDE | SC | Oconee | 3265 | 1 | NUC | ST | 886.7 | 846 | 0 | 6761213.0219 |  |  | 6761213.0219 | 0 |  | Electric Utility | N | OP |  | Non Combustion (NUC, WAT, WND, GEO, or SUN)
EXCLUDE | SC | Oconee | 3265 | 2 | NUC | ST | 886.7 | 846 | 0 | 6761213.0219 |  |  | 6761213.0219 | 0 |  | Electric Utility | N | OP |  | Non Combustion (NUC, WAT, WND, GEO, or SUN)
EXCLUDE | SC | Oconee | 3265 | 3 | NUC | ST | 893.3 | 846 | 0 | 6811538.9562 |  |  | 6811538.9562 | 0 |  | Electric Utility | N | OP |  | Non Combustion (NUC, WAT, WND, GEO, or SUN)
EXCLUDE | SC | Orange County Biomass LLC | 57215 | G-01 | WDS | ST | 35 | 35 | 0 | 0 |  |  | 0 | 0 |  | IPP Non-CHP | N | T |  | Non Fossil fuel type
EXCLUDE | SC | Pacolet Diesel Generation Facility | 57030 | DI1 | DFO | IC | 1.8 | 1.8 | 0 | 0 |  |  | 0 | 0 |  | Electric Utility | N | OP |  | Internal Combustion (PRMVR=IC)
EXCLUDE | SC | Pacolet Diesel Generation Facility | 57030 | DI2 | DFO | IC | 1.8 | 1.8 | 0 | 0 |  |  | 0 | 0 |  | Electric Utility | N | OP |  | Internal Combustion (PRMVR=IC)
EXCLUDE | SC | Pacolet Diesel Generation Facility | 57030 | DI3 | DFO | IC | 1.8 | 1.8 | 0 | 0 |  |  | 0 | 0 |  | Electric Utility | N | OP |  | Internal Combustion (PRMVR=IC)
EXCLUDE | SC | Parr GT | 3291 | GT1 | NG | GT | 17.5 | 15.5 | 0 | 1443.277 |  |  | 1443.277 | 1287.7492 |  | Electric Utility | N | OP |  | Simple Cycle Turbine (PRMVR=GT or OT) unit under 25MW
EXCLUDE | SC | Parr GT | 3291 | GT2 | NG | GT | 17.5 | 15.5 | 0 | 1443.277 |  |  | 1443.277 | 1287.7492 |  | Electric Utility | N | OP |  | Simple Cycle Turbine (PRMVR=GT or OT) unit under 25MW
EXCLUDE | SC | Parr GT | 3291 | GT3 | NG | GT | 19.5 | 19 | 0 | 1608.223 |  |  | 1608.223 | 1434.9205 |  | Electric Utility | N | OP |  | Simple Cycle Turbine (PRMVR=GT or OT) unit under 25MW
EXCLUDE | SC | Parr GT | 3291 | GT4 | NG | GT | 19.5 | 19 | 0 | 1608.223 |  |  | 1608.223 | 1434.9205 |  | Electric Utility | N | OP |  | Simple Cycle Turbine (PRMVR=GT or OT) unit under 25MW
EXCLUDE | SC | Parr Hydro | 3290 | 1 | WAT | HY | 2.4 | 2.5 | 0 | 7592.6667 |  |  | 7592.6667 | 0 |  | Electric Utility | N | OP |  | Non Combustion (NUC, WAT, WND, GEO, or SUN)
EXCLUDE | SC | Parr Hydro | 3290 | 2 | WAT | HY | 2.4 | 2.5 | 0 | 7592.6667 |  |  | 7592.6667 | 0 |  | Electric Utility | N | OP |  | Non Combustion (NUC, WAT, WND, GEO, or SUN)
EXCLUDE | SC | Parr Hydro | 3290 | 3 | WAT | HY | 2.4 | 2.5 | 0 | 7592.6667 |  |  | 7592.6667 | 0 |  | Electric Utility | N | OP |  | Non Combustion (NUC, WAT, WND, GEO, or SUN)
EXCLUDE | SC | Parr Hydro | 3290 | 4 | WAT | HY | 2.4 | 2.5 | 0 | 7592.6667 |  |  | 7592.6667 | 0 |  | Electric Utility | N | OP |  | Non Combustion (NUC, WAT, WND, GEO, or SUN)
EXCLUDE | SC | Parr Hydro | 3290 | 5 | WAT | HY | 2.4 | 2.5 | 0 | 7592.6667 |  |  | 7592.6667 | 0 |  | Electric Utility | N | OP |  | Non Combustion (NUC, WAT, WND, GEO, or SUN)
EXCLUDE | SC | Parr Hydro | 3290 | 6 | WAT | HY | 2.4 | 2.5 | 0 | 7592.6667 |  |  | 7592.6667 | 0 |  | Electric Utility | N | OP |  | Non Combustion (NUC, WAT, WND, GEO, or SUN)
EXCLUDE | SC | Pelzer Lower | 10800 | GEN1 | WAT | HY | 3.3 | 3.1 | 0 | 6060 |  |  | 6060 | 0 |  | IPP Non-CHP | N | OP |  | Non Combustion (NUC, WAT, WND, GEO, or SUN)
EXCLUDE | SC | Pelzer Upper | 10799 | GEN1 | WAT | HY | 2 | 1.9 | 0 | 6060 |  |  | 6060 | 0 |  | IPP Non-CHP | N | OP |  | Non Combustion (NUC, WAT, WND, GEO, or SUN)
EXCLUDE | SC | Peregrine Biomass Development Company | 57084 | 1 | WDS | ST | 50 | 45 | 0 | 0 |  |  | 0 | 0 |  | IPP Non-CHP | N | IP |  | Non Fossil fuel type
EXCLUDE | SC | Piedmont Hydro Power Project | 10787 | GEN1 | WAT | HY | 1 | 1 | 0 | 3857 |  |  | 3857 | 0 |  | IPP Non-CHP | N | OP |  | Non Combustion (NUC, WAT, WND, GEO, or SUN)
EXCLUDE | SC | Richland County Landfill | 56122 | R1 | LFG | GT | 5.7 | 5.5 | 0 | 23091 |  |  | 23091 | 18585.2015 |  | Electric Utility | N | OP |  | Non Fossil fuel type
EXCLUDE | SC | Richland County Landfill | 56122 | R2 | LFG | IC | 1.6 | 1.6 | 0 | 0 |  |  | 0 | 0 |  | Electric Utility | N | OP |  | Internal Combustion (PRMVR=IC)
EXCLUDE | SC | Richland County Landfill | 56122 | R3 | LFG | IC | 1.6 | 1.6 | 0 | 0 |  |  | 0 | 0 |  | Electric Utility | N | OP |  | Internal Combustion (PRMVR=IC)
EXCLUDE | SC | Rocky Creek | 3266 | 1 | WAT | HY | 3 | 2.9 | 0 | -21.3214 |  |  | -21.3214 | 0 |  | Electric Utility | N | OP |  | Non Combustion (NUC, WAT, WND, GEO, or SUN)
EXCLUDE | SC | Rocky Creek | 3266 | 2 | WAT | HY | 3 | 2.9 | 0 | -21.3214 |  |  | -21.3214 | 0 |  | Electric Utility | N | OP |  | Non Combustion (NUC, WAT, WND, GEO, or SUN)
EXCLUDE | SC | Rocky Creek | 3266 | 3 | WAT | HY | 3 | 2.9 | 0 | -21.3214 |  |  | -21.3214 | 0 |  | Electric Utility | N | OP |  | Non Combustion (NUC, WAT, WND, GEO, or SUN)
EXCLUDE | SC | Rocky Creek | 3266 | 4 | WAT | HY | 3 | 2.9 | 0 | -21.3214 |  |  | -21.3214 | 0 |  | Electric Utility | N | OP |  | Non Combustion (NUC, WAT, WND, GEO, or SUN)
EXCLUDE | SC | Rocky Creek | 3266 | 5 | WAT | HY | 5 | 4.8 | 0 | -35.5357 |  |  | -35.5357 | 0 |  | Electric Utility | N | OP |  | Non Combustion (NUC, WAT, WND, GEO, or SUN)
EXCLUDE | SC | Rocky Creek | 3266 | 6 | WAT | HY | 5 | 4.8 | 0 | -35.5357 |  |  | -35.5357 | 0 |  | Electric Utility | N | OP |  | Non Combustion (NUC, WAT, WND, GEO, or SUN)
EXCLUDE | SC | Rocky Creek | 3266 | 7 | WAT | HY | 3 | 2.9 | 0 | -21.3214 |  |  | -21.3214 | 0 |  | Electric Utility | N | OP |  | Non Combustion (NUC, WAT, WND, GEO, or SUN)
EXCLUDE | SC | Rocky Creek | 3266 | 8 | WAT | HY | 3 | 2.9 | 0 | -21.3214 |  |  | -21.3214 | 0 |  | Electric Utility | N | OP |  | Non Combustion (NUC, WAT, WND, GEO, or SUN)
EXCLUDE | SC | Rocky River | 3305 | 1 | WAT | HY | 1.8 | 1.8 | 0 | 1436.5385 |  |  | 1436.5385 | 0 |  | Electric Utility | N | OP |  | Non Combustion (NUC, WAT, WND, GEO, or SUN)
EXCLUDE | SC | Rocky River | 3305 | 2 | WAT | HY | 0.8 | 0.8 | 0 | 638.4615 |  |  | 638.4615 | 0 |  | Electric Utility | N | OP |  | Non Combustion (NUC, WAT, WND, GEO, or SUN)
EXCLUDE | SC | Rocky River | 3305 | IC1 | DFO | IC | 1.1 | 1.1 | 0 | 0 |  |  | 0 | 0 |  | Electric Utility | N | OP |  | Internal Combustion (PRMVR=IC)
EXCLUDE | SC | Rowesville Rd Plant | 7480 | 3 | NG | GT | 4.8 | 4.2 | 0 | 0 |  |  | 0 | 0 |  | Electric Utility | N | IP |  | Simple Cycle Turbine (PRMVR=GT or OT) unit under 25MW
EXCLUDE | SC | Rowesville Rd Plant | 7480 | 4 | NG | GT | 4.8 | 4.2 | 0 | 0 |  |  | 0 | 0 |  | Electric Utility | N | IP |  | Simple Cycle Turbine (PRMVR=GT or OT) unit under 25MW
EXCLUDE | SC | Rowesville Rd Plant | 7480 | GEN3 | NG | GT | 4.8 | 4.2 | 0 | 169 |  |  | 169 | 132.3463 |  | Electric Utility | N | OP |  | Simple Cycle Turbine (PRMVR=GT or OT) unit under 25MW
EXCLUDE | SC | Rowesville Rd Plant | 7480 | GEN4 | NG | GT | 4.8 | 4.2 | 0 | 169 |  |  | 169 | 132.3463 |  | Electric Utility | N | OP |  | Simple Cycle Turbine (PRMVR=GT or OT) unit under 25MW
EXCLUDE | SC | Saluda | 3267 | 1 | WAT | HY | 0.6 | 0.6 | 0 | 1194.5 |  |  | 1194.5 | 0 |  | IPP Non-CHP | N | OP |  | Non Combustion (NUC, WAT, WND, GEO, or SUN)
EXCLUDE | SC | Saluda | 3293 | 1 | WAT | HY | 32.5 | 32.5 | 0 | 6494.6696 |  |  | 6494.6696 | 0 |  | Electric Utility | N | OP |  | Non Combustion (NUC, WAT, WND, GEO, or SUN)
EXCLUDE | SC | Saluda | 3267 | 2 | WAT | HY | 0.6 | 0.6 | 0 | 1194.5 |  |  | 1194.5 | 0 |  | IPP Non-CHP | N | OP |  | Non Combustion (NUC, WAT, WND, GEO, or SUN)
EXCLUDE | SC | Saluda | 3293 | 2 | WAT | HY | 32.5 | 32.5 | 0 | 6494.6696 |  |  | 6494.6696 | 0 |  | Electric Utility | N | OP |  | Non Combustion (NUC, WAT, WND, GEO, or SUN)
EXCLUDE | SC | Saluda | 3267 | 3 | WAT | HY | 0.6 | 0.6 | 0 | 1194.5 |  |  | 1194.5 | 0 |  | IPP Non-CHP | N | OP |  | Non Combustion (NUC, WAT, WND, GEO, or SUN)
EXCLUDE | SC | Saluda | 3293 | 3 | WAT | HY | 42.3 | 35 | 0 | 8453.0622 |  |  | 8453.0622 | 0 |  | Electric Utility | N | OP |  | Non Combustion (NUC, WAT, WND, GEO, or SUN)
EXCLUDE | SC | Saluda | 3267 | 4 | WAT | HY | 0.6 | 0.6 | 0 | 1194.5 |  |  | 1194.5 | 0 |  | IPP Non-CHP | N | OP |  | Non Combustion (NUC, WAT, WND, GEO, or SUN)
EXCLUDE | SC | Saluda | 3293 | 4 | WAT | HY | 32.5 | 32.5 | 0 | 6494.6696 |  |  | 6494.6696 | 0 |  | Electric Utility | N | OP |  | Non Combustion (NUC, WAT, WND, GEO, or SUN)
EXCLUDE | SC | Saluda | 3293 | 5 | WAT | HY | 67.5 | 66 | 0 | 13488.9291 |  |  | 13488.9291 | 0 |  | Electric Utility | N | OP |  | Non Combustion (NUC, WAT, WND, GEO, or SUN)
EXCLUDE | SC | Savannah River Site Biomass Cogeneration | 57138 | 1 | WDS | ST | 20.8 | 18 | 0 | 0 | 0.23934 | 0 | 0 | 0 |  | IPP CHP | Y | V |  | Non Fossil fuel type
EXCLUDE | SC | Sediver | 7957 | 1 | DFO | IC | 2.9 | 2.4 | 0 | 0 |  |  | 0 | 0 |  | Electric Utility | N | OP |  | Internal Combustion (PRMVR=IC)
EXCLUDE | SC | Sediver | 7957 | CT2A | NG | CC | 165 | 146 | 0 | 0 |  |  | 0 | 0 |  | Electric Utility | N | IP |  | Status of operation (IP,L,P,T,or U)
EXCLUDE | SC | Sediver | 7957 | CT2B | NG | CC | 165 | 146 | 0 | 0 |  |  | 0 | 0 |  | Electric Utility | N | IP |  | Status of operation (IP,L,P,T,or U)
EXCLUDE | SC | Sediver | 7957 | ST1S | NG | CC | 190 | 160 | 0 | 0 |  |  | 0 | 0 |  | Electric Utility | N | IP |  | Status of operation (IP,L,P,T,or U)
EXCLUDE | SC | Seneca City of | 56545 | PPG1 | DFO | IC | 2 | 1.8 | 0 | 0 |  |  | 0 | 0 |  | Electric Utility | N | SB |  | Internal Combustion (PRMVR=IC)
EXCLUDE | SC | Seneca City of | 56545 | PPG2 | DFO | IC | 2 | 1.8 | 0 | 0 |  |  | 0 | 0 |  | Electric Utility | N | SB |  | Internal Combustion (PRMVR=IC)
EXCLUDE | SC | Seneca City of | 56545 | PPG3 | DFO | IC | 2 | 1.8 | 0 | 0 |  |  | 0 | 0 |  | Electric Utility | N | SB |  | Internal Combustion (PRMVR=IC)
EXCLUDE | SC | Seneca City of | 56545 | WPG1 | DFO | IC | 2 | 1.8 | 0 | 0 |  |  | 0 | 0 |  | Electric Utility | N | SB |  | Internal Combustion (PRMVR=IC)
EXCLUDE | SC | Seneca City of | 56545 | WPG2 | DFO | IC | 2 | 1.8 | 0 | 0 |  |  | 0 | 0 |  | Electric Utility | N | SB |  | Internal Combustion (PRMVR=IC)
EXCLUDE | SC | Sonoco Products Co | 57919 | 3 | BIT | ST | 10 | 10 | 0 | 29658 | 0.33104 | 272647.4577 | 89589.2993 | 126489.006 |  | Industrial CHP | Y | OP |  | Steam unit (PRMVR=ST) under 25MW/250 MMBtu/hr
EXCLUDE | SC | Sonoco Products Co | 57919 | 4 | BIT | ST | 28 | 28 | 0 | 61918 | 0.33104 | 569215.2297 | 187038.581 | 264075.3345 |  | Industrial CHP | Y | OP |  | Commercial/Industrial Unit
EXCLUDE | SC | Spartanburg Water System | 54675 | DI1 | DFO | IC | 1.6 | 1.6 | 0 | 0 |  |  | 0 | 0 |  | Commercial Non-CHP | N | RE | 2011 | Internal Combustion (PRMVR=IC)
EXCLUDE | SC | Spartanburg Water System | 54675 | DI2 | DFO | IC | 2 | 2 | 0 | 0 |  |  | 0 | 0 |  | Commercial Non-CHP | N | SB |  | Internal Combustion (PRMVR=IC)
EXCLUDE | SC | Spartanburg Water System | 54675 | DI3 | DFO | IC | 1.3 | 1.3 | 0 | 0 |  |  | 0 | 0 |  | Commercial Non-CHP | N | SB |  | Internal Combustion (PRMVR=IC)
EXCLUDE | SC | Spartanburg Water System | 54675 | HG1 | WAT | HY | 0.5 | 0.5 | 0 | 11 |  |  | 11 | 0 |  | Commercial Non-CHP | N | SB |  | Non Combustion (NUC, WAT, WND, GEO, or SUN)
EXCLUDE | SC | Spartanburg Water System | 54675 | HG2 | WAT | HY | 0.5 | 0.5 | 0 | 11 |  |  | 11 | 0 |  | Commercial Non-CHP | N | SB |  | Non Combustion (NUC, WAT, WND, GEO, or SUN)
EXCLUDE | SC | Spillway | 3321 | 1 | WAT | HY | 2 | 2 | 0 | 15929 |  |  | 15929 | 0 |  | Electric Utility | N | OP |  | Non Combustion (NUC, WAT, WND, GEO, or SUN)
EXCLUDE | SC | St Stephen | 6789 | 1 | WAT | HY | 28 | 28 | 0 | 13937 |  |  | 13937 | 0 |  | Electric Utility | N | OP |  | Non Combustion (NUC, WAT, WND, GEO, or SUN)
EXCLUDE | SC | St Stephen | 6789 | 2 | WAT | HY | 28 | 28 | 0 | 13937 |  |  | 13937 | 0 |  | Electric Utility | N | OP |  | Non Combustion (NUC, WAT, WND, GEO, or SUN)
EXCLUDE | SC | St Stephen | 6789 | 3 | WAT | HY | 28 | 28 | 0 | 13937 |  |  | 13937 | 0 |  | Electric Utility | N | OP |  | Non Combustion (NUC, WAT, WND, GEO, or SUN)
EXCLUDE | SC | Thermal Kem | 56129 | 1 | DFO | IC | 2.9 | 2.4 | 0 | 0 |  |  | 0 | 0 |  | Electric Utility | N | OP |  | Internal Combustion (PRMVR=IC)
NGCC | SC | Urquhart | 3295 | 1 | NG | CC | 75 | 66 | 1818 | 239266.1587 |  |  | 239266.1587 | 110591.8026 |  | Electric Utility | N | OP
NGCC | SC | Urquhart | 3295 | 2 | NG | CC | 75 | 68 | 1818 | 239266.1587 |  |  | 239266.1587 | 110591.8026 |  | Electric Utility | N | OP
OGST | SC | Urquhart | 3295 | 3 | NG | ST | 100 | 94 | 1201 | 409059 |  |  | 409059 | 437158.368 |  | Electric Utility | N | OP
NGCC | SC | Urquhart | 3295 | CT1 | NG | CC | 198.9 | 165 | 1818 | 634533.8528 |  |  | 634533.8528 | 293289.4604 |  | Electric Utility | N | OP
NGCC | SC | Urquhart | 3295 | CT2 | NG | CC | 198.9 | 173 | 1818 | 634533.8528 |  |  | 634533.8528 | 293289.4604 |  | Electric Utility | N | OP
EXCLUDE | SC | Urquhart | 3295 | GT1 | NG | GT | 19.6 | 15 | 79.9172 | 5350.9235 |  |  | 5350.9235 | 3465.5042 |  | Electric Utility | N | OP |  | Simple Cycle Turbine (PRMVR=GT or OT) unit under 25MW
EXCLUDE | SC | Urquhart | 3295 | GT2 | NG | GT | 16.3 | 14 | 66.4617 | 4450.0027 |  |  | 4450.0027 | 2882.0265 |  | Electric Utility | N | OP |  | Simple Cycle Turbine (PRMVR=GT or OT) unit under 25MW
EXCLUDE | SC | Urquhart | 3295 | GT3 | NG | GT | 16.3 | 11 | 66.4617 | 4450.0027 |  |  | 4450.0027 | 2882.0265 |  | Electric Utility | N | OP |  | Simple Cycle Turbine (PRMVR=GT or OT) unit under 25MW
SSTLOGN | SC | Urquhart | 3295 | GT4 | NG | GT | 58.9 | 47 | 240.1593 | 16080.0711 |  |  | 16080.0711 | 10414.1938 |  | Electric Utility | N | OP
EXCLUDE | SC | US DOE Savannah River Site (D Area) | 7652 | HP-1 | BIT | ST | 9.4 | 9.4 | 0 | 25377 | 0.46391 | 133413.7963 | 54703.0103 | 78738.6899 |  | IPP CHP | Y | OP | 2012 | Steam unit (PRMVR=ST) under 25MW/250 MMBtu/hr
EXCLUDE | SC | US DOE Savannah River Site (D Area) | 7652 | HP-2 | BIT | ST | 9.4 | 9.4 | 0 | 12969 | 0.46391 | 68181.563 | 27956.1548 | 50206.7906 |  | IPP CHP | Y | OP | 2012 | Steam unit (PRMVR=ST) under 25MW/250 MMBtu/hr
EXCLUDE | SC | US DOE Savannah River Site (D Area) | 7652 | HP-3 | BIT | ST | 9.4 | 9.4 | 0 | 16181.3427 | 0.46391 | 85069.723 | 34880.725 | 50206.7906 |  | IPP CHP | Y | OP | 2012 | Steam unit (PRMVR=ST) under 25MW/250 MMBtu/hr
EXCLUDE | SC | US DOE Savannah River Site (D Area) | 7652 | LP-1 | BIT | ST | 12.5 | 12.5 | 0 | 19451 | 0.46391 | 102259.2013 | 41928.8432 | 60351.746 |  | IPP CHP | Y | OP | 2012 | Steam unit (PRMVR=ST) under 25MW/250 MMBtu/hr
EXCLUDE | SC | US DOE Savannah River Site (D Area) | 7652 | LP-2 | BIT | ST | 12.5 | 12.5 | 0 | 23975 | 0.46391 | 126043.1007 | 51680.8398 | 74388.6232 |  | IPP CHP | Y | OP | 2012 | Steam unit (PRMVR=ST) under 25MW/250 MMBtu/hr
EXCLUDE | SC | US DOE Savannah River Site (D Area) | 7652 | LP-3 | BIT | ST | 12.5 | 12.5 | 0 | 12432 | 0.46391 | 65358.4078 | 26798.5902 | 38573.4875 |  | IPP CHP | Y | OP | 2012 | Steam unit (PRMVR=ST) under 25MW/250 MMBtu/hr
EXCLUDE | SC | US DOE Savannah River Site (D Area) | 7652 | LP-4 | BIT | ST | 12.5 | 12.5 | 0 | 40411 | 0.46391 | 212451.6263 | 87110.5075 | 66764.3492 |  | IPP CHP | Y | OP | 2012 | Steam unit (PRMVR=ST) under 25MW/250 MMBtu/hr
EXCLUDE | SC | V C Summer | 6127 | 1 | NUC | ST | 1029.6 | 966 | 0 | 7426232 |  |  | 7426232 | 0 |  | Electric Utility | N | OP |  | Non Combustion (NUC, WAT, WND, GEO, or SUN)
EXCLUDE | SC | V C Summer | 6127 | 2 | NUC | ST | 1100 | 1100 | 0 | 0 |  |  | 0 | 0 |  | Electric Utility | N | P |  | Non Combustion (NUC, WAT, WND, GEO, or SUN)
EXCLUDE | SC | V C Summer | 6127 | 3 | NUC | ST | 1100 | 1100 | 0 | 0 |  |  | 0 | 0 |  | Electric Utility | N | P |  | Non Combustion (NUC, WAT, WND, GEO, or SUN)
EXCLUDE | SC | Valenite | 56131 | 1 | DFO | IC | 2.9 | 2.4 | 0 | 0 |  |  | 0 | 0 |  | Electric Utility | N | OP |  | Internal Combustion (PRMVR=IC)
COALST | SC | W S Lee | 3264 | 1 | BIT | ST | 90 | 100 | 1224 | 147443 |  |  | 147443 | 178974.742 |  | Electric Utility | N | OP
COALST | SC | W S Lee | 3264 | 2 | BIT | ST | 90 | 100 | 1427 | 151894 |  |  | 151894 | 189167.856 |  | Electric Utility | N | OP
COALST | SC | W S Lee | 3264 | 3 | BIT | ST | 175 | 170 | 2457 | 393910 |  |  | 393910 | 428342.465 |  | Electric Utility | N | OP
EXCLUDE | SC | W S Lee | 3264 | 4 | NG | GT | 35.1 | 30 | 0 | 0 |  |  | 0 | 0 |  | Electric Utility | N | RE | 2007 | Retired in 2007
EXCLUDE | SC | W S Lee | 3264 | 5 | NG | GT | 35.1 | 30 | 0 | 0 |  |  | 0 | 0 |  | Electric Utility | N | RE | 2007 | Retired in 2007
EXCLUDE | SC | W S Lee | 3264 | 6 | NG | GT | 35.1 | 30 | 0 | 0 |  |  | 0 | 0 |  | Electric Utility | N | RE | 2007 | Retired in 2007
SSTLOGN | SC | W S Lee | 3264 | 7 | NG | GT | 54 | 41 | 470 | 24348 |  |  | 24348 | 15410.984 |  | Electric Utility | N | OP
SSTLOGN | SC | W S Lee | 3264 | 8 | NG | GT | 54 | 41 | 470 | 24348 |  |  | 24348 | 15410.984 |  | Electric Utility | N | OP
EXCLUDE | SC | Ware Shoals Hydro Project | 10801 | GEN1 | WAT | HY | 3 | 3 | 0 | 5542.7419 |  |  | 5542.7419 | 0 |  | IPP Non-CHP | N | OP |  | Non Combustion (NUC, WAT, WND, GEO, or SUN)
EXCLUDE | SC | Ware Shoals Hydro Project | 10801 | GEN2 | WAT | HY | 3.2 | 3 | 0 | 5912.2581 |  |  | 5912.2581 | 0 |  | IPP Non-CHP | N | OP |  | Non Combustion (NUC, WAT, WND, GEO, or SUN)
EXCLUDE | SC | Wateree | 3270 | 1 | WAT | HY | 11.2 | 17 | 0 | 27208.6 |  |  | 27208.6 | 0 |  | Electric Utility | N | OP |  | Non Combustion (NUC, WAT, WND, GEO, or SUN)
COALST | SC | Wateree | 3297 | 1 | BIT | ST | 385.9 | 342 | 4300 | 1899105 |  |  | 1899105 | 2037025.953 |  | Electric Utility | N | OP
EXCLUDE | SC | Wateree | 3270 | 2 | WAT | HY | 11.2 | 17 | 0 | 27208.6 |  |  | 27208.6 | 0 |  | Electric Utility | N | OP |  | Non Combustion (NUC, WAT, WND, GEO, or SUN)
COALST | SC | Wateree | 3297 | 2 | BIT | ST | 385.9 | 342 | 4456 | 2074639 |  |  | 2074639 | 2231566.021 |  | Electric Utility | N | OP
EXCLUDE | SC | Wateree | 3270 | 3 | WAT | HY | 11.2 | 17 | 0 | 27208.6 |  |  | 27208.6 | 0 |  | Electric Utility | N | OP |  | Non Combustion (NUC, WAT, WND, GEO, or SUN)
EXCLUDE | SC | Wateree | 3270 | 4 | WAT | HY | 11.2 | 17 | 0 | 27208.6 |  |  | 27208.6 | 0 |  | Electric Utility | N | OP |  | Non Combustion (NUC, WAT, WND, GEO, or SUN)
EXCLUDE | SC | Wateree | 3270 | 5 | WAT | HY | 11.2 | 17 | 0 | 27208.6 |  |  | 27208.6 | 0 |  | Electric Utility | N | OP |  | Non Combustion (NUC, WAT, WND, GEO, or SUN)
EXCLUDE | SC | Webb Forging | 7814 | 1 | DFO | IC | 2.9 | 2.4 | 0 | 0 |  |  | 0 | 0 |  | Electric Utility | N | OP |  | Internal Combustion (PRMVR=IC)
EXCLUDE | SC | Webb Forging | 7814 | 2 | DFO | IC | 2.9 | 2.4 | 0 | 0 |  |  | 0 | 0 |  | Electric Utility | N | OP |  | Internal Combustion (PRMVR=IC)
EXCLUDE | SC | Wellford Renewable Energy Plant | 57885 | LFG1 | LFG | IC | 1.6 | 1.6 | 0 | 0 |  |  | 0 | 0 |  | Electric Utility | N | OP |  | Internal Combustion (PRMVR=IC)
SSTLOGN | SC | Williams | 3298 | 1 | NG | GT | 26.9 | 20 | 361.8 | 1703 |  |  | 1703 | 845.8125 |  | Electric Utility | N | OP
SSTLOGN | SC | Williams | 3298 | 2 | NG | GT | 26.9 | 20 | 361.8 | 1703 |  |  | 1703 | 881.5393 |  | Electric Utility | N | OP
COALST | SC | Williams | 3298 | ST1 | BIT | ST | 632.7 | 605 | 7077 | 2739267 |  |  | 2739267 | 2671379.514 |  | Electric Utility | N | OP
COALST | SC | Winyah | 6249 | 1 | BIT | ST | 315 | 275 | 3224 | 1401171 |  |  | 1401171 | 1592516.101 |  | Electric Utility | N | OP
COALST | SC | Winyah | 6249 | 2 | BIT | ST | 315 | 285 | 3858 | 1163784 |  |  | 1163784 | 1351706.039 |  | Electric Utility | N | OP
COALST | SC | Winyah | 6249 | 3 | BIT | ST | 315 | 285 | 3864 | 1287965 |  |  | 1287965 | 1392078.173 |  | Electric Utility | N | OP
COALST | SC | Winyah | 6249 | 4 | BIT | ST | 315 | 285 | 3605 | 1226036 |  |  | 1226036 | 1444914.31 |  | Electric Utility | N | OP
EXCLUDE | SC | Wylie | 3271 | 1 | WAT | HY | 15 | 18 | 0 | 23373 |  |  | 23373 | 0 |  | Electric Utility | N | OP |  | Non Combustion (NUC, WAT, WND, GEO, or SUN)
EXCLUDE | SC | Wylie | 3271 | 2 | WAT | HY | 15 | 18 | 0 | 23373 |  |  | 23373 | 0 |  | Electric Utility | N | OP |  | Non Combustion (NUC, WAT, WND, GEO, or SUN)
EXCLUDE | SC | Wylie | 3271 | 3 | WAT | HY | 15 | 18 | 0 | 23373 |  |  | 23373 | 0 |  | Electric Utility | N | OP |  | Non Combustion (NUC, WAT, WND, GEO, or SUN)
EXCLUDE | SC | Wylie | 3271 | 4 | WAT | HY | 15 | 18 | 0 | 23373 |  |  | 23373 | 0 |  | Electric Utility | N | OP |  | Non Combustion (NUC, WAT, WND, GEO, or SUN)
SSTLOGN | SD | Aberdeen CT | 3338 | GT1 | DFO | GT | 28.8 | 20.5 | 0 | 474 |  |  | 474 | 686.5819 |  | Electric Utility | N | OP
SSTLOGN | SD | Angus Anson | 7237 | 1 | NG | GT | 119.7 | 94 | 1622 | 15884.9601 |  |  | 15884.9601 | 12614.532 |  | Electric Utility | N | OP
SSTLOGN | SD | Angus Anson | 7237 | 2 | NG | GT | 119.7 | 94 | 1629 | 15884.9601 |  |  | 15884.9601 | 8453.09 |  | Electric Utility | N | OP
SSTLOGN | SD | Angus Anson | 7237 | 4 | NG | GT | 166.3 | 150 | 1960 | 22069.0799 |  |  | 22069.0799 | 20928.669 |  | Electric Utility | N | OP
EXCLUDE | SD | Ben French | 3325 | 1 | DFO | IC | 2 | 2 | 0 | 0 |  |  | 0 | 0 |  | Electric Utility | N | SB |  | Internal Combustion (PRMVR=IC)
EXCLUDE | SD | Ben French | 3325 | 2 | DFO | IC | 2 | 2 | 0 | 0 |  |  | 0 | 0 |  | Electric Utility | N | SB |  | Internal Combustion (PRMVR=IC)
EXCLUDE | SD | Ben French | 3325 | 3 | DFO | IC | 2 | 2 | 0 | 0 |  |  | 0 | 0 |  | Electric Utility | N | SB |  | Internal Combustion (PRMVR=IC)
EXCLUDE | SD | Ben French | 3325 | 4 | DFO | IC | 2 | 2 | 0 | 0 |  |  | 0 | 0 |  | Electric Utility | N | SB |  | Internal Combustion (PRMVR=IC)
EXCLUDE | SD | Ben French | 3325 | 5 | DFO | IC | 2 | 2 | 0 | 0 |  |  | 0 | 0 |  | Electric Utility | N | SB |  | Internal Combustion (PRMVR=IC)
SSTLOGN | SD | Ben French | 3325 | GT1 | NG | GT | 25 | 17 | 0 | 493.5 |  |  | 493.5 | 863.3486 |  | Electric Utility | N | OP
SSTLOGN | SD | Ben French | 3325 | GT2 | NG | GT | 25 | 17 | 0 | 493.5 |  |  | 493.5 | 863.3486 |  | Electric Utility | N | OP
SSTLOGN | SD | Ben French | 3325 | GT3 | NG | GT | 25 | 17 | 0 | 493.5 |  |  | 493.5 | 863.3486 |  | Electric Utility | N | OP
SSTLOGN | SD | Ben French | 3325 | GT4 | NG | GT | 25 | 17 | 0 | 493.5 |  |  | 493.5 | 863.3486 |  | Electric Utility | N | OP
COALST | SD | Ben French | 3325 | ST1 | SUB | ST | 25 | 21.6 | 0 | 131431 |  |  | 131431 | 207853.9519 |  | Electric Utility | N | OP | 2014
EXCLUDE | SD | Big Bend | 3375 | 1 | WAT | HY | 67.2 | 65 | 0 | 217570.2344 |  |  | 217570.2344 | 0 |  | Electric Utility | N | OP |  | Non Combustion (NUC, WAT, WND, GEO, or SUN)
EXCLUDE | SD | Big Bend | 3375 | 2 | WAT | HY | 67.2 | 65 | 0 | 217570.2344 |  |  | 217570.2344 | 0 |  | Electric Utility | N | OP |  | Non Combustion (NUC, WAT, WND, GEO, or SUN)
EXCLUDE | SD | Big Bend | 3375 | 3 | WAT | HY | 67.2 | 65 | 0 | 217570.2344 |  |  | 217570.2344 | 0 |  | Electric Utility | N | OP |  | Non Combustion (NUC, WAT, WND, GEO, or SUN)
EXCLUDE | SD | Big Bend | 3375 | 4 | WAT | HY | 58.5 | 65 | 0 | 189402.6594 |  |  | 189402.6594 | 0 |  | Electric Utility | N | OP |  | Non Combustion (NUC, WAT, WND, GEO, or SUN)
EXCLUDE | SD | Big Bend | 3375 | 5 | WAT | HY | 58.5 | 65 | 0 | 189402.6594 |  |  | 189402.6594 | 0 |  | Electric Utility | N | OP |  | Non Combustion (NUC, WAT, WND, GEO, or SUN)
EXCLUDE | SD | Big Bend | 3375 | 6 | WAT | HY | 58.5 | 65 | 0 | 189402.6594 |  |  | 189402.6594 | 0 |  | Electric Utility | N | OP |  | Non Combustion (NUC, WAT, WND, GEO, or SUN)
EXCLUDE | SD | Big Bend | 3375 | 7 | WAT | HY | 58.5 | 65 | 0 | 189402.6594 |  |  | 189402.6594 | 0 |  | Electric Utility | N | OP |  | Non Combustion (NUC, WAT, WND, GEO, or SUN)
EXCLUDE | SD | Big Bend | 3375 | 8 | WAT | HY | 58.5 | 65 | 0 | 189402.6594 |  |  | 189402.6594 | 0 |  | Electric Utility | N | OP |  | Non Combustion (NUC, WAT, WND, GEO, or SUN)
COALST | SD | Big Stone | 6098 | 1 | SUB | ST | 456 | 475 | 5609 | 2459405 | 0.93266 | 807868.233 | 2636984.4768 | 2904916.828 |  | Electric Utility | Y | OP
EXCLUDE | SD | Big Stone | 6098 | D1 | DFO | IC | 1 | 0.6 | 0 | 0 |  |  | 0 | 0 |  | Electric Utility | N | SB |  | Internal Combustion (PRMVR=IC)
EXCLUDE | SD | Buffalo Ridge I LLC | 56792 | 1 | WND | WT | 50.4 | 50.4 | 0 | 150648 |  |  | 150648 | 0 |  | IPP Non-CHP | N | OP |  | Non Combustion (NUC, WAT, WND, GEO, or SUN)
EXCLUDE | SD | Buffalo Ridge II LLC | 57424 | 1 | WND | WT | 210 | 210 | 0 | 564585 |  |  | 564585 | 0 |  | IPP Non-CHP | N | OP |  | Non Combustion (NUC, WAT, WND, GEO, or SUN)
EXCLUDE | SD | Chamberlain Wind Project | 7974 | WTC1 | WND | WT | 1.3 | 1.3 | 0 | 2699 |  |  | 2699 | 0 |  | Electric Utility | N | OP |  | Non Combustion (NUC, WAT, WND, GEO, or SUN)
EXCLUDE | SD | Chamberlain Wind Project | 7974 | WTC2 | WND | WT | 1.3 | 1.3 | 0 | 2699 |  |  | 2699 | 0 |  | Electric Utility | N | OP |  | Non Combustion (NUC, WAT, WND, GEO, or SUN)
EXCLUDE | SD | Clark | 3341 | 1 | DFO | IC | 2.7 | 2.6 | 0 | 0 |  |  | 0 | 0 |  | Electric Utility | N | SB |  | Internal Combustion (PRMVR=IC)
EXCLUDE | SD | Day County Wind LLC | 57194 | GE15 | WND | WT | 99 | 99 | 0 | 440098 |  |  | 440098 | 0 |  | IPP Non-CHP | N | OP |  | Non Combustion (NUC, WAT, WND, GEO, or SUN)
EXCLUDE | SD | Deer Creek Station | 56610 | 1 | NG | CC | 150 | 150 | 0 | 0 |  |  | 0 | 0 |  | Electric Utility | N | U |  | Status of operation (IP,L,P,T,or U)
EXCLUDE | SD | Deer Creek Station | 56610 | 2 | NG | CC | 150 | 150 | 0 | 0 |  |  | 0 | 0 |  | Electric Utility | N | U |  | Status of operation (IP,L,P,T,or U)
EXCLUDE | SD | Faulkton | 3342 | 1 | DFO | IC | 2.7 | 2.5 | 0 | 0 |  |  | 0 | 0 |  | Electric Utility | N | SB |  | Internal Combustion (PRMVR=IC)
EXCLUDE | SD | Fort Randall | 3373 | 1 | WAT | HY | 40 | 45 | 0 | 209909.625 |  |  | 209909.625 | 0 |  | Electric Utility | N | OP |  | Non Combustion (NUC, WAT, WND, GEO, or SUN)
EXCLUDE | SD | Fort Randall | 3373 | 2 | WAT | HY | 40 | 45 | 0 | 209909.625 |  |  | 209909.625 | 0 |  | Electric Utility | N | OP |  | Non Combustion (NUC, WAT, WND, GEO, or SUN)
EXCLUDE | SD | Fort Randall | 3373 | 3 | WAT | HY | 40 | 45 | 0 | 209909.625 |  |  | 209909.625 | 0 |  | Electric Utility | N | OP |  | Non Combustion (NUC, WAT, WND, GEO, or SUN)
EXCLUDE | SD | Fort Randall | 3373 | 4 | WAT | HY | 40 | 45 | 0 | 209909.625 |  |  | 209909.625 | 0 |  | Electric Utility | N | OP |  | Non Combustion (NUC, WAT, WND, GEO, or SUN)
EXCLUDE | SD | Fort Randall | 3373 | 5 | WAT | HY | 40 | 45 | 0 | 209909.625 |  |  | 209909.625 | 0 |  | Electric Utility | N | OP |  | Non Combustion (NUC, WAT, WND, GEO, or SUN)
EXCLUDE | SD | Fort Randall | 3373 | 6 | WAT | HY | 40 | 45 | 0 | 209909.625 |  |  | 209909.625 | 0 |  | Electric Utility | N | OP |  | Non Combustion (NUC, WAT, WND, GEO, or SUN)
EXCLUDE | SD | Fort Randall | 3373 | 7 | WAT | HY | 40 | 45 | 0 | 209909.625 |  |  | 209909.625 | 0 |  | Electric Utility | N | OP |  | Non Combustion (NUC, WAT, WND, GEO, or SUN)
EXCLUDE | SD | Fort Randall | 3373 | 8 | WAT | HY | 40 | 45 | 0 | 209909.625 |  |  | 209909.625 | 0 |  | Electric Utility | N | OP |  | Non Combustion (NUC, WAT, WND, GEO, or SUN)
EXCLUDE | SD | Ft. Pierre | 56148 | 5 | DFO | IC | 2 | 2 | 0 | 0 |  |  | 0 | 0 |  | Electric Utility | N | OP |  | Internal Combustion (PRMVR=IC)
EXCLUDE | SD | Ft. Pierre | 56148 | 6 | DFO | IC | 2 | 2 | 0 | 0 |  |  | 0 | 0 |  | Electric Utility | N | OP |  | Internal Combustion (PRMVR=IC)
EXCLUDE | SD | Ft. Pierre | 56148 | 7 | DFO | IC | 2 | 2 | 0 | 0 |  |  | 0 | 0 |  | Electric Utility | N | OP |  | Internal Combustion (PRMVR=IC)
EXCLUDE | SD | Future CT | 7956 | 1 | NG | GT | 28 | 24 | 0 | 0 |  |  | 0 | 0 |  | Electric Utility | N | IP |  | Status of operation (IP,L,P,T,or U)
EXCLUDE | SD | Future CT | 7956 | 2 | NG | GT | 28 | 24 | 0 | 0 |  |  | 0 | 0 |  | Electric Utility | N | IP |  | Status of operation (IP,L,P,T,or U)
SSTLOGN | SD | Groton Generating Station | 56238 | GT01 | NG | GT | 93.5 | 81.6 | 815 | 34998.7613 |  |  | 34998.7613 | 20455.903 |  | Electric Utility | N | OP
SSTLOGN | SD | Groton Generating Station | 56238 | GT02 | NG | GT | 95 | 71.7 | 786.5 | 35560.2387 |  |  | 35560.2387 | 18906.544 |  | Electric Utility | N | OP
EXCLUDE | SD | Highmore | 3343 | 1 | DFO | IC | 0.6 | 0.6 | 0 | 0 |  |  | 0 | 0 |  | Electric Utility | N | SB |  | Internal Combustion (PRMVR=IC)
EXCLUDE | SD | Highmore | 3343 | 2 | DFO | IC | 1.3 | 1.3 | 0 | 0 |  |  | 0 | 0 |  | Electric Utility | N | SB |  | Internal Combustion (PRMVR=IC)
EXCLUDE | SD | Highmore | 3343 | 3 | DFO | IC | 2.7 | 2.6 | 0 | 0 |  |  | 0 | 0 |  | Electric Utility | N | SB |  | Internal Combustion (PRMVR=IC)
EXCLUDE | SD | Huron | 3344 | 1 | NG | GT | 15 | 11 | 208.0311 | 135.689 |  |  | 135.689 | 211.0881 |  | Electric Utility | N | SB |  | Simple Cycle Turbine (PRMVR=GT or OT) unit under 25MW
SSTLOGN | SD | Huron | 3344 | 2A | NG | GT | 42.9 | 43.7 | 594.9689 | 388.0706 |  |  | 388.0706 | 603.7119 |  | Electric Utility | N | SB
EXCLUDE | SD | Lake Preston | 3352 | 1 | DFO | GT | 24.1 | 21.2 | 0 | 0 |  |  | 0 | 0 |  | Electric Utility | N | RE | 1978 | Simple Cycle Turbine (PRMVR=GT or OT) unit under 25MW
EXCLUDE | SD | Lake Preston | 3352 | 1A | DFO | GT | 24.1 | 22.1 | 0 | 119 |  |  | 119 | 309.1331 |  | Electric Utility | N | SB |  | Simple Cycle Turbine (PRMVR=GT or OT) unit under 25MW
SSTLOGN | SD | Lange Gas Turbines | 55478 | 1 | NG | GT | 40 | 34 | 0 | 3900 |  |  | 3900 | 2728.0465 |  | Electric Utility | N | OP
EXCLUDE | SD | MinnDakota Wind LLC | 56459 | 2 | WND | WT | 150 | 150 | 0 | 543807 |  |  | 543807 | 0 |  | IPP Non-CHP | N | OP |  | Non Combustion (NUC, WAT, WND, GEO, or SUN)
EXCLUDE | SD | Mobile Unit | 3346 | 1 | DFO | IC | 0.5 | 0.5 | 0 | 0 |  |  | 0 | 0 |  | Electric Utility | N | RE | 2008 | Internal Combustion (PRMVR=IC)
EXCLUDE | SD | Mobile Unit | 3346 | 2 | DFO | IC | 1.7 | 1.8 | 0 | 0 |  |  | 0 | 0 |  | Electric Utility | N | SB |  | Internal Combustion (PRMVR=IC)
EXCLUDE | SD | Mobile Unit | 3346 | 3 | DFO | IC | 2 | 2 | 0 | 0 |  |  | 0 | 0 |  | Electric Utility | N | SB |  | Internal Combustion (PRMVR=IC)
EXCLUDE | SD | Oahe | 3356 | 1 | WAT | HY | 112 | 102 | 0 | 475594.7143 |  |  | 475594.7143 | 0 |  | Electric Utility | N | OP |  | Non Combustion (NUC, WAT, WND, GEO, or SUN)
EXCLUDE | SD | Oahe | 3356 | 2 | WAT | HY | 112 | 102 | 0 | 475594.7143 |  |  | 475594.7143 | 0 |  | Electric Utility | N | OP |  | Non Combustion (NUC, WAT, WND, GEO, or SUN)
EXCLUDE | SD | Oahe | 3356 | 3 | WAT | HY | 112 | 102 | 0 | 475594.7143 |  |  | 475594.7143 | 0 |  | Electric Utility | N | OP |  | Non Combustion (NUC, WAT, WND, GEO, or SUN)
EXCLUDE | SD | Oahe | 3356 | 4 | WAT | HY | 112 | 102 | 0 | 475594.7143 |  |  | 475594.7143 | 0 |  | Electric Utility | N | OP |  | Non Combustion (NUC, WAT, WND, GEO, or SUN)
EXCLUDE | SD | Oahe | 3356 | 5 | WAT | HY | 112 | 102 | 0 | 475594.7143 |  |  | 475594.7143 | 0 |  | Electric Utility | N | OP |  | Non Combustion (NUC, WAT, WND, GEO, or SUN)
EXCLUDE | SD | Oahe | 3356 | 6 | WAT | HY | 112 | 102 | 0 | 475594.7143 |  |  | 475594.7143 | 0 |  | Electric Utility | N | OP |  | Non Combustion (NUC, WAT, WND, GEO, or SUN)
EXCLUDE | SD | Oahe | 3356 | 7 | WAT | HY | 112 | 102 | 0 | 475594.7143 |  |  | 475594.7143 | 0 |  | Electric Utility | N | OP |  | Non Combustion (NUC, WAT, WND, GEO, or SUN)
EXCLUDE | SD | Pathfinder | 3334 | 1 | NG | ST | 75 | 61 | 0 | 0 |  |  | 0 | 0 |  | Electric Utility | N | RE | 2001 | Retired in 2001
EXCLUDE | SD | Prairie Winds SD1 | 56608 | SD1 | WND | WT | 151.5 | 151.5 | 0 | 503214 |  |  | 503214 | 0 |  | Electric Utility | N | OP |  | Non Combustion (NUC, WAT, WND, GEO, or SUN)
EXCLUDE | SD | Redfield | 3347 | 1 | NG | IC | 1.3 | 1.3 | 0 | 0 |  |  | 0 | 0 |  | Electric Utility | N | SB |  | Internal Combustion (PRMVR=IC)
EXCLUDE | SD | Redfield | 3347 | 2 | NG | IC | 1.3 | 1.3 | 0 | 0 |  |  | 0 | 0 |  | Electric Utility | N | SB |  | Internal Combustion (PRMVR=IC)
EXCLUDE | SD | Redfield | 3347 | 3 | NG | IC | 1.3 | 1.3 | 0 | 0 |  |  | 0 | 0 |  | Electric Utility | N | SB |  | Internal Combustion (PRMVR=IC)
EXCLUDE | SD | Rolling Thunder Wind Farm | 57045 | 1 | WND | WT | 25 | 25 | 0 | 96741 |  |  | 96741 | 0 |  | IPP Non-CHP | N | OP |  | Non Combustion (NUC, WAT, WND, GEO, or SUN)
EXCLUDE | SD | South Dakota Wind Energy Cente | 56092 | GE15 | WND | WT | 40.5 | 40.5 | 0 | 145175 |  |  | 145175 | 0 |  | IPP Non-CHP | N | OP |  | Non Combustion (NUC, WAT, WND, GEO, or SUN)
SSTLOGN | SD | Spirit Mound | 6092 | 1 | DFO | GT | 67.5 | 52 | 0 | 599 |  |  | 599 | 679.6933 |  | Electric Utility | N | OP
SSTLOGN | SD | Spirit Mound | 6092 | 2 | DFO | GT | 67.5 | 48 | 0 | 599 |  |  | 599 | 679.6933 |  | Electric Utility | N | OP
EXCLUDE | SD | State Auto Insurance | 56244 | 1 | DFO | IC | 1.7 | 1.7 | 0 | 0 |  |  | 0 | 0 |  | Commercial Non-CHP | N | SB |  | Internal Combustion (PRMVR=IC)
EXCLUDE | SD | Valley Queen Cheese | 56274 | 1 | DFO | IC | 1.5 | 0.5 | 0 | 0 |  |  | 0 | 0 |  | IPP Non-CHP | N | SB |  | Internal Combustion (PRMVR=IC)
EXCLUDE | SD | Valley Queen Cheese | 56274 | 2 | DFO | IC | 1.5 | 0.5 | 0 | 0 |  |  | 0 | 0 |  | IPP Non-CHP | N | SB |  | Internal Combustion (PRMVR=IC)
EXCLUDE | SD | Valley Queen Cheese | 56274 | 3 | DFO | IC | 1.5 | 0.5 | 0 | 0 |  |  | 0 | 0 |  | IPP Non-CHP | N | SB |  | Internal Combustion (PRMVR=IC)
SSTLOGN | SD | Watertown Power Plant | 7247 | 1 | DFO | GT | 67.5 | 47.7 | 0 | 0 |  |  | 0 | 0 |  | Electric Utility | N | OP
EXCLUDE | SD | Webster | 3348 | 1 | DFO | IC | 0.7 | 0.8 | 0 | 0 |  |  | 0 | 0 |  | Electric Utility | N | RE | 2002 | Internal Combustion (PRMVR=IC)
EXCLUDE | SD | Webster | 3348 | 2 | DFO | IC | 1.9 | 1.9 | 0 | 0 |  |  | 0 | 0 |  | Electric Utility | N | RE | 2004 | Internal Combustion (PRMVR=IC)
EXCLUDE | SD | Wessington Springs | 56650 | 1 | WND | WT | 51 | 51 | 0 | 218634 |  |  | 218634 | 0 |  | IPP Non-CHP | N | OP |  | Non Combustion (NUC, WAT, WND, GEO, or SUN)
EXCLUDE | SD | Yankton | 8034 | 1 | NG | IC | 2.2 | 2.2 | 0 | 0 |  |  | 0 | 0 |  | Electric Utility | N | SB |  | Internal Combustion (PRMVR=IC)
EXCLUDE | SD | Yankton | 8034 | 2 | DFO | IC | 2.7 | 2.8 | 0 | 0 |  |  | 0 | 0 |  | Electric Utility | N | SB |  | Internal Combustion (PRMVR=IC)
EXCLUDE | SD | Yankton | 8034 | 3 | NG | IC | 6.5 | 6.5 | 0 | 0 |  |  | 0 | 0 |  | Electric Utility | N | SB |  | Internal Combustion (PRMVR=IC)
EXCLUDE | SD | Yankton | 8034 | 4 | DFO | IC | 2 | 2 | 0 | 0 |  |  | 0 | 0 |  | Electric Utility | N | SB |  | Internal Combustion (PRMVR=IC)
COALST | TN | Allen Steam Plant | 3393 | 1 | SUB | ST | 330 | 247 | 3575 | 1502906 |  |  | 1502906 | 1550101.687 |  | Electric Utility | N | OP
COALST | TN | Allen Steam Plant | 3393 | 2 | SUB | ST | 330 | 247 | 4189 | 1476612 |  |  | 1476612 | 1584410.954 |  | Electric Utility | N | OP
COALST | TN | Allen Steam Plant | 3393 | 3 | SUB | ST | 330 | 247 | 4070 | 1673015 |  |  | 1673015 | 1755966.351 |  | Electric Utility | N | OP
EXCLUDE | TN | Allen Steam Plant | 3393 | G10 | NG | GT | 23.9 | 16.4 | 117.0361 | 279.5186 |  |  | 279.5186 | 283.9381 |  | Electric Utility | N | OP |  | Simple Cycle Turbine (PRMVR=GT or OT) unit under 25MW
EXCLUDE | TN | Allen Steam Plant | 3393 | G11 | NG | GT | 23.9 | 16.4 | 117.0361 | 279.5186 |  |  | 279.5186 | 283.9381 |  | Electric Utility | N | OP |  | Simple Cycle Turbine (PRMVR=GT or OT) unit under 25MW
EXCLUDE | TN | Allen Steam Plant | 3393 | G12 | NG | GT | 23.9 | 16.4 | 117.0361 | 279.5186 |  |  | 279.5186 | 283.9381 |  | Electric Utility | N | OP |  | Simple Cycle Turbine (PRMVR=GT or OT) unit under 25MW
EXCLUDE | TN | Allen Steam Plant | 3393 | G13 | NG | GT | 23.9 | 16.4 | 117.0361 | 279.5186 |  |  | 279.5186 | 283.9381 |  | Electric Utility | N | OP |  | Simple Cycle Turbine (PRMVR=GT or OT) unit under 25MW
EXCLUDE | TN | Allen Steam Plant | 3393 | G14 | NG | GT | 23.9 | 16.4 | 117.0361 | 279.5186 |  |  | 279.5186 | 283.9381 |  | Electric Utility | N | OP |  | Simple Cycle Turbine (PRMVR=GT or OT) unit under 25MW
EXCLUDE | TN | Allen Steam Plant | 3393 | G15 | NG | GT | 23.9 | 16.4 | 117.0361 | 279.5186 |  |  | 279.5186 | 283.9381 |  | Electric Utility | N | OP |  | Simple Cycle Turbine (PRMVR=GT or OT) unit under 25MW
EXCLUDE | TN | Allen Steam Plant | 3393 | G16 | NG | GT | 23.9 | 16.4 | 117.0361 | 279.5186 |  |  | 279.5186 | 283.9381 |  | Electric Utility | N | OP |  | Simple Cycle Turbine (PRMVR=GT or OT) unit under 25MW
SSTLOGN | TN | Allen Steam Plant | 3393 | G17 | NG | GT | 59.6 | 49.8 | 291.8557 | 697.0421 |  |  | 697.0421 | 708.0633 |  | Electric Utility | N | OP
SSTLOGN | TN | Allen Steam Plant | 3393 | G18 | NG | GT | 59.6 | 49.8 | 291.8557 | 697.0421 |  |  | 697.0421 | 708.0633 |  | Electric Utility | N | OP
SSTLOGN | TN | Allen Steam Plant | 3393 | G19 | NG | GT | 59.6 | 49.8 | 291.8557 | 697.0421 |  |  | 697.0421 | 708.0633 |  | Electric Utility | N | OP
SSTLOGN | TN | Allen Steam Plant | 3393 | G20 | NG | GT | 59.6 | 49.8 | 291.8557 | 697.0421 |  |  | 697.0421 | 708.0633 |  | Electric Utility | N | OP
EXCLUDE | TN | Allen Steam Plant | 3393 | GT1 | NG | GT | 23.9 | 16.4 | 117.0361 | 279.5186 |  |  | 279.5186 | 283.9381 |  | Electric Utility | N | OP |  | Simple Cycle Turbine (PRMVR=GT or OT) unit under 25MW
EXCLUDE | TN | Allen Steam Plant | 3393 | GT2 | NG | GT | 23.9 | 16.4 | 117.0361 | 279.5186 |  |  | 279.5186 | 283.9381 |  | Electric Utility | N | OP |  | Simple Cycle Turbine (PRMVR=GT or OT) unit under 25MW
EXCLUDE | TN | Allen Steam Plant | 3393 | GT3 | NG | GT | 23.9 | 16.4 | 117.0361 | 279.5186 |  |  | 279.5186 | 283.9381 |  | Electric Utility | N | OP |  | Simple Cycle Turbine (PRMVR=GT or OT) unit under 25MW
EXCLUDE | TN | Allen Steam Plant | 3393 | GT4 | NG | GT | 23.9 | 16.4 | 117.0361 | 279.5186 |  |  | 279.5186 | 283.9381 |  | Electric Utility | N | OP |  | Simple Cycle Turbine (PRMVR=GT or OT) unit under 25MW
EXCLUDE | TN | Allen Steam Plant | 3393 | GT5 | NG | GT | 23.9 | 16.4 | 117.0361 | 279.5186 |  |  | 279.5186 | 283.9381 |  | Electric Utility | N | OP |  | Simple Cycle Turbine (PRMVR=GT or OT) unit under 25MW
EXCLUDE | TN | Allen Steam Plant | 3393 | GT6 | NG | GT | 23.9 | 16.4 | 117.0361 | 279.5186 |  |  | 279.5186 | 283.9381 |  | Electric Utility | N | OP |  | Simple Cycle Turbine (PRMVR=GT or OT) unit under 25MW
EXCLUDE | TN | Allen Steam Plant | 3393 | GT7 | NG | GT | 23.9 | 16.4 | 117.0361 | 279.5186 |  |  | 279.5186 | 283.9381 |  | Electric Utility | N | OP |  | Simple Cycle Turbine (PRMVR=GT or OT) unit under 25MW
EXCLUDE | TN | Allen Steam Plant | 3393 | GT8 | NG | GT | 23.9 | 16.4 | 117.0361 | 279.5186 |  |  | 279.5186 | 283.9381 |  | Electric Utility | N | OP |  | Simple Cycle Turbine (PRMVR=GT or OT) unit under 25MW
EXCLUDE | TN | Allen Steam Plant | 3393 | GT9 | NG | GT | 23.9 | 16.4 | 117.0361 | 279.5186 |  |  | 279.5186 | 283.9381 |  | Electric Utility | N | OP |  | Simple Cycle Turbine (PRMVR=GT or OT) unit under 25MW
EXCLUDE | TN | Apalachia | 3394 | 1 | WAT | HY | 52.2 | 41.2 | 0 | 168635 |  |  | 168635 | 0 |  | Electric Utility | N | OP |  | Non Combustion (NUC, WAT, WND, GEO, or SUN)
EXCLUDE | TN | Apalachia | 3394 | 2 | WAT | HY | 41.4 | 41.2 | 0 | 133745 |  |  | 133745 | 0 |  | Electric Utility | N | OP |  | Non Combustion (NUC, WAT, WND, GEO, or SUN)
EXCLUDE | TN | Bolivar | 55929 | 1 | DFO | IC | 2 | 1.8 | 0 | 0 |  |  | 0 | 0 |  | Electric Utility | N | RE | 2011 | Internal Combustion (PRMVR=IC)
EXCLUDE | TN | Bolivar | 55929 | 2 | DFO | IC | 2 | 1.8 | 0 | 0 |  |  | 0 | 0 |  | Electric Utility | N | RE | 2011 | Internal Combustion (PRMVR=IC)
EXCLUDE | TN | Bolivar | 55929 | 3 | DFO | IC | 2 | 1.8 | 0 | 0 |  |  | 0 | 0 |  | Electric Utility | N | RE | 2011 | Internal Combustion (PRMVR=IC)
EXCLUDE | TN | Bolivar | 55929 | 4 | DFO | IC | 2 | 1.8 | 0 | 0 |  |  | 0 | 0 |  | Electric Utility | N | RE | 2011 | Internal Combustion (PRMVR=IC)
EXCLUDE | TN | Bolivar | 55929 | 5 | DFO | IC | 2 | 1.8 | 0 | 0 |  |  | 0 | 0 |  | Electric Utility | N | RE | 2011 | Internal Combustion (PRMVR=IC)
EXCLUDE | TN | Bolivar | 55929 | 6 | DFO | IC | 2 | 1.8 | 0 | 0 |  |  | 0 | 0 |  | Electric Utility | N | RE | 2011 | Internal Combustion (PRMVR=IC)
EXCLUDE | TN | Bolivar | 55929 | 7 | DFO | IC | 2 | 1.8 | 0 | 0 |  |  | 0 | 0 |  | Electric Utility | N | RE | 2011 | Internal Combustion (PRMVR=IC)
EXCLUDE | TN | Bolivar | 55929 | 8 | DFO | IC | 2 | 1.8 | 0 | 0 |  |  | 0 | 0 |  | Electric Utility | N | RE | 2011 | Internal Combustion (PRMVR=IC)
EXCLUDE | TN | Bolivar | 55929 | 9 | DFO | IC | 2 | 1.8 | 0 | 0 |  |  | 0 | 0 |  | Electric Utility | N | RE | 2011 | Internal Combustion (PRMVR=IC)
EXCLUDE | TN | Bolivar | 55929 | 10 | DFO | IC | 2 | 1.8 | 0 | 0 |  |  | 0 | 0 |  | Electric Utility | N | RE | 2011 | Internal Combustion (PRMVR=IC)
EXCLUDE | TN | Boone Dam | 3395 | 1 | WAT | HY | 38 | 37.8 | 0 | 65252.7101 |  |  | 65252.7101 | 0 |  | Electric Utility | N | OP |  | Non Combustion (NUC, WAT, WND, GEO, or SUN)
EXCLUDE | TN | Boone Dam | 3395 | 2 | WAT | HY | 38.3 | 37.8 | 0 | 65767.8631 |  |  | 65767.8631 | 0 |  | Electric Utility | N | OP |  | Non Combustion (NUC, WAT, WND, GEO, or SUN)
EXCLUDE | TN | Boone Dam | 3395 | 3 | WAT | HY | 29.6 | 37.8 | 0 | 50828.4268 |  |  | 50828.4268 | 0 |  | Electric Utility | N | OP |  | Non Combustion (NUC, WAT, WND, GEO, or SUN)
EXCLUDE | TN | Bowater Newsprint Calhoun Operation | 50956 | GEN1 | BLQ | ST | 19 | 19 | 0 | 126206.47 | 0.13686 | 3620893.1107 | 922123.7716 | 413590.551 |  | Industrial CHP | Y | OP |  | Steam unit (PRMVR=ST) under 25MW/250 MMBtu/hr
EXCLUDE | TN | Bowater Newsprint Calhoun Operation | 50956 | GEN2 | BLQ | ST | 19.2 | 20 | 0 | 124766.02 | 0.13686 | 3579566.2637 | 911599.1671 | 408870.06 |  | Industrial CHP | Y | OP |  | Steam unit (PRMVR=ST) under 25MW/250 MMBtu/hr
EXCLUDE | TN | Bowater Newsprint Calhoun Operation | 50956 | GEN3 | BLQ | ST | 25 | 27 | 0 | 106478.06 | 0.13686 | 3054880.4186 | 777978.7382 | 348938.6836 |  | Industrial CHP | Y | OP |  | Commercial/Industrial Unit
SSTLOGN | TN | Brownsville Peaking Power | 55081 | 1 | NG | GT | 112 | 112.9 | 1394 | 54386.9565 |  |  | 54386.9565 | 43656.041 |  | Electric Utility | N | OP
SSTLOGN | TN | Brownsville Peaking Power | 55081 | 2 | NG | GT | 112 | 112.9 | 1340 | 54386.9565 |  |  | 54386.9565 | 35966.692 |  | Electric Utility | N | OP
SSTLOGN | TN | Brownsville Peaking Power | 55081 | 3 | NG | GT | 118 | 120.9 | 1603 | 57300.5435 |  |  | 57300.5435 | 46921.552 |  | Electric Utility | N | OP
SSTLOGN | TN | Brownsville Peaking Power | 55081 | 4 | NG | GT | 118 | 120.9 | 1594 | 57300.5435 |  |  | 57300.5435 | 46163.783 |  | Electric Utility | N | OP
EXCLUDE | TN | Buffalo Mountain | 7927 | 1 | WND | WT | 0.6 | 0.7 | 0 | 0 |  |  | 0 | 0 |  | Electric Utility | N | OP |  | Non Combustion (NUC, WAT, WND, GEO, or SUN)
EXCLUDE | TN | Buffalo Mountain | 7927 | 2 | WND | WT | 0.6 | 0.7 | 0 | 0 |  |  | 0 | 0 |  | Electric Utility | N | OP |  | Non Combustion (NUC, WAT, WND, GEO, or SUN)
EXCLUDE | TN | Buffalo Mountain | 7927 | 3 | WND | WT | 0.6 | 0.7 | 0 | 0 |  |  | 0 | 0 |  | Electric Utility | N | OP |  | Non Combustion (NUC, WAT, WND, GEO, or SUN)
EXCLUDE | TN | Buffalo Mountain Energy Center | 56493 | 4 | WND | WT | 27 | 27 | 0 | 53143 |  |  | 53143 | 0 |  | IPP Non-CHP | N | OP |  | Non Combustion (NUC, WAT, WND, GEO, or SUN)
COALST | TN | Bull Run | 3396 | 1 | BIT | ST | 950 | 870 | 12604 | 2771861 |  |  | 2771861 | 2703700.491 |  | Electric Utility | N | OP
EXCLUDE | TN | Calderwood | 54900 | 1 | WAT | HY | 52.2 | 52 | 0 | 176591.6667 |  |  | 176591.6667 | 0 |  | Industrial Non-CHP | N | OP |  | Non Combustion (NUC, WAT, WND, GEO, or SUN)
EXCLUDE | TN | Calderwood | 54900 | 2 | WAT | HY | 52.2 | 52 | 0 | 176591.6667 |  |  | 176591.6667 | 0 |  | Industrial Non-CHP | N | OP |  | Non Combustion (NUC, WAT, WND, GEO, or SUN)
EXCLUDE | TN | Calderwood | 54900 | 3 | WAT | HY | 52.2 | 52 | 0 | 176591.6667 |  |  | 176591.6667 | 0 |  | Industrial Non-CHP | N | OP |  | Non Combustion (NUC, WAT, WND, GEO, or SUN)
EXCLUDE | TN | Cargill Corn Wet Milling Plant | 10729 | GEN1 | BIT | ST | 25 | 10.3 | 0 | 30813 | 0.043797 | 3060465.4544 | 703541.3384 | 311322.0975 |  | Industrial CHP | Y | OP |  | Commercial/Industrial Unit
EXCLUDE | TN | Cargill Corn Wet Milling Plant | 10729 | GEN2 | NG | GT | 4.8 | 4.3 | 0 | 0 | 0 |  |  | 0 |  | Industrial CHP | Y | RE | 2010 | Simple Cycle Turbine (PRMVR=GT or OT) unit under 25MW
EXCLUDE | TN | Center Hill | 6417 | 1 | WAT | HY | 45 | 52 | 0 | 130039.6667 |  |  | 130039.6667 | 0 |  | Electric Utility | N | OP |  | Non Combustion (NUC, WAT, WND, GEO, or SUN)
EXCLUDE | TN | Center Hill | 6417 | 2 | WAT | HY | 45 | 52 | 0 | 130039.6667 |  |  | 130039.6667 | 0 |  | Electric Utility | N | OP |  | Non Combustion (NUC, WAT, WND, GEO, or SUN)
EXCLUDE | TN | Center Hill | 6417 | 3 | WAT | HY | 45 | 52 | 0 | 130039.6667 |  |  | 130039.6667 | 0 |  | Electric Utility | N | OP |  | Non Combustion (NUC, WAT, WND, GEO, or SUN)
EXCLUDE | TN | Cheatham | 6418 | 1 | WAT | HY | 12 | 13.8 | 0 | 45985.3333 |  |  | 45985.3333 | 0 |  | Electric Utility | N | OP |  | Non Combustion (NUC, WAT, WND, GEO, or SUN)
EXCLUDE | TN | Cheatham | 6418 | 2 | WAT | HY | 12 | 13.8 | 0 | 45985.3333 |  |  | 45985.3333 | 0 |  | Electric Utility | N | OP |  | Non Combustion (NUC, WAT, WND, GEO, or SUN)
EXCLUDE | TN | Cheatham | 6418 | 3 | WAT | HY | 12 | 13.8 | 0 | 45985.3333 |  |  | 45985.3333 | 0 |  | Electric Utility | N | OP |  | Non Combustion (NUC, WAT, WND, GEO, or SUN)
EXCLUDE | TN | Cherokee Dam | 3397 | 1 | WAT | HY | 33.4 | 37 | 0 | 101218.0815 |  |  | 101218.0815 | 0 |  | Electric Utility | N | OP |  | Non Combustion (NUC, WAT, WND, GEO, or SUN)
EXCLUDE | TN | Cherokee Dam | 3397 | 2 | WAT | HY | 34.6 | 39.8 | 0 | 104854.6593 |  |  | 104854.6593 | 0 |  | Electric Utility | N | OP |  | Non Combustion (NUC, WAT, WND, GEO, or SUN)
EXCLUDE | TN | Cherokee Dam | 3397 | 3 | WAT | HY | 34.6 | 39.8 | 0 | 104854.6593 |  |  | 104854.6593 | 0 |  | Electric Utility | N | OP |  | Non Combustion (NUC, WAT, WND, GEO, or SUN)
EXCLUDE | TN | Cherokee Dam | 3397 | 4 | WAT | HY | 32.4 | 25 | 0 | 98187.6 |  |  | 98187.6 | 0 |  | Electric Utility | N | OP |  | Non Combustion (NUC, WAT, WND, GEO, or SUN)
EXCLUDE | TN | Chestnut Ridge Gas Recovery | 50570 | GEN1 | LFG | IC | 0.8 | 0.8 | 0 | 0 |  |  | 0 | 0 |  | IPP Non-CHP | N | OP |  | Internal Combustion (PRMVR=IC)
EXCLUDE | TN | Chestnut Ridge Gas Recovery | 50570 | GEN2 | LFG | IC | 0.8 | 0.8 | 0 | 0 |  |  | 0 | 0 |  | IPP Non-CHP | N | OP |  | Internal Combustion (PRMVR=IC)
EXCLUDE | TN | Chestnut Ridge Gas Recovery | 50570 | GEN3 | LFG | IC | 0.8 | 0.8 | 0 | 0 |  |  | 0 | 0 |  | IPP Non-CHP | N | OP |  | Internal Combustion (PRMVR=IC)
EXCLUDE | TN | Chestnut Ridge Gas Recovery | 50570 | GEN4 | LFG | IC | 0.8 | 0.8 | 0 | 0 |  |  | 0 | 0 |  | IPP Non-CHP | N | OP |  | Internal Combustion (PRMVR=IC)
EXCLUDE | TN | Chestnut Ridge Gas Recovery | 50570 | GEN5 | LFG | IC | 1.6 | 1.6 | 0 | 0 |  |  | 0 | 0 |  | IPP Non-CHP | N | OP |  | Internal Combustion (PRMVR=IC)
EXCLUDE | TN | Chickamauga | 3398 | 1 | WAT | HY | 39.9 | 35.4 | 0 | 197601 |  |  | 197601 | 0 |  | Electric Utility | N | OP |  | Non Combustion (NUC, WAT, WND, GEO, or SUN)
EXCLUDE | TN | Chickamauga | 3398 | 2 | WAT | HY | 39.9 | 35.4 | 0 | 197601 |  |  | 197601 | 0 |  | Electric Utility | N | OP |  | Non Combustion (NUC, WAT, WND, GEO, or SUN)
EXCLUDE | TN | Chickamauga | 3398 | 3 | WAT | HY | 39.9 | 35.4 | 0 | 197601 |  |  | 197601 | 0 |  | Electric Utility | N | OP |  | Non Combustion (NUC, WAT, WND, GEO, or SUN)
EXCLUDE | TN | Chickamauga | 3398 | 4 | WAT | HY | 39.9 | 35.4 | 0 | 197601 |  |  | 197601 | 0 |  | Electric Utility | N | OP |  | Non Combustion (NUC, WAT, WND, GEO, or SUN)
EXCLUDE | TN | Chilhowee | 54901 | 1 | WAT | HY | 16.6 | 17 | 0 | 51706.3333 |  |  | 51706.3333 | 0 |  | Industrial Non-CHP | N | OP |  | Non Combustion (NUC, WAT, WND, GEO, or SUN)
EXCLUDE | TN | Chilhowee | 54901 | 2 | WAT | HY | 16.6 | 17 | 0 | 51706.3333 |  |  | 51706.3333 | 0 |  | Industrial Non-CHP | N | OP |  | Non Combustion (NUC, WAT, WND, GEO, or SUN)
EXCLUDE | TN | Chilhowee | 54901 | 3 | WAT | HY | 16.6 | 17 | 0 | 51706.3333 |  |  | 51706.3333 | 0 |  | Industrial Non-CHP | N | OP |  | Non Combustion (NUC, WAT, WND, GEO, or SUN)
EXCLUDE | TN | Cordell Hull | 3423 | 1 | WAT | HY | 33.3 | 38 | 0 | 149256.6667 |  |  | 149256.6667 | 0 |  | Electric Utility | N | OP |  | Non Combustion (NUC, WAT, WND, GEO, or SUN)
EXCLUDE | TN | Cordell Hull | 3423 | 2 | WAT | HY | 33.3 | 38 | 0 | 149256.6667 |  |  | 149256.6667 | 0 |  | Electric Utility | N | OP |  | Non Combustion (NUC, WAT, WND, GEO, or SUN)
EXCLUDE | TN | Cordell Hull | 3423 | 3 | WAT | HY | 33.3 | 38 | 0 | 149256.6667 |  |  | 149256.6667 | 0 |  | Electric Utility | N | OP |  | Non Combustion (NUC, WAT, WND, GEO, or SUN)
COALST | TN | Cumberland | 3399 | 1 | BIT | ST | 1300 | 1239 | 15208 | 5835316 |  |  | 5835316 | 6222286.204 |  | Electric Utility | N | OP
COALST | TN | Cumberland | 3399 | 2 | BIT | ST | 1300 | 1231 | 16100 | 7086185 |  |  | 7086185 | 7239807.812 |  | Electric Utility | N | OP
EXCLUDE | TN | Dale Hollow | 3424 | 1 | WAT | HY | 18 | 20.7 | 0 | 46260.6667 |  |  | 46260.6667 | 0 |  | Electric Utility | N | OP |  | Non Combustion (NUC, WAT, WND, GEO, or SUN)
EXCLUDE | TN | Dale Hollow | 3424 | 2 | WAT | HY | 18 | 20.7 | 0 | 46260.6667 |  |  | 46260.6667 | 0 |  | Electric Utility | N | OP |  | Non Combustion (NUC, WAT, WND, GEO, or SUN)
EXCLUDE | TN | Dale Hollow | 3424 | 3 | WAT | HY | 18 | 20.7 | 0 | 46260.6667 |  |  | 46260.6667 | 0 |  | Electric Utility | N | OP |  | Non Combustion (NUC, WAT, WND, GEO, or SUN)
EXCLUDE | TN | Douglas Dam | 3400 | 1 | WAT | HY | 36.5 | 44.2 | 0 | 98511.5153 |  |  | 98511.5153 | 0 |  | Electric Utility | N | OP |  | Non Combustion (NUC, WAT, WND, GEO, or SUN)
EXCLUDE | TN | Douglas Dam | 3400 | 2 | WAT | HY | 41.4 | 44.7 | 0 | 111736.3488 |  |  | 111736.3488 | 0 |  | Electric Utility | N | OP |  | Non Combustion (NUC, WAT, WND, GEO, or SUN)
EXCLUDE | TN | Douglas Dam | 3400 | 3 | WAT | HY | 31.5 | 44.5 | 0 | 85016.7871 |  |  | 85016.7871 | 0 |  | Electric Utility | N | OP |  | Non Combustion (NUC, WAT, WND, GEO, or SUN)
EXCLUDE | TN | Douglas Dam | 3400 | 4 | WAT | HY | 41.4 | 44.5 | 0 | 111736.3488 |  |  | 111736.3488 | 0 |  | Electric Utility | N | OP |  | Non Combustion (NUC, WAT, WND, GEO, or SUN)
EXCLUDE | TN | Fort Loudoun | 3402 | 1 | WAT | HY | 35.5 | 39.9 | 0 | 190612.0744 |  |  | 190612.0744 | 0 |  | Electric Utility | N | OP |  | Non Combustion (NUC, WAT, WND, GEO, or SUN)
EXCLUDE | TN | Fort Loudoun | 3402 | 2 | WAT | HY | 34.2 | 37.7 | 0 | 183631.9139 |  |  | 183631.9139 | 0 |  | Electric Utility | N | OP |  | Non Combustion (NUC, WAT, WND, GEO, or SUN)
EXCLUDE | TN | Fort Loudoun | 3402 | 3 | WAT | HY | 43 | 45.3 | 0 | 230882.2309 |  |  | 230882.2309 | 0 |  | Electric Utility | N | OP |  | Non Combustion (NUC, WAT, WND, GEO, or SUN)
EXCLUDE | TN | Fort Loudoun | 3402 | 4 | WAT | HY | 40.6 | 45.3 | 0 | 217995.7808 |  |  | 217995.7808 | 0 |  | Electric Utility | N | OP |  | Non Combustion (NUC, WAT, WND, GEO, or SUN)
EXCLUDE | TN | Fort Patrick Henry | 3401 | 1 | WAT | HY | 29.7 | 20.4 | 0 | 56542 |  |  | 56542 | 0 |  | Electric Utility | N | OP |  | Non Combustion (NUC, WAT, WND, GEO, or SUN)
EXCLUDE | TN | Fort Patrick Henry | 3401 | 2 | WAT | HY | 29.7 | 20.3 | 0 | 56542 |  |  | 56542 | 0 |  | Electric Utility | N | OP |  | Non Combustion (NUC, WAT, WND, GEO, or SUN)
EXCLUDE | TN | Franklin | 7950 | 1 | NG | CC | 170 | 170 | 0 | 0 |  |  | 0 | 0 |  | Electric Utility | N | IP |  | Status of operation (IP,L,P,T,or U)
EXCLUDE | TN | Franklin | 7950 | 2 | NG | CC | 170 | 170 | 0 | 0 |  |  | 0 | 0 |  | Electric Utility | N | IP |  | Status of operation (IP,L,P,T,or U)
EXCLUDE | TN | Franklin | 7950 | 3 | NG | CC | 170 | 170 | 0 | 0 |  |  | 0 | 0 |  | Electric Utility | N | IP |  | Status of operation (IP,L,P,T,or U)
COALST | TN | Gallatin | 3403 | 1 | SUB | ST | 300 | 225 | 4456 | 1719713 |  |  | 1719713 | 1846655.235 |  | Electric Utility | N | OP
COALST | TN | Gallatin | 3403 | 2 | SUB | ST | 300 | 225 | 3717 | 1656200 |  |  | 1656200 | 1782458.173 |  | Electric Utility | N | OP
COALST | TN | Gallatin | 3403 | 3 | SUB | ST | 327.6 | 263 | 4712 | 1949942 |  |  | 1949942 | 2134983.316 |  | Electric Utility | N | OP
COALST | TN | Gallatin | 3403 | 4 | SUB | ST | 327.6 | 263 | 4433 | 1960001 |  |  | 1960001 | 2117844.284 |  | Electric Utility | N | OP
SSTLOGN | TN | Gallatin | 3403 | GT1 | NG | GT | 81.3 | 71.5 | 851.0021 | 10926.2198 |  |  | 10926.2198 | 5717.1697 |  | Electric Utility | N | OP
SSTLOGN | TN | Gallatin | 3403 | GT2 | NG | GT | 81.3 | 71.5 | 851.0021 | 10926.2198 |  |  | 10926.2198 | 5717.1697 |  | Electric Utility | N | OP
SSTLOGN | TN | Gallatin | 3403 | GT3 | NG | GT | 81.3 | 71.5 | 851.0021 | 10926.2198 |  |  | 10926.2198 | 5717.1697 |  | Electric Utility | N | OP
SSTLOGN | TN | Gallatin | 3403 | GT4 | NG | GT | 81.3 | 71.5 | 851.0021 | 10926.2198 |  |  | 10926.2198 | 5717.1697 |  | Electric Utility | N | OP
SSTLOGN | TN | Gallatin | 3403 | GT5 | DFO | GT | 84.5 | 78.3 | 884.4979 | 11356.2802 |  |  | 11356.2802 | 5942.1998 |  | Electric Utility | N | OP
SSTLOGN | TN | Gallatin | 3403 | GT6 | DFO | GT | 84.5 | 78.3 | 884.4979 | 11356.2802 |  |  | 11356.2802 | 5942.1998 |  | Electric Utility | N | OP
SSTLOGN | TN | Gallatin | 3403 | GT7 | DFO | GT | 84.5 | 78.3 | 884.4979 | 11356.2802 |  |  | 11356.2802 | 5942.1998 |  | Electric Utility | N | OP
SSTLOGN | TN | Gallatin | 3403 | GT8 | DFO | GT | 84.5 | 78.3 | 884.4979 | 11356.2802 |  |  | 11356.2802 | 5942.1998 |  | Electric Utility | N | OP
EXCLUDE | TN | Gibson County Generation Station | 57709 | 1 | NG | CC | 432 | 371 | 0 | 0 |  |  | 0 | 0 |  | IPP Non-CHP | N | P |  | Status of operation (IP,L,P,T,or U)
SSTLOGN | TN | Gleason Generating Facility | 55251 | CTG1 | NG | GT | 185.4 | 177.5 | 1800 | 1259.4008 |  |  | 1259.4008 | 2654.975 |  | Electric Utility | N | OP
SSTLOGN | TN | Gleason Generating Facility | 55251 | CTG2 | NG | GT | 191.2 | 177.5 | 1800 | 1298.7996 |  |  | 1298.7996 | 2391.995 |  | Electric Utility | N | OP
SSTLOGN | TN | Gleason Generating Facility | 55251 | CTG3 | NG | GT | 191.2 | 140 | 1800 | 1298.7996 |  |  | 1298.7996 | 1117.324 |  | Electric Utility | N | OP
EXCLUDE | TN | Great Falls | 3404 | 1 | WAT | HY | 15.3 | 15.9 | 0 | 62361.8012 |  |  | 62361.8012 | 0 |  | Electric Utility | N | OP |  | Non Combustion (NUC, WAT, WND, GEO, or SUN)
EXCLUDE | TN | Great Falls | 3404 | 2 | WAT | HY | 18.4 | 19.5 | 0 | 74997.1988 |  |  | 74997.1988 | 0 |  | Electric Utility | N | OP |  | Non Combustion (NUC, WAT, WND, GEO, or SUN)
EXCLUDE | TN | J P Priest | 3428 | 1 | WAT | HY | 28 | 30 | 0 | 52360 |  |  | 52360 | 0 |  | Electric Utility | N | OP |  | Non Combustion (NUC, WAT, WND, GEO, or SUN)
COALST | TN | John Sevier | 3405 | 1 | BIT | ST | 200 | 176 | 3128 | 654711 |  |  | 654711 | 710355.799 |  | Electric Utility | N | OP | 2012
COALST | TN | John Sevier | 3405 | 2 | BIT | ST | 200 | 176 | 3180 | 632691 |  |  | 632691 | 637006.562 |  | Electric Utility | N | OP | 2012
COALST | TN | John Sevier | 3405 | 3 | BIT | ST | 200 | 176 | 3008 | 590916 |  |  | 590916 | 581921.127 |  | Electric Utility | N | OP | 2015
COALST | TN | John Sevier | 3405 | 4 | BIT | ST | 200 | 176 | 2997 | 636081 |  |  | 636081 | 635131.956 |  | Electric Utility | N | OP | 2015
EXCLUDE | TN | John Sevier | 3405 | CTG1 | NG | CC | 179.4 | 165 | 0 | 0 |  |  | 0 | 0 |  | Electric Utility | N | U |  | Status of operation (IP,L,P,T,or U)
EXCLUDE | TN | John Sevier | 3405 | CTG2 | NG | CC | 179.4 | 165 | 0 | 0 |  |  | 0 | 0 |  | Electric Utility | N | U |  | Status of operation (IP,L,P,T,or U)
EXCLUDE | TN | John Sevier | 3405 | CTG3 | NG | CC | 179.4 | 165 | 0 | 0 |  |  | 0 | 0 |  | Electric Utility | N | U |  | Status of operation (IP,L,P,T,or U)
EXCLUDE | TN | John Sevier | 3405 | STG1 | NG | CC | 414 | 383 | 0 | 0 |  |  | 0 | 0 |  | Electric Utility | N | U |  | Status of operation (IP,L,P,T,or U)
COALST | TN | Johnsonville | 3406 | 1 | SUB | ST | 125 | 107 | 2289 | 367801 | 0.77804 | 477341.9017 | 472726.6818 | 500830.522 |  | Electric Utility | Y | OP | 2017
COALST | TN | Johnsonville | 3406 | 2 | SUB | ST | 125 | 107 | 2244 | 509664 | 0.69195 | 1032255.7562 | 736566.6428 | 762969.872 |  | Electric Utility | Y | OP | 2017
COALST | TN | Johnsonville | 3406 | 3 | SUB | ST | 125 | 107 | 1591 | 519105 | 0.67195 | 1152940.2287 | 772535.5895 | 795462.13 |  | Electric Utility | Y | OP | 2017
COALST | TN | Johnsonville | 3406 | 4 | SUB | ST | 125 | 107 | 2448 | 479411 | 0.66508 | 1098313.4433 | 720833.9433 | 740649.142 |  | Electric Utility | Y | OP | 2017
COALST | TN | Johnsonville | 3406 | 5 | SUB | ST | 147 | 107 | 2511 | 449085 | 1 | 0 | 449085 | 480522.001 |  | Electric Utility | Y | OP | 2015
COALST | TN | Johnsonville | 3406 | 6 | SUB | ST | 147 | 107 | 2275 | 575037 | 0.8904 | 322016.3872 | 645820.2035 | 700401.375 |  | Electric Utility | Y | OP | 2015
COALST | TN | Johnsonville | 3406 | 7 | SUB | ST | 172.8 | 141 | 2414 | 494250 | 0.96524 | 80972.9638 | 512048.8637 | 562468.953 |  | Electric Utility | Y | OP | 2015
COALST | TN | Johnsonville | 3406 | 8 | SUB | ST | 172.8 | 141 | 2361 | 292979 | 0.96517 | 48093.4221 | 303550.5318 | 333436.553 |  | Electric Utility | Y | OP | 2015
COALST | TN | Johnsonville | 3406 | 9 | SUB | ST | 172.8 | 141 | 2279 | 475692 | 0.97956 | 45158.5046 | 485618.4005 | 534632.061 |  | Electric Utility | Y | OP | 2015
COALST | TN | Johnsonville | 3406 | 10 | SUB | ST | 172.8 | 141 | 1917 | 581045 | 1 | 0 | 581045 | 608563.688 |  | Electric Utility | Y | OP | 2015
SSTLOGN | TN | Johnsonville | 3406 | G10 | NG | GT | 68 | 51.5 | 790 | 2298.5049 |  |  | 2298.5049 | 1388.184 |  | Electric Utility | N | OP
SSTLOGN | TN | Johnsonville | 3406 | G11 | NG | GT | 68 | 51.5 | 790 | 2298.5049 |  |  | 2298.5049 | 895.1567 |  | Electric Utility | N | OP
SSTLOGN | TN | Johnsonville | 3406 | G12 | NG | GT | 68 | 51.5 | 790 | 2298.5049 |  |  | 2298.5049 | 1004.7391 |  | Electric Utility | N | OP
SSTLOGN | TN | Johnsonville | 3406 | G13 | NG | GT | 68 | 51.5 | 790 | 2298.5049 |  |  | 2298.5049 | 753.9327 |  | Electric Utility | N | OP
SSTLOGN | TN | Johnsonville | 3406 | G14 | NG | GT | 68 | 51.5 | 790 | 2298.5049 |  |  | 2298.5049 | 1127.6467 |  | Electric Utility | N | OP
SSTLOGN | TN | Johnsonville | 3406 | G15 | NG | GT | 68 | 51.5 | 790 | 2298.5049 |  |  | 2298.5049 | 1281.2608 |  | Electric Utility | N | OP
SSTLOGN | TN | Johnsonville | 3406 | G16 | NG | GT | 68 | 51.5 | 790 | 2298.5049 |  |  | 2298.5049 | 1289.291 |  | Electric Utility | N | OP
SSTLOGN | TN | Johnsonville | 3406 | G17 | NG | GT | 84.5 | 77.8 | 1190 | 2856.2304 |  |  | 2856.2304 | 7233.307 |  | Electric Utility | N | OP
SSTLOGN | TN | Johnsonville | 3406 | G18 | NG | GT | 84.5 | 77.8 | 1100.5 | 2856.2304 |  |  | 2856.2304 | 6216.293 |  | Electric Utility | N | OP
SSTLOGN | TN | Johnsonville | 3406 | G19 | NG | GT | 84.5 | 77.8 | 1100.5 | 2856.2304 |  |  | 2856.2304 | 6381.289 |  | Electric Utility | N | OP
SSTLOGN | TN | Johnsonville | 3406 | G20 | NG | GT | 84.5 | 77.8 | 1100.5 | 2856.2304 |  |  | 2856.2304 | 6618.19 |  | Electric Utility | N | OP
SSTLOGN | TN | Johnsonville | 3406 | GT1 | NG | GT | 68 | 51.5 | 790 | 639.9708 |  |  | 639.9708 | 423.9465 |  | Electric Utility | N | OP
SSTLOGN | TN | Johnsonville | 3406 | GT2 | NG | GT | 68 | 51.5 | 790 | 412.3824 |  |  | 412.3824 | 338.5658 |  | Electric Utility | N | OP
SSTLOGN | TN | Johnsonville | 3406 | GT3 | NG | GT | 68 | 51.5 | 790 | 624.4092 |  |  | 624.4092 | 413.789 |  | Electric Utility | N | OP
SSTLOGN | TN | Johnsonville | 3406 | GT4 | NG | GT | 68 | 51.5 | 790 | 648.7242 |  |  | 648.7242 | 449.4456 |  | Electric Utility | N | OP
SSTLOGN | TN | Johnsonville | 3406 | GT5 | NG | GT | 68 | 51.5 | 790 | 2298.5049 |  |  | 2298.5049 | 891.1358 |  | Electric Utility | N | OP
SSTLOGN | TN | Johnsonville | 3406 | GT6 | NG | GT | 68 | 51.5 | 790 | 689.5734 |  |  | 689.5734 | 560.1268 |  | Electric Utility | N | OP
SSTLOGN | TN | Johnsonville | 3406 | GT7 | NG | GT | 68 | 51.5 | 790 | 2298.5049 |  |  | 2298.5049 | 713.6123 |  | Electric Utility | N | OP
SSTLOGN | TN | Johnsonville | 3406 | GT8 | NG | GT | 68 | 51.5 | 790 | 570.9162 |  |  | 570.9162 | 374.1114 |  | Electric Utility | N | OP
SSTLOGN | TN | Johnsonville | 3406 | GT9 | NG | GT | 68 | 51.5 | 790 | 2298.5049 |  |  | 2298.5049 | 657.6873 |  | Electric Utility | N | OP
COALST | TN | Kingston | 3407 | 1 | BIT | ST | 175 | 132 | 2139 | 574245 |  |  | 574245 | 669835.969 |  | Electric Utility | N | OP
COALST | TN | Kingston | 3407 | 2 | BIT | ST | 175 | 132 | 2185 | 381362 |  |  | 381362 | 446696.891 |  | Electric Utility | N | OP
COALST | TN | Kingston | 3407 | 3 | BIT | ST | 175 | 132 | 2180 | 545771 |  |  | 545771 | 635750.628 |  | Electric Utility | N | OP
COALST | TN | Kingston | 3407 | 4 | BIT | ST | 175 | 132 | 2176 | 544452 |  |  | 544452 | 637591.934 |  | Electric Utility | N | OP
COALST | TN | Kingston | 3407 | 5 | BIT | ST | 200 | 174 | 2932 | 594740 |  |  | 594740 | 680143.306 |  | Electric Utility | N | OP
COALST | TN | Kingston | 3407 | 6 | BIT | ST | 200 | 174 | 2932 | 480146 |  |  | 480146 | 556402.511 |  | Electric Utility | N | OP
COALST | TN | Kingston | 3407 | 7 | BIT | ST | 200 | 174 | 3576 | 587044 |  |  | 587044 | 675734.356 |  | Electric Utility | N | OP
COALST | TN | Kingston | 3407 | 8 | BIT | ST | 200 | 174 | 3005 | 475498 |  |  | 475498 | 546361.93 |  | Electric Utility | N | OP
COALST | TN | Kingston | 3407 | 9 | BIT | ST | 200 | 174 | 2959 | 532417 |  |  | 532417 | 615432.999 |  | Electric Utility | N | OP
NGCC | TN | Lagoon Creek | 7845 | CTG1 | NG | CC | 173.4 | 158 | 2243 | 782059.248 |  |  | 782059.248 | 365369.8603 |  | Electric Utility | N | OP
NGCC | TN | Lagoon Creek | 7845 | CTG2 | NG | CC | 173.4 | 158 | 2243 | 782059.248 |  |  | 782059.248 | 365369.8603 |  | Electric Utility | N | OP
SSTLOGN | TN | Lagoon Creek | 7845 | GT1 | NG | GT | 84.5 | 78.8 | 1175.4 | 32411.4644 |  |  | 32411.4644 | 32195.372 |  | Electric Utility | N | OP
SSTLOGN | TN | Lagoon Creek | 7845 | GT10 | NG | GT | 86.2 | 77.6 | 1175.4 | 33063.5293 |  |  | 33063.5293 | 24114.866 |  | Electric Utility | N | OP
SSTLOGN | TN | Lagoon Creek | 7845 | GT11 | NG | GT | 86.2 | 77.6 | 1175.4 | 33063.5293 |  |  | 33063.5293 | 22771.477 |  | Electric Utility | N | OP
SSTLOGN | TN | Lagoon Creek | 7845 | GT12 | NG | GT | 86.2 | 77.6 | 1175.4 | 33063.5293 |  |  | 33063.5293 | 19956.686 |  | Electric Utility | N | OP
SSTLOGN | TN | Lagoon Creek | 7845 | GT2 | NG | GT | 84.5 | 78.8 | 1175.4 | 32411.4644 |  |  | 32411.4644 | 31164.606 |  | Electric Utility | N | OP
SSTLOGN | TN | Lagoon Creek | 7845 | GT3 | NG | GT | 84.5 | 78.8 | 1175.4 | 32411.4644 |  |  | 32411.4644 | 32425.372 |  | Electric Utility | N | OP
SSTLOGN | TN | Lagoon Creek | 7845 | GT4 | NG | GT | 84.5 | 78.8 | 1175.4 | 32411.4644 |  |  | 32411.4644 | 31153.308 |  | Electric Utility | N | OP
SSTLOGN | TN | Lagoon Creek | 7845 | GT5 | NG | GT | 84.5 | 78.8 | 1175.4 | 32411.4644 |  |  | 32411.4644 | 26961.704 |  | Electric Utility | N | OP
SSTLOGN | TN | Lagoon Creek | 7845 | GT6 | NG | GT | 84.5 | 78.8 | 1175.4 | 32411.4644 |  |  | 32411.4644 | 28174.302 |  | Electric Utility | N | OP
SSTLOGN | TN | Lagoon Creek | 7845 | GT7 | NG | GT | 84.5 | 78.8 | 1175.4 | 32411.4644 |  |  | 32411.4644 | 24431.576 |  | Electric Utility | N | OP
SSTLOGN | TN | Lagoon Creek | 7845 | GT8 | NG | GT | 84.5 | 78.8 | 1175.4 | 32411.4644 |  |  | 32411.4644 | 15689.361 |  | Electric Utility | N | OP
SSTLOGN | TN | Lagoon Creek | 7845 | GT9 | NG | GT | 86.2 | 77.6 | 1175.4 | 33063.5293 |  |  | 33063.5293 | 22898.41 |  | Electric Utility | N | OP
NGCC | TN | Lagoon Creek | 7845 | STG1 | NG | CC | 257.6 | 224 | 2243 | 1161813.508 |  |  | 1161813.508 | 542787.0589 |  | Electric Utility | N | OP
EXCLUDE | TN | McMinnville | 55928 | 1 | DFO | IC | 2 | 1.8 | 0 | 0 |  |  | 0 | 0 |  | Electric Utility | N | OP |  | Internal Combustion (PRMVR=IC)
EXCLUDE | TN | McMinnville | 55928 | 2 | DFO | IC | 2 | 1.8 | 0 | 0 |  |  | 0 | 0 |  | Electric Utility | N | OP |  | Internal Combustion (PRMVR=IC)
EXCLUDE | TN | McMinnville | 55928 | 3 | DFO | IC | 2 | 1.8 | 0 | 0 |  |  | 0 | 0 |  | Electric Utility | N | OP |  | Internal Combustion (PRMVR=IC)
EXCLUDE | TN | McMinnville | 55928 | 4 | DFO | IC | 2 | 1.8 | 0 | 0 |  |  | 0 | 0 |  | Electric Utility | N | OP |  | Internal Combustion (PRMVR=IC)
EXCLUDE | TN | McMinnville | 55928 | 5 | DFO | IC | 2 | 1.8 | 0 | 0 |  |  | 0 | 0 |  | Electric Utility | N | OP |  | Internal Combustion (PRMVR=IC)
EXCLUDE | TN | McMinnville | 55928 | 6 | DFO | IC | 2 | 1.8 | 0 | 0 |  |  | 0 | 0 |  | Electric Utility | N | OP |  | Internal Combustion (PRMVR=IC)
EXCLUDE | TN | McMinnville | 55928 | 7 | DFO | IC | 2 | 1.8 | 0 | 0 |  |  | 0 | 0 |  | Electric Utility | N | OP |  | Internal Combustion (PRMVR=IC)
EXCLUDE | TN | McMinnville | 55928 | 8 | DFO | IC | 2 | 1.8 | 0 | 0 |  |  | 0 | 0 |  | Electric Utility | N | OP |  | Internal Combustion (PRMVR=IC)
EXCLUDE | TN | McMinnville | 55928 | 9 | DFO | IC | 2 | 1.8 | 0 | 0 |  |  | 0 | 0 |  | Electric Utility | N | OP |  | Internal Combustion (PRMVR=IC)
EXCLUDE | TN | McMinnville | 55928 | 10 | DFO | IC | 2 | 1.8 | 0 | 0 |  |  | 0 | 0 |  | Electric Utility | N | OP |  | Internal Combustion (PRMVR=IC)
EXCLUDE | TN | McMinnville | 55928 | 11 | DFO | IC | 2 | 1.8 | 0 | 0 |  |  | 0 | 0 |  | Electric Utility | N | OP |  | Internal Combustion (PRMVR=IC)
EXCLUDE | TN | McMinnville | 55928 | 12 | OBL | IC | 2 | 1.8 | 0 | 0 |  |  | 0 | 0 |  | Electric Utility | N | OP |  | Internal Combustion (PRMVR=IC)
EXCLUDE | TN | Melton Hill | 3408 | 1 | WAT | HY | 36 | 39.5 | 0 | 104879 |  |  | 104879 | 0 |  | Electric Utility | N | OP |  | Non Combustion (NUC, WAT, WND, GEO, or SUN)
EXCLUDE | TN | Melton Hill | 3408 | 2 | WAT | HY | 36 | 39.7 | 0 | 104879 |  |  | 104879 | 0 |  | Electric Utility | N | OP |  | Non Combustion (NUC, WAT, WND, GEO, or SUN)
EXCLUDE | TN | Middle Point Landfill Gas Recovery | 56866 | 1 | LFG | IC | 1.4 | 1.4 | 0 | 0 |  |  | 0 | 0 |  | IPP Non-CHP | N | RE | 2011 | Internal Combustion (PRMVR=IC)
EXCLUDE | TN | Middle Point Landfill Gas Recovery | 56866 | 2 | LFG | IC | 1.4 | 1.4 | 0 | 0 |  |  | 0 | 0 |  | IPP Non-CHP | N | RE | 2011 | Internal Combustion (PRMVR=IC)
EXCLUDE | TN | MM Nashville | 55647 | UNT1 | LFG | IC | 0.9 | 0.1 | 0 | 0 |  |  | 0 | 0 |  | IPP Non-CHP | N | SB |  | Internal Combustion (PRMVR=IC)
EXCLUDE | TN | MM Nashville | 55647 | UNT2 | LFG | IC | 0.9 | 0.1 | 0 | 0 |  |  | 0 | 0 |  | IPP Non-CHP | N | SB |  | Internal Combustion (PRMVR=IC)
EXCLUDE | TN | Nickajack | 3409 | 1 | WAT | HY | 27.4 | 28.3 | 0 | 142040.1232 |  |  | 142040.1232 | 0 |  | Electric Utility | N | OP |  | Non Combustion (NUC, WAT, WND, GEO, or SUN)
EXCLUDE | TN | Nickajack | 3409 | 2 | WAT | HY | 27.9 | 27.3 | 0 | 144632.0962 |  |  | 144632.0962 | 0 |  | Electric Utility | N | OP |  | Non Combustion (NUC, WAT, WND, GEO, or SUN)
EXCLUDE | TN | Nickajack | 3409 | 3 | WAT | HY | 24.3 | 25 | 0 | 125969.8903 |  |  | 125969.8903 | 0 |  | Electric Utility | N | OP |  | Non Combustion (NUC, WAT, WND, GEO, or SUN)
EXCLUDE | TN | Nickajack | 3409 | 4 | WAT | HY | 24.3 | 25 | 0 | 125969.8903 |  |  | 125969.8903 | 0 |  | Electric Utility | N | OP |  | Non Combustion (NUC, WAT, WND, GEO, or SUN)
EXCLUDE | TN | Norris Dam | 3411 | 1 | WAT | HY | 65.7 | 63.5 | 0 | 287714.5 |  |  | 287714.5 | 0 |  | Electric Utility | N | OP |  | Non Combustion (NUC, WAT, WND, GEO, or SUN)
EXCLUDE | TN | Norris Dam | 3411 | 2 | WAT | HY | 65.7 | 63.5 | 0 | 287714.5 |  |  | 287714.5 | 0 |  | Electric Utility | N | OP |  | Non Combustion (NUC, WAT, WND, GEO, or SUN)
EXCLUDE | TN | Ocoee 1 | 3412 | 1 | WAT | HY | 3.8 | 4.8 | 0 | 10791.6 |  |  | 10791.6 | 0 |  | Electric Utility | N | OP |  | Non Combustion (NUC, WAT, WND, GEO, or SUN)
EXCLUDE | TN | Ocoee 1 | 3412 | 2 | WAT | HY | 3.8 | 4.8 | 0 | 10791.6 |  |  | 10791.6 | 0 |  | Electric Utility | N | OP |  | Non Combustion (NUC, WAT, WND, GEO, or SUN)
EXCLUDE | TN | Ocoee 1 | 3412 | 3 | WAT | HY | 3.8 | 4.8 | 0 | 10791.6 |  |  | 10791.6 | 0 |  | Electric Utility | N | OP |  | Non Combustion (NUC, WAT, WND, GEO, or SUN)
EXCLUDE | TN | Ocoee 1 | 3412 | 4 | WAT | HY | 3.8 | 4.8 | 0 | 10791.6 |  |  | 10791.6 | 0 |  | Electric Utility | N | OP |  | Non Combustion (NUC, WAT, WND, GEO, or SUN)
EXCLUDE | TN | Ocoee 1 | 3412 | 5 | WAT | HY | 3.8 | 4.8 | 0 | 10791.6 |  |  | 10791.6 | 0 |  | Electric Utility | N | OP |  | Non Combustion (NUC, WAT, WND, GEO, or SUN)
EXCLUDE | TN | Ocoee 2 | 3413 | 1 | WAT | HY | 11.5 | 10.8 | 0 | 18950 |  |  | 18950 | 0 |  | Electric Utility | N | OP |  | Non Combustion (NUC, WAT, WND, GEO, or SUN)
EXCLUDE | TN | Ocoee 2 | 3413 | 2 | WAT | HY | 11.5 | 12.6 | 0 | 18950 |  |  | 18950 | 0 |  | Electric Utility | N | OP |  | Non Combustion (NUC, WAT, WND, GEO, or SUN)
EXCLUDE | TN | Ocoee 3 | 3414 | 1 | WAT | HY | 28.8 | 28.6 | 0 | 93685 |  |  | 93685 | 0 |  | Electric Utility | N | OP |  | Non Combustion (NUC, WAT, WND, GEO, or SUN)
EXCLUDE | TN | Old Hickory | 3426 | 1 | WAT | HY | 28.7 | 28.7 | 0 | 134457.7011 |  |  | 134457.7011 | 0 |  | Electric Utility | N | OP |  | Non Combustion (NUC, WAT, WND, GEO, or SUN)
EXCLUDE | TN | Old Hickory | 3426 | 2 | WAT | HY | 25 | 29 | 0 | 117123.433 |  |  | 117123.433 | 0 |  | Electric Utility | N | OP |  | Non Combustion (NUC, WAT, WND, GEO, or SUN)
EXCLUDE | TN | Old Hickory | 3426 | 3 | WAT | HY | 25 | 29 | 0 | 117123.433 |  |  | 117123.433 | 0 |  | Electric Utility | N | OP |  | Non Combustion (NUC, WAT, WND, GEO, or SUN)
EXCLUDE | TN | Old Hickory | 3426 | 4 | WAT | HY | 25 | 29 | 0 | 117123.433 |  |  | 117123.433 | 0 |  | Electric Utility | N | OP |  | Non Combustion (NUC, WAT, WND, GEO, or SUN)
EXCLUDE | TN | Old Hickory Plant | 10797 | G10 | NG | ST | 3 | 2.8 | 0 | 0 | 0 |  |  | 0 |  | Industrial CHP | Y | RE | 2002 | Steam unit (PRMVR=ST) under 25MW/250 MMBtu/hr
EXCLUDE | TN | Old Hickory Plant | 10797 | IG | NG | ST | 1 | 1 | 0 | 0 | 0 |  |  | 0 |  | Industrial CHP | Y | RE | 2010 | Steam unit (PRMVR=ST) under 25MW/250 MMBtu/hr
EXCLUDE | TN | Opryland USA | 55037 | GTO1 | NG | GT | 4.5 | 3.1 | 0 | 24410 | 0.53287 | 97348.1027 | 45808.3227 | 25147.378 |  | Commercial CHP | Y | OP |  | Simple Cycle Turbine (PRMVR=GT or OT) unit under 25MW
EXCLUDE | TN | Packaging Corp of America | 50296 | GEN1 | BLQ | ST | 50 | 50 | 0 | 297479.82 | 0.10917 | 11043133.6252 | 2724897.8208 | 1481249.9676 |  | Industrial CHP | Y | OP |  | Commercial/Industrial Unit
EXCLUDE | TN | Packaging Corp of America | 50296 | GEN2 | BLQ | ST | 22.5 | 22.5 | 0 | 66039.831 | 0.10917 | 2451550.086 | 604921.0047 | 328834.0619 |  | Industrial CHP | Y | OP |  | Steam unit (PRMVR=ST) under 25MW/250 MMBtu/hr
EXCLUDE | TN | Pickwick Landing Dam | 3415 | 1 | WAT | HY | 40 | 37.7 | 0 | 206774.8333 |  |  | 206774.8333 | 0 |  | Electric Utility | N | OP |  | Non Combustion (NUC, WAT, WND, GEO, or SUN)
EXCLUDE | TN | Pickwick Landing Dam | 3415 | 2 | WAT | HY | 40 | 37.6 | 0 | 206774.8333 |  |  | 206774.8333 | 0 |  | Electric Utility | N | OP |  | Non Combustion (NUC, WAT, WND, GEO, or SUN)
EXCLUDE | TN | Pickwick Landing Dam | 3415 | 3 | WAT | HY | 40 | 38.5 | 0 | 206774.8333 |  |  | 206774.8333 | 0 |  | Electric Utility | N | OP |  | Non Combustion (NUC, WAT, WND, GEO, or SUN)
EXCLUDE | TN | Pickwick Landing Dam | 3415 | 4 | WAT | HY | 40 | 43.6 | 0 | 206774.8333 |  |  | 206774.8333 | 0 |  | Electric Utility | N | OP |  | Non Combustion (NUC, WAT, WND, GEO, or SUN)
EXCLUDE | TN | Pickwick Landing Dam | 3415 | 5 | WAT | HY | 40 | 43.7 | 0 | 206774.8333 |  |  | 206774.8333 | 0 |  | Electric Utility | N | OP |  | Non Combustion (NUC, WAT, WND, GEO, or SUN)
EXCLUDE | TN | Pickwick Landing Dam | 3415 | 6 | WAT | HY | 40 | 43.2 | 0 | 206774.8333 |  |  | 206774.8333 | 0 |  | Electric Utility | N | OP |  | Non Combustion (NUC, WAT, WND, GEO, or SUN)
EXCLUDE | TN | Powell Valley | 7883 | 1 | DFO | IC | 2 | 1.8 | 0 | 0 |  |  | 0 | 0 |  | Electric Utility | N | OP |  | Internal Combustion (PRMVR=IC)
EXCLUDE | TN | Powell Valley | 7883 | 2 | DFO | IC | 2 | 1.8 | 0 | 0 |  |  | 0 | 0 |  | Electric Utility | N | OP |  | Internal Combustion (PRMVR=IC)
EXCLUDE | TN | Powell Valley | 7883 | 3 | DFO | IC | 2 | 1.8 | 0 | 0 |  |  | 0 | 0 |  | Electric Utility | N | OP |  | Internal Combustion (PRMVR=IC)
EXCLUDE | TN | Powell Valley | 7883 | 4 | DFO | IC | 2 | 1.8 | 0 | 0 |  |  | 0 | 0 |  | Electric Utility | N | OP |  | Internal Combustion (PRMVR=IC)
EXCLUDE | TN | Powell Valley | 7883 | 5 | DFO | IC | 2 | 1.8 | 0 | 0 |  |  | 0 | 0 |  | Electric Utility | N | OP |  | Internal Combustion (PRMVR=IC)
EXCLUDE | TN | Powell Valley | 7883 | 6 | DFO | IC | 2 | 1.8 | 0 | 0 |  |  | 0 | 0 |  | Electric Utility | N | OP |  | Internal Combustion (PRMVR=IC)
EXCLUDE | TN | Powell Valley | 7883 | 7 | DFO | IC | 2 | 1.8 | 0 | 0 |  |  | 0 | 0 |  | Electric Utility | N | OP |  | Internal Combustion (PRMVR=IC)
EXCLUDE | TN | Powell Valley | 7883 | 8 | DFO | IC | 2 | 1.8 | 0 | 0 |  |  | 0 | 0 |  | Electric Utility | N | OP |  | Internal Combustion (PRMVR=IC)
EXCLUDE | TN | Powell Valley | 7883 | 9 | DFO | IC | 2 | 1.8 | 0 | 0 |  |  | 0 | 0 |  | Electric Utility | N | OP |  | Internal Combustion (PRMVR=IC)
EXCLUDE | TN | Powell Valley | 7883 | 10 | DFO | IC | 2 | 1.8 | 0 | 0 |  |  | 0 | 0 |  | Electric Utility | N | OP |  | Internal Combustion (PRMVR=IC)
EXCLUDE | TN | Powell Valley | 7883 | 11 | DFO | IC | 2 | 1.8 | 0 | 0 |  |  | 0 | 0 |  | Electric Utility | N | OP |  | Internal Combustion (PRMVR=IC)
EXCLUDE | TN | Raccoon Mountain | 6151 | 1 | WAT | PS | 428.4 | 404.7 | 0 | -165091.75 |  |  | -165091.75 | 0 |  | Electric Utility | N | OP |  | Non Combustion (NUC, WAT, WND, GEO, or SUN)
EXCLUDE | TN | Raccoon Mountain | 6151 | 2 | WAT | PS | 428.4 | 404.1 | 0 | -165091.75 |  |  | -165091.75 | 0 |  | Electric Utility | N | OP |  | Non Combustion (NUC, WAT, WND, GEO, or SUN)
EXCLUDE | TN | Raccoon Mountain | 6151 | 3 | WAT | PS | 428.4 | 403.5 | 0 | -165091.75 |  |  | -165091.75 | 0 |  | Electric Utility | N | OP |  | Non Combustion (NUC, WAT, WND, GEO, or SUN)
EXCLUDE | TN | Raccoon Mountain | 6151 | 4 | WAT | PS | 428.4 | 404 | 0 | -165091.75 |  |  | -165091.75 | 0 |  | Electric Utility | N | OP |  | Non Combustion (NUC, WAT, WND, GEO, or SUN)
EXCLUDE | TN | Sequoyah | 6152 | 1 | NUC | ST | 1220.5 | 1152 | 0 | 9344096.5 |  |  | 9344096.5 | 0 |  | Electric Utility | N | OP |  | Non Combustion (NUC, WAT, WND, GEO, or SUN)
EXCLUDE | TN | Sequoyah | 6152 | 2 | NUC | ST | 1220.5 | 1125.7 | 0 | 9344096.5 |  |  | 9344096.5 | 0 |  | Electric Utility | N | OP |  | Non Combustion (NUC, WAT, WND, GEO, or SUN)
EXCLUDE | TN | South Holston | 3416 | 1 | WAT | HY | 38.5 | 44.4 | 0 | 128187 |  |  | 128187 | 0 |  | Electric Utility | N | OP |  | Non Combustion (NUC, WAT, WND, GEO, or SUN)
EXCLUDE | TN | Tennessee Eastman Operations | 50481 | TG10 | BIT | ST | 6 | 6 | 0 | 41678 | 0.14726 | 1097924.9004 | 283015.5367 | 145477.1941 |  | Industrial CHP | Y | OP |  | Steam unit (PRMVR=ST) under 25MW/250 MMBtu/hr
EXCLUDE | TN | Tennessee Eastman Operations | 50481 | TG11 | BIT | ST | 6 | 6 | 0 | 50104 | 0.14726 | 1319891.2906 | 340232.5076 | 174888.1744 |  | Industrial CHP | Y | OP |  | Steam unit (PRMVR=ST) under 25MW/250 MMBtu/hr
EXCLUDE | TN | Tennessee Eastman Operations | 50481 | TG12 | BIT | ST | 6 | 6 | 0 | 49867 | 0.14726 | 1313647.9919 | 338623.153 | 174060.9251 |  | Industrial CHP | Y | OP |  | Steam unit (PRMVR=ST) under 25MW/250 MMBtu/hr
EXCLUDE | TN | Tennessee Eastman Operations | 50481 | TG13 | BIT | ST | 7 | 7 | 0 | 27038 | 0.14726 | 712262.9075 | 183602.2382 | 94376.2266 |  | Industrial CHP | Y | OP |  | Steam unit (PRMVR=ST) under 25MW/250 MMBtu/hr
EXCLUDE | TN | Tennessee Eastman Operations | 50481 | TG14 | BIT | ST | 10 | 10 | 0 | 77591 | 0.14726 | 2043982.2196 | 526883.6919 | 270831.637 |  | Industrial CHP | Y | OP |  | Steam unit (PRMVR=ST) under 25MW/250 MMBtu/hr
EXCLUDE | TN | Tennessee Eastman Operations | 50481 | TG15 | BIT | ST | 7.5 | 7.5 | 0 | 35317 | 0.14726 | 930356.8719 | 239821.0017 | 123274.103 |  | Industrial CHP | Y | OP |  | Steam unit (PRMVR=ST) under 25MW/250 MMBtu/hr
EXCLUDE | TN | Tennessee Eastman Operations | 50481 | TG16 | BIT | ST | 10.4 | 10.4 | 0 | 74842 | 0.14726 | 1971565.2238 | 508216.5363 | 261236.2436 |  | Industrial CHP | Y | OP |  | Steam unit (PRMVR=ST) under 25MW/250 MMBtu/hr
EXCLUDE | TN | Tennessee Eastman Operations | 50481 | TG17 | BIT | ST | 10.4 | 10.4 | 0 | 75290 | 0.14726 | 1983366.9022 | 511258.6919 | 262799.989 |  | Industrial CHP | Y | OP |  | Steam unit (PRMVR=ST) under 25MW/250 MMBtu/hr
EXCLUDE | TN | Tennessee Eastman Operations | 50481 | TG18 | BIT | ST | 10.4 | 10.4 | 0 | 67971 | 0.14726 | 1790562.2488 | 461558.8331 | 237252.9958 |  | Industrial CHP | Y | OP |  | Steam unit (PRMVR=ST) under 25MW/250 MMBtu/hr
EXCLUDE | TN | Tennessee Eastman Operations | 50481 | TG19 | BIT | ST | 10.4 | 10.4 | 0 | 72503 | 0.14726 | 1909948.8712 | 492333.4963 | 253071.9565 |  | Industrial CHP | Y | OP |  | Steam unit (PRMVR=ST) under 25MW/250 MMBtu/hr
EXCLUDE | TN | Tennessee Eastman Operations | 50481 | TG20 | BIT | ST | 10.4 | 10.4 | 0 | 62989 | 0.14726 | 1659321.2618 | 427728.4333 | 219863.3087 |  | Industrial CHP | Y | OP |  | Steam unit (PRMVR=ST) under 25MW/250 MMBtu/hr
EXCLUDE | TN | Tennessee Eastman Operations | 50481 | TG21 | BIT | ST | 15 | 15 | 0 | 124984 | 0.14726 | 3292457.5496 | 848707.0839 | 436257.0571 |  | Industrial CHP | Y | OP |  | Steam unit (PRMVR=ST) under 25MW/250 MMBtu/hr
EXCLUDE | TN | Tennessee Eastman Operations | 50481 | TG22 | BIT | ST | 15.4 | 15.4 | 0 | 96649 | 0.14726 | 2546027.7292 | 656297.5337 | 337353.6478 |  | Industrial CHP | Y | OP |  | Steam unit (PRMVR=ST) under 25MW/250 MMBtu/hr
EXCLUDE | TN | Tennessee Eastman Operations | 50481 | TG24 | BIT | ST | 16.8 | 16.8 | 0 | 126746 | 0.14726 | 3338873.9725 | 860671.9904 | 442407.3238 |  | Industrial CHP | Y | OP |  | Steam unit (PRMVR=ST) under 25MW/250 MMBtu/hr
EXCLUDE | TN | Tennessee Eastman Operations | 50481 | TG25 | BIT | ST | 18 | 18 | 0 | 117712 | 0.14726 | 3100891.0187 | 799326.3798 | 418422.7736 |  | Industrial CHP | Y | OP |  | Steam unit (PRMVR=ST) under 25MW/250 MMBtu/hr
EXCLUDE | TN | Tennessee Eastman Operations | 50481 | TG26 | BIT | ST | 16.6 | 16.6 | 0 | 104481 | 0.14726 | 2752346.3582 | 709480.9322 | 364691.2692 |  | Industrial CHP | Y | OP |  | Steam unit (PRMVR=ST) under 25MW/250 MMBtu/hr
EXCLUDE | TN | Tennessee Eastman Operations | 50481 | TGO7 | BIT | ST | 6 | 6 | 0 | 30879 | 0.14726 | 813446.4945 | 209684.648 | 107783.2496 |  | Industrial CHP | Y | OP |  | Steam unit (PRMVR=ST) under 25MW/250 MMBtu/hr
EXCLUDE | TN | Tennessee Eastman Operations | 50481 | TGO8 | BIT | ST | 6 | 6 | 0 | 31794 | 0.14726 | 837550.3691 | 215897.9791 | 110977.0601 |  | Industrial CHP | Y | OP |  | Steam unit (PRMVR=ST) under 25MW/250 MMBtu/hr
EXCLUDE | TN | Tennessee Eastman Operations | 50481 | TGO9 | BIT | ST | 6 | 6 | 0 | 25545 | 0.14726 | 672932.7602 | 173463.9831 | 89164.9053 |  | Industrial CHP | Y | OP |  | Steam unit (PRMVR=ST) under 25MW/250 MMBtu/hr
EXCLUDE | TN | Tims Ford | 3417 | 1 | WAT | HY | 45 | 39.7 | 0 | 49646.7177 |  |  | 49646.7177 | 0 |  | Electric Utility | N | OP |  | Non Combustion (NUC, WAT, WND, GEO, or SUN)
EXCLUDE | TN | Tims Ford | 3417 | 2 | WAT | HY | 0.7 | 0.5 | 0 | 772.2823 |  |  | 772.2823 | 0 |  | Electric Utility | N | OP |  | Non Combustion (NUC, WAT, WND, GEO, or SUN)
EXCLUDE | TN | University of Tennessee Steam Plant | 55036 | GEN1 | NG | GT | 5 | 3.7 | 0 | 34071 | 0.52085 | 142589.6435 | 65413.9756 | 28497.385 |  | Commercial CHP | Y | OP |  | Simple Cycle Turbine (PRMVR=GT or OT) unit under 25MW
EXCLUDE | TN | Vanderbilt University Power Plant | 52048 | GEN1 | BIT | ST | 6.5 | 6.5 | 0 | 21923.65 | 0.083154 | 1099699.0977 | 263651.1773 | 125729.4539 |  | Commercial CHP | Y | OP |  | Steam unit (PRMVR=ST) under 25MW/250 MMBtu/hr
EXCLUDE | TN | Vanderbilt University Power Plant | 52048 | GEN2 | BIT | ST | 4.5 | 4.5 | 0 | 3231.409 |  |  | 3231.409 | 18531.7358 |  | Commercial CHP | N | OP |  | Steam unit (PRMVR=ST) under 25MW/250 MMBtu/hr
EXCLUDE | TN | Vanderbilt University Power Plant | 52048 | GT1 | NG | GT | 5.2 | 4 | 0 | 21222.88 | 0.31501 | 209949.0824 | 67372.2973 | 20921.1209 |  | Commercial CHP | Y | OP |  | Simple Cycle Turbine (PRMVR=GT or OT) unit under 25MW
EXCLUDE | TN | Vanderbilt University Power Plant | 52048 | GT2 | NG | GT | 5.2 | 4 | 0 | 21222.88 | 0.31501 | 209949.0824 | 67372.2973 | 20921.1209 |  | Commercial CHP | Y | OP |  | Simple Cycle Turbine (PRMVR=GT or OT) unit under 25MW
EXCLUDE | TN | Watauga | 3418 | 1 | WAT | HY | 28.8 | 37.9 | 0 | 63514 |  |  | 63514 | 0 |  | Electric Utility | N | OP |  | Non Combustion (NUC, WAT, WND, GEO, or SUN)
EXCLUDE | TN | Watauga | 3418 | 2 | WAT | HY | 28.8 | 29.1 | 0 | 63514 |  |  | 63514 | 0 |  | Electric Utility | N | OP |  | Non Combustion (NUC, WAT, WND, GEO, or SUN)
COALST | TN | Watts Bar Fossil | 3419 | ST1 | BIT | ST | 60 | 56 | 0 | 0 |  |  | 0 | 0 |  | Electric Utility | N | RE | 2011
COALST | TN | Watts Bar Fossil | 3419 | ST2 | BIT | ST | 60 | 56 | 0 | 0 |  |  | 0 | 0 |  | Electric Utility | N | RE | 2011
COALST | TN | Watts Bar Fossil | 3419 | ST3 | BIT | ST | 60 | 56 | 0 | 0 |  |  | 0 | 0 |  | Electric Utility | N | RE | 2011
COALST | TN | Watts Bar Fossil | 3419 | ST4 | BIT | ST | 60 | 56 | 0 | 0 |  |  | 0 | 0 |  | Electric Utility | N | RE | 2011
EXCLUDE | TN | Watts Bar Hydro | 3420 | HY1 | WAT | HY | 41 | 39.3 | 0 | 234255.5899 |  |  | 234255.5899 | 0 |  | Electric Utility | N | OP |  | Non Combustion (NUC, WAT, WND, GEO, or SUN)
EXCLUDE | TN | Watts Bar Hydro | 3420 | HY2 | WAT | HY | 33.4 | 39.3 | 0 | 190832.6025 |  |  | 190832.6025 | 0 |  | Electric Utility | N | OP |  | Non Combustion (NUC, WAT, WND, GEO, or SUN)
EXCLUDE | TN | Watts Bar Hydro | 3420 | HY3 | WAT | HY | 33.4 | 39.3 | 0 | 190832.6025 |  |  | 190832.6025 | 0 |  | Electric Utility | N | OP |  | Non Combustion (NUC, WAT, WND, GEO, or SUN)
EXCLUDE | TN | Watts Bar Hydro | 3420 | HY4 | WAT | HY | 33.4 | 36.7 | 0 | 190832.6025 |  |  | 190832.6025 | 0 |  | Electric Utility | N | OP |  | Non Combustion (NUC, WAT, WND, GEO, or SUN)
EXCLUDE | TN | Watts Bar Hydro | 3420 | HY5 | WAT | HY | 33.4 | 39.3 | 0 | 190832.6025 |  |  | 190832.6025 | 0 |  | Electric Utility | N | OP |  | Non Combustion (NUC, WAT, WND, GEO, or SUN)
EXCLUDE | TN | Watts Bar Nuclear Plant | 7722 | 1 | NUC | ST | 1269.9 | 1123 | 0 | 8230984 |  |  | 8230984 | 0 |  | Electric Utility | N | OP |  | Non Combustion (NUC, WAT, WND, GEO, or SUN)
EXCLUDE | TN | Watts Bar Nuclear Plant | 7722 | 2 | NUC | ST | 1269.9 | 1122 | 0 | 0 |  |  | 0 | 0 |  | Electric Utility | N | U |  | Non Combustion (NUC, WAT, WND, GEO, or SUN)
EXCLUDE | TN | West Camden | 57409 | GEN1 | LFG | IC | 1.6 | 1.6 | 0 | 0 |  |  | 0 | 0 |  | IPP Non-CHP | N | V |  | Internal Combustion (PRMVR=IC)
EXCLUDE | TN | West Camden | 57409 | GEN2 | LFG | IC | 1.6 | 1.6 | 0 | 0 |  |  | 0 | 0 |  | IPP Non-CHP | N | V |  | Internal Combustion (PRMVR=IC)
EXCLUDE | TN | West Camden | 57409 | GEN3 | LFG | IC | 1.6 | 1.6 | 0 | 0 |  |  | 0 | 0 |  | IPP Non-CHP | N | V |  | Internal Combustion (PRMVR=IC)
EXCLUDE | TN | Weyerhaeuser Kingsport Mill | 10252 | NO.1 | BLQ | ST | 50 | 46.5 | 0 | 310557.18 |  |  | 310557.18 | 820663.5555 |  | Industrial CHP | N | OP |  | Commercial/Industrial Unit
EXCLUDE | TN | Weyerhaeuser Kingsport Mill | 10252 | NO.4 | BIT | ST | 4 | 4 | 0 | 0 | 1 | 0 | 0 | 0 |  | Industrial CHP | Y | RE | 1999 | Steam unit (PRMVR=ST) under 25MW/250 MMBtu/hr
EXCLUDE | TN | Weyerhaeuser Kingsport Mill | 10252 | NO.6 | BLQ | ST | 7 | 7 | 0 | 0 | 1 | 0 | 0 | 0 |  | Industrial CHP | Y | RE | 2006 | Steam unit (PRMVR=ST) under 25MW/250 MMBtu/hr
EXCLUDE | TN | Weyerhaeuser Kingsport Mill | 10252 | NO.7 | BLQ | ST | 12 | 12 | 0 | 0 | 1 | 0 | 0 | 0 |  | Industrial CHP | Y | RE | 2006 | Steam unit (PRMVR=ST) under 25MW/250 MMBtu/hr
EXCLUDE | TN | Wilbur | 3421 | 1 | WAT | HY | 1.2 | 1.4 | 0 | 2310 |  |  | 2310 | 0 |  | Electric Utility | N | OP |  | Non Combustion (NUC, WAT, WND, GEO, or SUN)
EXCLUDE | TN | Wilbur | 3421 | 2 | WAT | HY | 1.2 | 1.4 | 0 | 2310 |  |  | 2310 | 0 |  | Electric Utility | N | OP |  | Non Combustion (NUC, WAT, WND, GEO, or SUN)
EXCLUDE | TN | Wilbur | 3421 | 3 | WAT | HY | 1.2 | 1.3 | 0 | 2310 |  |  | 2310 | 0 |  | Electric Utility | N | OP |  | Non Combustion (NUC, WAT, WND, GEO, or SUN)
EXCLUDE | TN | Wilbur | 3421 | 4 | WAT | HY | 7 | 7 | 0 | 13475 |  |  | 13475 | 0 |  | Electric Utility | N | OP |  | Non Combustion (NUC, WAT, WND, GEO, or SUN)
EXCLUDE | TX | Abbott TP 3 | 3581 | 1 | WAT | HY | 1.4 | 1.4 | 0 | 2403.72 |  |  | 2403.72 | 0 |  | Electric Utility | N | OP |  | Non Combustion (NUC, WAT, WND, GEO, or SUN)
EXCLUDE | TX | Abbott TP 3 | 3581 | 2 | WAT | HY | 1.4 | 1.4 | 0 | 2403.72 |  |  | 2403.72 | 0 |  | Electric Utility | N | OP |  | Non Combustion (NUC, WAT, WND, GEO, or SUN)
EXCLUDE | TX | Aeolus Wind Facility | 56225 | V90 | WND | WT | 3 | 3 | 0 | 4258 |  |  | 4258 | 0 |  | IPP Non-CHP | N | OP |  | Non Combustion (NUC, WAT, WND, GEO, or SUN)
COALST | TX | AES Deepwater | 10670 | GEN1 | PC | ST | 184 | 138 | 1890 |  |  |  |  | 0 |  | IPP Non-CHP | N | OA
EXCLUDE | TX | AES Deepwater | 10670 | REDST | MWH | BA | 1 | 1 | 0 | 0 |  |  | 0 | 0 |  | IPP Non-CHP | N | OP |  | Energy Storage Battery or Energy Storage Compressed Air or Flywheel (PRMVR=BA or CE or FW)
EXCLUDE | TX | Air Products Port Arthur | 55309 | GEN1 | NG | CC | 37.6 | 33.2 | 0 | 253816.4652 | 0.87767 | 160944.9531 | 289194.1659 | 159602.5772 |  | Industrial CHP | Y | OP |  | Commercial/Industrial Unit
EXCLUDE | TX | Air Products Port Arthur | 55309 | GEN2 | NG | CC | 3 | 3 | 0 | 20251.3137 | 0.87767 | 12841.3526 | 23074.0026 | 12734.2482 |  | Industrial CHP | Y | OP |  | Combined Cycle (PRMVR=CC) unit under 25MW
EXCLUDE | TX | Air Products Port Arthur | 55309 | GEN3 | NG | CC | 20.5 | 20.5 | 0 | 138383.977 | 0.87767 | 87749.243 | 157672.3511 | 87017.3626 |  | Industrial CHP | Y | OP |  | Combined Cycle (PRMVR=CC) unit under 25MW
EXCLUDE | TX | Air Products Port Arthur | 55309 | GEN4 | NG | CC | 78.2 | 72.4 | 0 | 527884.2441 | 0.87767 | 334731.2587 | 601462.3344 | 331939.4027 |  | Industrial CHP | Y | OP |  | Commercial/Industrial Unit
EXCLUDE | TX | Air Products Port Arthur | 55309 | GEN5 | NG | CC | 32.8 | 32.8 | 0 | 0 | 0.87767 | 0 | 0 | 0 |  | Industrial CHP | Y | U |  | Status of operation (IP,L,P,T,or U)
EXCLUDE | TX | Amelia Energy Center | 55465 | CTG1 | NG | CC | 180 | 180 | 0 | 0 |  |  | 0 | 0 |  | IPP Non-CHP | N | IP |  | Status of operation (IP,L,P,T,or U)
EXCLUDE | TX | Amelia Energy Center | 55465 | CTG2 | NG | CC | 180 | 180 | 0 | 0 |  |  | 0 | 0 |  | IPP Non-CHP | N | IP |  | Status of operation (IP,L,P,T,or U)
EXCLUDE | TX | Amelia Energy Center | 55465 | CTG3 | NG | CC | 180 | 180 | 0 | 0 |  |  | 0 | 0 |  | IPP Non-CHP | N | IP |  | Status of operation (IP,L,P,T,or U)
EXCLUDE | TX | Amelia Energy Center | 55465 | STG1 | NG | CC | 360 | 360 | 0 | 0 |  |  | 0 | 0 |  | IPP Non-CHP | N | IP |  | Status of operation (IP,L,P,T,or U)
EXCLUDE | TX | Amistad Dam & Power | 6128 | 1 | WAT | HY | 33 | 29 | 0 | 39346 |  |  | 39346 | 0 |  | Electric Utility | N | OP |  | Non Combustion (NUC, WAT, WND, GEO, or SUN)
EXCLUDE | TX | Amistad Dam & Power | 6128 | 2 | WAT | HY | 33 | 29 | 0 | 39346 |  |  | 39346 | 0 |  | Electric Utility | N | OP |  | Non Combustion (NUC, WAT, WND, GEO, or SUN)
EXCLUDE | TX | Anacacho Wind Farm, LLC | 58000 | ANA | WND | WT | 99.8 | 99.8 | 0 | 0 |  |  | 0 | 0 |  | IPP Non-CHP | N | U |  | Non Combustion (NUC, WAT, WND, GEO, or SUN)
EXCLUDE | TX | Antelope Station | 57865 | E01 | NG | IC | 9.3 | 8.9 | 0 | 0 |  |  | 0 | 0 |  | Electric Utility | N | OP |  | Internal Combustion (PRMVR=IC)
EXCLUDE | TX | Antelope Station | 57865 | E02 | NG | IC | 9.3 | 8.9 | 0 | 0 |  |  | 0 | 0 |  | Electric Utility | N | OP |  | Internal Combustion (PRMVR=IC)
EXCLUDE | TX | Antelope Station | 57865 | E03 | NG | IC | 9.3 | 8.9 | 0 | 0 |  |  | 0 | 0 |  | Electric Utility | N | OP |  | Internal Combustion (PRMVR=IC)
EXCLUDE | TX | Antelope Station | 57865 | E04 | NG | IC | 9.3 | 8.9 | 0 | 0 |  |  | 0 | 0 |  | Electric Utility | N | OP |  | Internal Combustion (PRMVR=IC)
EXCLUDE | TX | Antelope Station | 57865 | E05 | NG | IC | 9.3 | 8.9 | 0 | 0 |  |  | 0 | 0 |  | Electric Utility | N | OP |  | Internal Combustion (PRMVR=IC)
EXCLUDE | TX | Antelope Station | 57865 | E06 | NG | IC | 9.3 | 8.9 | 0 | 0 |  |  | 0 | 0 |  | Electric Utility | N | OP |  | Internal Combustion (PRMVR=IC)
EXCLUDE | TX | Antelope Station | 57865 | E07 | NG | IC | 9.3 | 8.9 | 0 | 0 |  |  | 0 | 0 |  | Electric Utility | N | OP |  | Internal Combustion (PRMVR=IC)
EXCLUDE | TX | Antelope Station | 57865 | E08 | NG | IC | 9.3 | 8.9 | 0 | 0 |  |  | 0 | 0 |  | Electric Utility | N | OP |  | Internal Combustion (PRMVR=IC)
EXCLUDE | TX | Antelope Station | 57865 | E09 | NG | IC | 9.3 | 8.9 | 0 | 0 |  |  | 0 | 0 |  | Electric Utility | N | OP |  | Internal Combustion (PRMVR=IC)
EXCLUDE | TX | Antelope Station | 57865 | E10 | NG | IC | 9.3 | 8.9 | 0 | 0 |  |  | 0 | 0 |  | Electric Utility | N | OP |  | Internal Combustion (PRMVR=IC)
EXCLUDE | TX | Antelope Station | 57865 | E11 | NG | IC | 9.3 | 8.9 | 0 | 0 |  |  | 0 | 0 |  | Electric Utility | N | OP |  | Internal Combustion (PRMVR=IC)
EXCLUDE | TX | Antelope Station | 57865 | E12 | NG | IC | 9.3 | 8.9 | 0 | 0 |  |  | 0 | 0 |  | Electric Utility | N | OP |  | Internal Combustion (PRMVR=IC)
EXCLUDE | TX | Antelope Station | 57865 | E13 | NG | IC | 9.3 | 8.9 | 0 | 0 |  |  | 0 | 0 |  | Electric Utility | N | OP |  | Internal Combustion (PRMVR=IC)
EXCLUDE | TX | Antelope Station | 57865 | E14 | NG | IC | 9.3 | 8.9 | 0 | 0 |  |  | 0 | 0 |  | Electric Utility | N | OP |  | Internal Combustion (PRMVR=IC)
EXCLUDE | TX | Antelope Station | 57865 | E15 | NG | IC | 9.3 | 8.9 | 0 | 0 |  |  | 0 | 0 |  | Electric Utility | N | OP |  | Internal Combustion (PRMVR=IC)
EXCLUDE | TX | Antelope Station | 57865 | E16 | NG | IC | 9.3 | 8.9 | 0 | 0 |  |  | 0 | 0 |  | Electric Utility | N | OP |  | Internal Combustion (PRMVR=IC)
EXCLUDE | TX | Antelope Station | 57865 | E17 | NG | IC | 9.3 | 8.9 | 0 | 0 |  |  | 0 | 0 |  | Electric Utility | N | OP |  | Internal Combustion (PRMVR=IC)
EXCLUDE | TX | Antelope Station | 57865 | E18 | NG | IC | 9.3 | 8.9 | 0 | 0 |  |  | 0 | 0 |  | Electric Utility | N | OP |  | Internal Combustion (PRMVR=IC)
NGCC | TX | Arthur Von Rosenberg | 7512 | 1 | NG | CC | 175 | 170 | 0 | 594545.3182 |  |  | 594545.3182 | 249223.7888 |  | Electric Utility | N | OP
NGCC | TX | Arthur Von Rosenberg | 7512 | 2 | NG | CC | 175 | 170 | 0 | 594545.3182 |  |  | 594545.3182 | 249223.7888 |  | Electric Utility | N | OP
NGCC | TX | Arthur Von Rosenberg | 7512 | 3 | NG | CC | 200 | 190 | 0 | 679480.3636 |  |  | 679480.3636 | 284827.1871 |  | Electric Utility | N | OP
EXCLUDE | TX | Aspen Biomass Power Plant | 56931 | GEN7 | WDS | ST | 44 | 50 | 0 | 28152 |  |  | 28152 | 30245.3434 |  | IPP Non-CHP | N | OP |  | Non Fossil fuel type
EXCLUDE | TX | Atascosita | 55526 | GEN1 | LFG | IC | 1.3 | 1.7 | 0 | 0 |  |  | 0 | 0 |  | IPP Non-CHP | N | OP |  | Internal Combustion (PRMVR=IC)
EXCLUDE | TX | Atascosita | 55526 | GEN2 | LFG | IC | 1.3 | 1.7 | 0 | 0 |  |  | 0 | 0 |  | IPP Non-CHP | N | OP |  | Internal Combustion (PRMVR=IC)
EXCLUDE | TX | Atascosita | 55526 | GEN3 | LFG | IC | 1.3 | 1.7 | 0 | 0 |  |  | 0 | 0 |  | IPP Non-CHP | N | OP |  | Internal Combustion (PRMVR=IC)
EXCLUDE | TX | Atascosita | 55526 | GEN4 | LFG | IC | 1.3 | 1.7 | 0 | 0 |  |  | 0 | 0 |  | IPP Non-CHP | N | OP |  | Internal Combustion (PRMVR=IC)
EXCLUDE | TX | Atascosita | 55526 | GEN5 | LFG | IC | 1.3 | 1.7 | 0 | 0 |  |  | 0 | 0 |  | IPP Non-CHP | N | OP |  | Internal Combustion (PRMVR=IC)
EXCLUDE | TX | Atascosita | 55526 | GEN6 | LFG | IC | 1.7 | 1.7 | 0 | 0 |  |  | 0 | 0 |  | IPP Non-CHP | N | OP |  | Internal Combustion (PRMVR=IC)
EXCLUDE | TX | Austin | 3594 | 1 | WAT | HY | 9 | 8.2 | 0 | 14865.5 |  |  | 14865.5 | 0 |  | Electric Utility | N | OP |  | Non Combustion (NUC, WAT, WND, GEO, or SUN)
EXCLUDE | TX | Austin | 3594 | 2 | WAT | HY | 9 | 8.8 | 0 | 14865.5 |  |  | 14865.5 | 0 |  | Electric Utility | N | OP |  | Non Combustion (NUC, WAT, WND, GEO, or SUN)
EXCLUDE | TX | Austin Gas Recovery | 56524 | GEN1 | LFG | IC | 1.6 | 1.6 | 0 | 0 |  |  | 0 | 0 |  | IPP Non-CHP | N | OP |  | Internal Combustion (PRMVR=IC)
EXCLUDE | TX | Austin Gas Recovery | 56524 | GEN2 | LFG | IC | 1.6 | 1.6 | 0 | 0 |  |  | 0 | 0 |  | IPP Non-CHP | N | OP |  | Internal Combustion (PRMVR=IC)
EXCLUDE | TX | Austin Gas Recovery | 56524 | GEN3 | LFG | IC | 1.6 | 1.6 | 0 | 0 |  |  | 0 | 0 |  | IPP Non-CHP | N | OP |  | Internal Combustion (PRMVR=IC)
EXCLUDE | TX | Austin Gas Recovery | 56524 | GEN4 | LFG | IC | 1.6 | 1.6 | 0 | 0 |  |  | 0 | 0 |  | IPP Non-CHP | N | OP |  | Internal Combustion (PRMVR=IC)
OGST | TX | Barney M Davis | 4939 | 1 | NG | ST | 352 | 335 | 3800 | 158864 |  |  | 158864 | 113303.799 |  | Electric Utility/IPP Non-CHP | N | OP
NGCC | TX | Barney M Davis | 4939 | 2 | NG | CC | 351 | 347 | 2606 | 984272.3541 |  |  | 984272.3541 | 467275.2585 |  | Electric Utility/IPP Non-CHP | N | OP
NGCC | TX | Barney M Davis | 4939 | 3 | NG | CC | 189.6 | 175.1 | 2606 | 531675.3229 |  |  | 531675.3229 | 252408.5157 |  | Electric Utility/IPP Non-CHP | N | OP
NGCC | TX | Barney M Davis | 4939 | 4 | NG | CC | 189.6 | 175.1 | 2606 | 531675.3229 |  |  | 531675.3229 | 252408.5157 |  | Electric Utility/IPP Non-CHP | N | OP
EXCLUDE | TX | Barton Chapel Wind Farm | 57156 | BC | WND | WT | 120 | 120 | 0 | 356895 |  |  | 356895 | 0 |  | IPP Non-CHP | N | OP |  | Non Combustion (NUC, WAT, WND, GEO, or SUN)
EXCLUDE | TX | BASF Freeport Works | 55311 | GEN1 | NG | GT | 81 | 75 | 0 | 534410 | 0.8402 | 462408.8494 | 636053.2113 | 433280.7978 |  | Industrial CHP | Y | OP |  | Commercial/Industrial Unit
EXCLUDE | TX | BASF Freeport Works | 55311 | GEN2 | NG | ST | 11.7 | 11.7 | 0 | 41760 | 0.87714 | 26611.0453 | 47609.4384 | 12049.7975 |  | Industrial CHP | Y | OP |  | Steam unit (PRMVR=ST) under 25MW/250 MMBtu/hr
NGCC | TX | Bastrop Energy Center | 55168 | 1 | NG | CC | 221.4 | 160 | 0 | 758117.0404 |  |  | 758117.0404 | 342247.1365 |  | IPP Non-CHP | N | OP
NGCC | TX | Bastrop Energy Center | 55168 | 2 | NG | CC | 221.4 | 160 | 0 | 758117.0404 |  |  | 758117.0404 | 342247.1365 |  | IPP Non-CHP | N | OP
NGCC | TX | Bastrop Energy Center | 55168 | 3 | NG | CC | 285 | 232 | 0 | 975895.9192 |  |  | 975895.9192 | 440562.0321 |  | IPP Non-CHP | N | OP
EXCLUDE | TX | Bayou Cogen Plant | 10298 | GEN1 | NG | GT | 75 | 65 | 900 | 480728.4975 | 0.36106 | 3870104.3837 | 1331425.5338 | 304346.7187 |  | Industrial CHP | Y | OP |  | Commercial/Industrial Unit
EXCLUDE | TX | Bayou Cogen Plant | 10298 | GEN2 | NG | GT | 75 | 65 | 900 | 480728.4975 | 0.36106 | 3870104.3837 | 1331425.5338 | 304346.7187 |  | Industrial CHP | Y | OP |  | Commercial/Industrial Unit
EXCLUDE | TX | Bayou Cogen Plant | 10298 | GEN3 | NG | GT | 75 | 65 | 900 | 480728.4975 | 0.36106 | 3870104.3837 | 1331425.5338 | 304346.7187 |  | Industrial CHP | Y | OP |  | Commercial/Industrial Unit
EXCLUDE | TX | Bayou Cogen Plant | 10298 | GEN4 | NG | GT | 75 | 65 | 900 | 480728.4975 | 0.36106 | 3870104.3837 | 1331425.5338 | 304346.7187 |  | Industrial CHP | Y | OP |  | Commercial/Industrial Unit
EXCLUDE | TX | Baytown | 55551 | UN5 | LFG | IC | 1.3 | 1 | 0 | 0 |  |  | 0 | 0 |  | IPP Non-CHP | N | P |  | Internal Combustion (PRMVR=IC)
EXCLUDE | TX | Baytown | 55551 | UNT1 | LFG | IC | 1.3 | 1 | 0 | 0 |  |  | 0 | 0 |  | IPP Non-CHP | N | OP |  | Internal Combustion (PRMVR=IC)
EXCLUDE | TX | Baytown | 55551 | UNT2 | LFG | IC | 1.3 | 1 | 0 | 0 |  |  | 0 | 0 |  | IPP Non-CHP | N | OP |  | Internal Combustion (PRMVR=IC)
EXCLUDE | TX | Baytown | 55551 | UNT3 | LFG | IC | 1.3 | 1 | 0 | 0 |  |  | 0 | 0 |  | IPP Non-CHP | N | OP |  | Internal Combustion (PRMVR=IC)
EXCLUDE | TX | Baytown | 55551 | UNT4 | LFG | IC | 1.3 | 1 | 0 | 0 |  |  | 0 | 0 |  | IPP Non-CHP | N | OP |  | Internal Combustion (PRMVR=IC)
NGCC | TX | Baytown Energy Center | 55327 | CTG1 | NG | CC | 210 | 165 | 2500 | 985896.7308 | 0.9562 | 205468.8704 | 1031061.3418 | 449312.8808 |  | IPP CHP | Y | OP
NGCC | TX | Baytown Energy Center | 55327 | CTG2 | NG | CC | 214.8 | 165 | 2500 | 1008431.5132 | 0.9562 | 210165.3017 | 1054628.4582 | 459582.8895 |  | IPP CHP | Y | OP
NGCC | TX | Baytown Energy Center | 55327 | CTG3 | NG | CC | 214.8 | 165 | 2500 | 1008431.5132 | 0.9562 | 210165.3017 | 1054628.4582 | 459582.8895 |  | IPP CHP | Y | OP
NGCC | TX | Baytown Energy Center | 55327 | STG1 | NG | CC | 275 | 275 | 2500 | 1291055.2427 | 0.9562 | 269066.3779 | 1350199.3762 | 588385.9153 |  | IPP CHP | Y | OP
EXCLUDE | TX | Benedum Plant | 54458 | BG3A | NG | IC | 1 | 1 | 0 | 0 |  |  | 0 | 0 |  | Industrial Non-CHP | N | OP |  | Internal Combustion (PRMVR=IC)
EXCLUDE | TX | Benedum Plant | 54458 | BG6 | NG | IC | 1 | 1 | 0 | 0 |  |  | 0 | 0 |  | Industrial Non-CHP | N | OP |  | Internal Combustion (PRMVR=IC)
COALST | TX | Big Brown | 3497 | 1 | SUB | ST | 593.4 | 600 | 7901 | 3821891 |  |  | 3821891 | 4312069.008 |  | Electric Utility/IPP Non-CHP | N | OP
COALST | TX | Big Brown | 3497 | 2 | LIG | ST | 593.4 | 595 | 8132 | 4088752 |  |  | 4088752 | 4856566.402 |  | Electric Utility/IPP Non-CHP | N | OP
EXCLUDE | TX | Big Brown | 3497 | 3 | SUB | ST | 800 | 800 | 0 | 0 |  |  | 0 | 0 |  | IPP Non-CHP | N | IP |  | Status of operation (IP,L,P,T,or U)
EXCLUDE | TX | Big Spring Texas Refinery | 10569 | GENA | PUR | ST | 1.5 | 1.5 | 0 | 0 |  |  | 0 | 0 |  | Industrial Non-CHP | N | OP |  | Non Fossil fuel type
EXCLUDE | TX | Big Spring Wind Power Facility | 54979 | WIND | WND | WT | 34.3 | 34.3 | 0 | 56295 |  |  | 56295 | 0 |  | IPP Non-CHP | N | OP |  | Non Combustion (NUC, WAT, WND, GEO, or SUN)
SST | TX | Black Hawk Station | 55064 | UNT1 | NG | GT | 126.9 | 111.5 | 2083.262 | 779747.1489 | 0.66907 | 1754583.2634 | 1165426.3539 | 623623.5841 |  | IPP CHP | Y | OP
EXCLUDE | TX | Black Hawk Station | 55064 | UNT2 | NG | GT | 126.9 | 110.7 | 0 | 0 | 0.66907 | 0 | 0 | 0 |  | IPP CHP | Y | RE | 2005 | Retired in 2005
SST | TX | Black Hawk Station | 55064 | UNT2B | NG | GT | 117 | 111.5 | 1920.738 | 718915.8111 | 0.66907 | 1617700.8811 | 1074506.5675 | 574972.0989 |  | IPP CHP | Y | OP
EXCLUDE | TX | Blue Wing Solar Energy Generation | 57197 | 1 | SUN | PV | 13.9 | 13.5 | 0 | 28639 |  |  | 28639 | 0 |  | IPP Non-CHP | N | OP |  | Non Combustion (NUC, WAT, WND, GEO, or SUN)
EXCLUDE | TX | Bluebonnet | 55552 | UNT1 | LFG | IC | 1 | 1 | 0 | 0 |  |  | 0 | 0 |  | IPP Non-CHP | N | OP |  | Internal Combustion (PRMVR=IC)
EXCLUDE | TX | Bluebonnet | 55552 | UNT2 | LFG | IC | 1 | 1 | 0 | 0 |  |  | 0 | 0 |  | IPP Non-CHP | N | OS |  | Internal Combustion (PRMVR=IC)
EXCLUDE | TX | Bluebonnet | 55552 | UNT3 | LFG | IC | 1 | 1 | 0 | 0 |  |  | 0 | 0 |  | IPP Non-CHP | N | OP |  | Internal Combustion (PRMVR=IC)
EXCLUDE | TX | Bluebonnet | 55552 | UNT4 | LFG | IC | 1 | 1 | 0 | 0 |  |  | 0 | 0 |  | IPP Non-CHP | N | OP |  | Internal Combustion (PRMVR=IC)
EXCLUDE | TX | Bobcat Bluff Wind Project LLC | 57974 | GEN1 | WND | WT | 51 | 51 | 0 | 0 |  |  | 0 | 0 |  | IPP Non-CHP | N | U |  | Non Combustion (NUC, WAT, WND, GEO, or SUN)
EXCLUDE | TX | Borger Plant | 50067 | GEN1 | OG | ST | 37.5 | 32 | 0 | 96888.45 | 0.2656 | 1218777.3225 | 364790.8509 | 124873.6728 |  | Industrial CHP | Y | OP |  | Commercial/Industrial Unit
NGCC | TX | Bosque County Peaking | 55172 | GT-1 | NG | CC | 154 | 154 | 2136 | 308672.2949 |  |  | 308672.2949 | 134199.6758 |  | Electric Utility/IPP Non-CHP | N | OP
NGCC | TX | Bosque County Peaking | 55172 | GT-2 | NG | CC | 154 | 154 | 2136 | 308672.2949 |  |  | 308672.2949 | 134199.6758 |  | Electric Utility/IPP Non-CHP | N | OP
NGCC | TX | Bosque County Peaking | 55172 | GT-3 | NG | CC | 154 | 154 | 1910 | 308672.2949 |  |  | 308672.2949 | 134199.6758 |  | Electric Utility/IPP Non-CHP | N | OP
NGCC | TX | Bosque County Peaking | 55172 | ST-4 | NG | CC | 95 | 86 | 1910 | 190414.7274 |  |  | 190414.7274 | 82785.5143 |  | Electric Utility/IPP Non-CHP | N | OP
NGCC | TX | Bosque County Peaking | 55172 | ST-5 | NG | CC | 250 | 200 | 1910 | 501091.3879 |  |  | 501091.3879 | 217856.6165 |  | Electric Utility/IPP Non-CHP | N | OP
EXCLUDE | TX | BP Chemicals Green Lake Plant | 50404 | TG2 | WH | ST | 15 | 15 | 0 | 14819.8454 |  |  |  | 0 |  | Industrial CHP | Y | OP |  | Non Fossil fuel type
EXCLUDE | TX | BP Chemicals Green Lake Plant | 50404 | TG3 | WH | ST | 23.8 | 23.8 | 0 | 23514.1546 |  |  |  | 0 |  | Industrial CHP | Y | OP |  | Non Fossil fuel type
EXCLUDE | TX | Brandon Station | 7131 | 1 | NG | GT | 21 | 20 | 0 | 82450 | 0.93396 | 26524.7645 | 88280.4729 | 54204.1299 |  | Electric Utility | Y | OP |  | Simple Cycle Turbine (PRMVR=GT or OT) unit under 25MW
NGCC | TX | Brazos Valley Generating Facility | 55357 | CTG1 | NG | CC | 200 | 166 | 2360 | 693095.9147 |  |  | 693095.9147 | 302397.8114 |  | IPP Non-CHP | N | OP
NGCC | TX | Brazos Valley Generating Facility | 55357 | CTG2 | NG | CC | 200 | 166 | 2360 | 693095.9147 |  |  | 693095.9147 | 302397.8114 |  | IPP Non-CHP | N | OP
EXCLUDE | TX | Brazos Valley Generating Facility | 55357 | CTG3 | NG | CC | 200 | 166 | 0 | 0 |  |  | 0 | 0 |  | IPP Non-CHP | N | IP |  | Status of operation (IP,L,P,T,or U)
EXCLUDE | TX | Brazos Valley Generating Facility | 55357 | CTG4 | NG | CC | 200 | 166 | 0 | 0 |  |  | 0 | 0 |  | IPP Non-CHP | N | IP |  | Status of operation (IP,L,P,T,or U)
NGCC | TX | Brazos Valley Generating Facility | 55357 | STG1 | NG | CC | 275.6 | 193 | 2360 | 955086.1705 |  |  | 955086.1705 | 416704.1841 |  | IPP Non-CHP | N | OP
EXCLUDE | TX | Brazos Wind Farm | 56111 | GEN1 | WND | WT | 160 | 160 | 0 | 522571 |  |  | 522571 | 0 |  | IPP Non-CHP | N | OP |  | Non Combustion (NUC, WAT, WND, GEO, or SUN)
EXCLUDE | TX | Bridgeport Gas Processing Plant | 55053 | 324 | NG | IC | 0.3 | 0.3 | 0 | 0 |  |  | 0 | 0 |  | Industrial Non-CHP | N | RE | 2000 | Internal Combustion (PRMVR=IC)
EXCLUDE | TX | Bridgeport Gas Processing Plant | 55053 | 325 | NG | IC | 0.3 | 0.3 | 0 | 0 |  |  | 0 | 0 |  | Industrial Non-CHP | N | RE | 2000 | Internal Combustion (PRMVR=IC)
EXCLUDE | TX | Bridgeport Gas Processing Plant | 55053 | 326 | NG | IC | 0.3 | 0.3 | 0 | 0 |  |  | 0 | 0 |  | Industrial Non-CHP | N | RE | 2000 | Internal Combustion (PRMVR=IC)
EXCLUDE | TX | Bridgeport Gas Processing Plant | 55053 | 327 | NG | IC | 0.3 | 0.3 | 0 | 0 |  |  | 0 | 0 |  | Industrial Non-CHP | N | RE | 2000 | Internal Combustion (PRMVR=IC)
EXCLUDE | TX | Bridgeport Gas Processing Plant | 55053 | 654 | NG | IC | 0.8 | 0.8 | 0 | 0 |  |  | 0 | 0 |  | Industrial Non-CHP | N | OP |  | Internal Combustion (PRMVR=IC)
EXCLUDE | TX | Bridgeport Gas Processing Plant | 55053 | 655 | NG | IC | 0.8 | 0.8 | 0 | 0 |  |  | 0 | 0 |  | Industrial Non-CHP | N | OP |  | Internal Combustion (PRMVR=IC)
EXCLUDE | TX | Bridgeport Gas Processing Plant | 55053 | 656 | NG | IC | 0.8 | 0.8 | 0 | 0 |  |  | 0 | 0 |  | Industrial Non-CHP | N | OP |  | Internal Combustion (PRMVR=IC)
EXCLUDE | TX | Bridgeport Gas Processing Plant | 55053 | 657 | NG | IC | 0.8 | 0.8 | 0 | 0 |  |  | 0 | 0 |  | Industrial Non-CHP | N | OP |  | Internal Combustion (PRMVR=IC)
EXCLUDE | TX | Bridgeport Gas Processing Plant | 55053 | 658 | NG | IC | 0.8 | 0.8 | 0 | 0 |  |  | 0 | 0 |  | Industrial Non-CHP | N | OP |  | Internal Combustion (PRMVR=IC)
EXCLUDE | TX | Bridgeport Gas Processing Plant | 55053 | 666 | NG | IC | 0.8 | 0.8 | 0 | 0 |  |  | 0 | 0 |  | Industrial Non-CHP | N | OP |  | Internal Combustion (PRMVR=IC)
EXCLUDE | TX | Bridgeport Gas Processing Plant | 55053 | 667 | NG | IC | 0.8 | 0.8 | 0 | 0 |  |  | 0 | 0 |  | Industrial Non-CHP | N | OP |  | Internal Combustion (PRMVR=IC)
EXCLUDE | TX | Bridgeport Gas Processing Plant | 55053 | 671 | NG | IC | 0.8 | 0.8 | 0 | 0 |  |  | 0 | 0 |  | Industrial Non-CHP | N | OP |  | Internal Combustion (PRMVR=IC)
EXCLUDE | TX | Bridgeport Gas Processing Plant | 55053 | 2723 | NG | IC | 0.8 | 0.8 | 0 | 0 |  |  | 0 | 0 |  | Industrial Non-CHP | N | OP |  | Internal Combustion (PRMVR=IC)
EXCLUDE | TX | Bryan | 3561 | 3 | NG | ST | 13 | 12 | 0 | 0 |  |  | 0 | 0 |  | Electric Utility | N | OS |  | Steam unit (PRMVR=ST) under 25MW/250 MMBtu/hr
EXCLUDE | TX | Bryan | 3561 | 4 | NG | ST | 24 | 22 | 0 | 0 |  |  | 0 | 0 |  | Electric Utility | N | OS |  | Steam unit (PRMVR=ST) under 25MW/250 MMBtu/hr
OGST | TX | Bryan | 3561 | 5 | NG | ST | 25 | 25 | 0 | 0 |  |  | 0 | 0 |  | Electric Utility | N | OS
OGST | TX | Bryan | 3561 | 6 | NG | ST | 54 | 50 | 0 | 0 |  |  | 0 | 0 |  | Electric Utility | N | OS
EXCLUDE | TX | Bryan | 3561 | 7 | NG | GT | 22 | 21 | 0 | 1885 |  |  | 1885 | 2163.1858 |  | Electric Utility | N | OP |  | Simple Cycle Turbine (PRMVR=GT or OT) unit under 25MW
EXCLUDE | TX | Buchanan | 3595 | 1 | WAT | HY | 18.3 | 18 | 0 | 10242.6667 |  |  | 10242.6667 | 0 |  | Electric Utility | N | OP |  | Non Combustion (NUC, WAT, WND, GEO, or SUN)
EXCLUDE | TX | Buchanan | 3595 | 2 | WAT | HY | 18.3 | 18 | 0 | 10242.6667 |  |  | 10242.6667 | 0 |  | Electric Utility | N | OP |  | Non Combustion (NUC, WAT, WND, GEO, or SUN)
EXCLUDE | TX | Buchanan | 3595 | 3 | WAT | HY | 18.3 | 18 | 0 | 10242.6667 |  |  | 10242.6667 | 0 |  | Electric Utility | N | OP |  | Non Combustion (NUC, WAT, WND, GEO, or SUN)
EXCLUDE | TX | Buffalo Gap 2 Wind Farm | 56484 | 1 | WND | WT | 232.5 | 232.5 | 0 | 748033 |  |  | 748033 | 0 |  | IPP Non-CHP | N | OP |  | Non Combustion (NUC, WAT, WND, GEO, or SUN)
EXCLUDE | TX | Buffalo Gap 3 Wind Farm | 56638 | GEN1 | WND | WT | 170.2 | 170.2 | 0 | 532497 |  |  | 532497 | 0 |  | IPP Non-CHP | N | OP |  | Non Combustion (NUC, WAT, WND, GEO, or SUN)
EXCLUDE | TX | Buffalo Gap Wind Farm | 56240 | 1 | WND | WT | 120.6 | 120.6 | 0 | 393144 |  |  | 393144 | 0 |  | IPP Non-CHP | N | OP |  | Non Combustion (NUC, WAT, WND, GEO, or SUN)
EXCLUDE | TX | Bull Creek Wind | 56956 | 1 | WND | WT | 180 | 180 | 0 | 290537 |  |  | 290537 | 0 |  | IPP Non-CHP | N | OP |  | Non Combustion (NUC, WAT, WND, GEO, or SUN)
EXCLUDE | TX | C E Newman | 3574 | 1 | NG | ST | 7.5 | 8 | 0 | 0 |  |  | 0 | 0 |  | Electric Utility | N | RE | 2005 | Steam unit (PRMVR=ST) under 25MW/250 MMBtu/hr
EXCLUDE | TX | C E Newman | 3574 | 2 | NG | ST | 7.5 | 8 | 0 | 0 |  |  | 0 | 0 |  | Electric Utility | N | RE | 2005 | Steam unit (PRMVR=ST) under 25MW/250 MMBtu/hr
EXCLUDE | TX | C E Newman | 3574 | 3 | NG | ST | 18.7 | 17 | 0 | 0 |  |  | 0 | 0 |  | Electric Utility | N | RE | 2005 | Steam unit (PRMVR=ST) under 25MW/250 MMBtu/hr
EXCLUDE | TX | C E Newman | 3574 | 4 | NG | ST | 18.7 | 18 | 0 | 0 |  |  | 0 | 0 |  | Electric Utility | N | RE | 2005 | Steam unit (PRMVR=ST) under 25MW/250 MMBtu/hr
OGST | TX | C E Newman | 3574 | 5 | NG | ST | 44 | 37 | 0 | 0 |  |  | 0 | 0 |  | Electric Utility | N | RE | 2011
NGCC | TX | C R Wing Cogen Plant | 52176 | GEN1 | NG | CC | 77.5 | 76 | 1100 | 54098.7065 | 0.82478 | 52286.8183 | 65591.9989 | 29921.3405 |  | IPP CHP | Y | OP
NGCC | TX | C R Wing Cogen Plant | 52176 | GEN2 | NG | CC | 77.5 | 76 | 1100 | 54098.7065 | 0.82478 | 52286.8183 | 65591.9989 | 29921.3405 |  | IPP CHP | Y | OP
NGCC | TX | C R Wing Cogen Plant | 52176 | GEN3 | NG | CC | 75 | 75 | 1100 | 52353.587 | 0.82478 | 50600.1468 | 63476.128 | 28956.136 |  | IPP CHP | Y | OP
EXCLUDE | TX | Callahan Divide Wind Energy Center | 56270 | 1 | WND | WT | 114 | 114 | 0 | 368009 |  |  | 368009 | 0 |  | IPP Non-CHP | N | OP |  | Non Combustion (NUC, WAT, WND, GEO, or SUN)
EXCLUDE | TX | Canyon | 791 | 1 | WAT | HY | 3 | 3 | 0 | 1262.745 |  |  | 1262.745 | 0 |  | Electric Utility | N | OP |  | Non Combustion (NUC, WAT, WND, GEO, or SUN)
EXCLUDE | TX | Canyon | 791 | 2 | WAT | HY | 3 | 3 | 0 | 1262.745 |  |  | 1262.745 | 0 |  | Electric Utility | N | OP |  | Non Combustion (NUC, WAT, WND, GEO, or SUN)
EXCLUDE | TX | Capricorn Ridge Wind LLC | 56763 | 1 | WND | WT | 149.5 | 149.5 | 0 | 460161.2257 |  |  | 460161.2257 | 0 |  | IPP Non-CHP | N | OP |  | Non Combustion (NUC, WAT, WND, GEO, or SUN)
EXCLUDE | TX | Capricorn Ridge Wind LLC | 56763 | 2 | WND | WT | 214.5 | 214.5 | 0 | 660231.3238 |  |  | 660231.3238 | 0 |  | IPP Non-CHP | N | OP |  | Non Combustion (NUC, WAT, WND, GEO, or SUN)
EXCLUDE | TX | Capricorn Ridge Wind LLC | 56763 | 3 | WND | WT | 186 | 186 | 0 | 572508.2808 |  |  | 572508.2808 | 0 |  | IPP Non-CHP | N | OP |  | Non Combustion (NUC, WAT, WND, GEO, or SUN)
EXCLUDE | TX | Capricorn Ridge Wind LLC | 56763 | 4 | WND | WT | 112.5 | 112.5 | 0 | 346275.1698 |  |  | 346275.1698 | 0 |  | IPP Non-CHP | N | OP |  | Non Combustion (NUC, WAT, WND, GEO, or SUN)
OGST | TX | Cedar Bayou | 3460 | 1 | NG | ST | 765 | 746 | 8187 | 1058315 |  |  | 1058315 | 679189.018 |  | Electric Utility/IPP Non-CHP | N | OP
OGST | TX | Cedar Bayou | 3460 | 2 | NG | ST | 765 | 749 | 8179 | 861814 |  |  | 861814 | 599046.93 |  | Electric Utility/IPP Non-CHP | N | OP
EXCLUDE | TX | Cedar Bayou | 3460 | 3 | NG | ST | 765 | 760 | 0 | 0 |  |  | 0 | 0 |  | IPP Non-CHP | N | RE | 2007 | Retired in 2007
NGCC | TX | Cedar Bayou 4 | 56806 | 4 | NG | CC | 178.5 | 172 | 2125 | 94579.6667 |  |  | 94579.6667 | 43227.6213 |  | Electric Utility/IPP Non-CHP | N | OP
NGCC | TX | Cedar Bayou 4 | 56806 | 41 | NG | CC | 178.5 | 165 | 2125 | 94579.6667 |  |  | 94579.6667 | 43227.6213 |  | Electric Utility/IPP Non-CHP | N | OP
NGCC | TX | Cedar Bayou 4 | 56806 | 42 | NG | CC | 178.5 | 165 | 2125 | 94579.6667 |  |  | 94579.6667 | 43227.6213 |  | Electric Utility/IPP Non-CHP | N | OP
EXCLUDE | TX | Cedro Hill Wind LLC | 57260 | 1 | WND | WT | 150 | 150 | 0 | 605954 |  |  | 605954 | 0 |  | IPP Non-CHP | N | OP |  | Non Combustion (NUC, WAT, WND, GEO, or SUN)
EXCLUDE | TX | Celanese | 7678 | 1 | OTH | OT | 13 | 13 | 0 | 0 |  |  | 0 | 0 |  | Electric Utility | N | RE | 2010 | Non Fossil fuel type
EXCLUDE | TX | Celanese | 7678 | 2 | PUR | ST | 37 | 26 | 0 | 0 |  |  | 0 | 0 |  | Electric Utility | N | RE | 2010 | Non Fossil fuel type
EXCLUDE | TX | Celanese Engineering Resin | 10243 | GEN1 | NG | OT | 1.4 | 1.4 | 0 | 0 |  |  | 0 | 0 |  | Industrial CHP | N | RE | 2002 | Simple Cycle Turbine (PRMVR=GT or OT) unit under 25MW
EXCLUDE | TX | Celanese Engineering Resin | 10243 | GEN2 | NG | OT | 1.4 | 1.4 | 0 | 0 |  |  | 0 | 0 |  | Industrial CHP | N | RE | 2002 | Simple Cycle Turbine (PRMVR=GT or OT) unit under 25MW
EXCLUDE | TX | Celanese Engineering Resin | 10243 | GEN3 | NG | OT | 1.6 | 1.6 | 0 | 0 |  |  | 0 | 0 |  | Industrial CHP | N | RE | 2002 | Simple Cycle Turbine (PRMVR=GT or OT) unit under 25MW
EXCLUDE | TX | Celanese Engineering Resin | 10243 | GEN4 | NG | CC | 8.2 | 5.7 | 0 | 0 |  |  | 0 | 0 |  | Industrial CHP | N | RE | 2002 | Combined Cycle (PRMVR=CC) unit under 25MW
EXCLUDE | TX | Celanese Engineering Resin | 10243 | GEN5 | NG | GT | 44.2 | 32.5 | 0 | 237071.8 | 0.3701 | 1835616.8787 | 640563.2007 | 189212.7427 |  | Industrial CHP | Y | OP |  | Commercial/Industrial Unit
EXCLUDE | TX | Central Utility Plant | 10184 | EG1 | NG | IC | 6 | 2 | 0 | 0 | 0.87128 | 0 | 0 | 0 |  | Commercial CHP | Y | OP |  | Internal Combustion (PRMVR=IC)
EXCLUDE | TX | Central Utility Plant | 10184 | EG2 | NG | IC | 6 | 3.9 | 0 | 0 | 0.87128 | 0 | 0 | 0 |  | Commercial CHP | Y | OP |  | Internal Combustion (PRMVR=IC)
EXCLUDE | TX | Central Utility Plant | 10184 | TG1 | NG | ST | 2.3 | 2.1 | 0 | 563 | 0.01269 | 199272.8204 | 44365.6422 | 16861.8382 |  | Commercial CHP | Y | OP |  | Steam unit (PRMVR=ST) under 25MW/250 MMBtu/hr
EXCLUDE | TX | CFB Power Plant | 56708 | G2101 | PC | ST | 155 | 143.1 | 0 | 0 |  |  | 0 | 0 |  | Industrial Non-CHP | N | TS |  | Commercial/Industrial Unit
EXCLUDE | TX | CFB Power Plant | 56708 | G2201 | PC | ST | 155 | 143.1 | 0 | 0 |  |  | 0 | 0 |  | Industrial Non-CHP | N | TS |  | Commercial/Industrial Unit
EXCLUDE | TX | Champion Wind Farm LLC | 56592 | CH1 | WND | WT | 126.5 | 126.5 | 0 | 416677 |  |  | 416677 | 0 |  | IPP Non-CHP | N | OP |  | Non Combustion (NUC, WAT, WND, GEO, or SUN)
NGCC | TX | Channel Energy Center LLC | 55299 | CTG1 | NG | CC | 215 | 185 | 2600 | 825640.6094 | 0.57966 | 2723754.5872 | 1424355.7151 | 409780.9252 |  | IPP CHP | Y | OP
NGCC | TX | Channel Energy Center LLC | 55299 | CTG2 | NG | CC | 215 | 185 | 2600 | 825640.6094 | 0.57966 | 2723754.5872 | 1424355.7151 | 409780.9252 |  | IPP CHP | Y | OP
NGCC | TX | Channel Energy Center LLC | 55299 | ST-1 | NG | CC | 285 | 215 | 2600 | 1094453.8311 | 0.57966 | 3610558.4063 | 1888099.4363 | 543197.9706 |  | IPP CHP | Y | OP
NGCC | TX | Channelview Cogeneration Plant | 55187 | GT1 | NG | CC | 192.1 | 163 | 2707 | 1169432.9638 | 0.49192 | 5494845.6475 | 2377268.3201 | 707214.7591 |  | Electric Utility/IPP CHP | Y | OP
NGCC | TX | Channelview Cogeneration Plant | 55187 | GT2 | NG | CC | 192.1 | 163 | 2707 | 1169432.9638 | 0.49192 | 5494845.6475 | 2377268.3201 | 707214.7591 |  | Electric Utility/IPP CHP | Y | OP
NGCC | TX | Channelview Cogeneration Plant | 55187 | GT3 | NG | CC | 192.1 | 163 | 2707 | 1169432.9638 | 0.49192 | 5494845.6475 | 2377268.3201 | 707214.7591 |  | Electric Utility/IPP CHP | Y | OP
NGCC | TX | Channelview Cogeneration Plant | 55187 | GT4 | NG | CC | 192.1 | 163 | 2707 | 1169432.9638 | 0.49192 | 5494845.6475 | 2377268.3201 | 707214.7591 |  | Electric Utility/IPP CHP | Y | OP
NGCC | TX | Channelview Cogeneration Plant | 55187 | ST1 | NG | CC | 149.9 | 127 | 2707 | 912535.1446 | 0.49192 | 4287753.0587 | 1855036.5497 | 551855.7646 |  | Electric Utility/IPP CHP | Y | OP
EXCLUDE | TX | Chocolate Bayou Plant | 10418 | GEN1 | OG | ST | 6 | 5.2 | 0 | 25923 | 0.53872 | 100979.4027 | 48119.5275 | 21981.8243 |  | Industrial CHP | Y | OP |  | Steam unit (PRMVR=ST) under 25MW/250 MMBtu/hr
EXCLUDE | TX | Chocolate Bayou Plant | 10418 | GEN2 | OG | ST | 1.2 | 1.2 | 0 | 0 | 0.53872 | 0 | 0 | 0 |  | Industrial CHP | Y | RE | 2005 | Steam unit (PRMVR=ST) under 25MW/250 MMBtu/hr
EXCLUDE | TX | Chocolate Bayou Plant | 10418 | GEN3 | OG | ST | 2 | 2 | 0 | 0 | 0.53872 | 0 | 0 | 0 |  | Industrial CHP | Y | RE | 2005 | Steam unit (PRMVR=ST) under 25MW/250 MMBtu/hr
EXCLUDE | TX | Chocolate Bayou Plant | 10418 | GEN4 | OG | ST | 46.1 | 42.5 | 0 | 214109 | 0.53872 | 834031.5135 | 397439.4909 | 181557.166 |  | Industrial CHP | Y | OP |  | Commercial/Industrial Unit
EXCLUDE | TX | Chocolate Bayou Works | 10154 | GEN1 | NG | GT | 41 | 30 | 0 | 262550 | 0.25045 | 3574659.8901 | 1048304.6652 | 271466.2263 |  | Industrial CHP | Y | OP |  | Commercial/Industrial Unit
NGCC | TX | Clear Lake Cogeneration Ltd | 10741 | G102 | NG | CC | 129 | 100 | 1331 | 228277.313 | 0.50956 | 999558.0407 | 447992.5916 | 140126.3864 |  | IPP CHP | Y | OP
NGCC | TX | Clear Lake Cogeneration Ltd | 10741 | G103 | NG | CC | 129 | 100 | 1331 | 228277.313 | 0.50956 | 999558.0407 | 447992.5916 | 140126.3864 |  | IPP CHP | Y | OP
NGCC | TX | Clear Lake Cogeneration Ltd | 10741 | G104 | NG | CC | 129 | 100 | 1331 | 228277.313 | 0.50956 | 999558.0407 | 447992.5916 | 140126.3864 |  | IPP CHP | Y | OP
NGCC | TX | Clear Lake Cogeneration Ltd | 10741 | S101 | NG | CC | 59 | 52 | 1331 | 104405.9028 | 0.50956 | 457162.2046 | 204895.8364 | 64088.8124 |  | IPP CHP | Y | OP
NGCC | TX | Clear Lake Cogeneration Ltd | 10741 | S102 | NG | CC | 19.2 | 14 | 1331 | 33976.1582 | 0.50956 | 148771.4293 | 66677.9671 | 20856.0203 | 1 | IPP CHP | Y | OP
EXCLUDE | TX | Coastal Plains | 55554 | UNT1 | LFG | IC | 1.3 | 1.7 | 0 | 0 |  |  | 0 | 0 |  | IPP Non-CHP | N | OP |  | Internal Combustion (PRMVR=IC)
EXCLUDE | TX | Coastal Plains | 55554 | UNT2 | LFG | IC | 1.3 | 1.7 | 0 | 0 |  |  | 0 | 0 |  | IPP Non-CHP | N | OP |  | Internal Combustion (PRMVR=IC)
EXCLUDE | TX | Coastal Plains | 55554 | UNT3 | LFG | IC | 1.3 | 1.7 | 0 | 0 |  |  | 0 | 0 |  | IPP Non-CHP | N | OP |  | Internal Combustion (PRMVR=IC)
EXCLUDE | TX | Coastal Plains | 55554 | UNT4 | LFG | IC | 1.3 | 1.7 | 0 | 0 |  |  | 0 | 0 |  | IPP Non-CHP | N | OP |  | Internal Combustion (PRMVR=IC)
COALST | TX | Coleto Creek | 6178 | 1 | SUB | ST | 622.4 | 592.4 | 7300 | 4092299 |  |  | 4092299 | 4277772.58 |  | Electric Utility/IPP Non-CHP | N | OP
EXCLUDE | TX | Collin | 3500 | 1 | NG | ST | 156.2 | 154 | 0 | 0 |  |  | 0 | 0 |  | IPP Non-CHP | N | RE | 2010 | Retired in 2010
NGCC | TX | Colorado Bend Energy Center | 56350 | CT1A | NG | CC | 90 | 75 | 1120 | 238028.6675 |  |  | 238028.6675 | 117689.5852 |  | Electric Utility/IPP Non-CHP | N | OP
NGCC | TX | Colorado Bend Energy Center | 56350 | CT1B | NG | CC | 90 | 75 | 1120 | 238028.6675 |  |  | 238028.6675 | 117689.5852 |  | Electric Utility/IPP Non-CHP | N | OP
NGCC | TX | Colorado Bend Energy Center | 56350 | CT2A | NG | CC | 90 | 75 | 1120 | 238028.6675 |  |  | 238028.6675 | 117689.5852 |  | Electric Utility/IPP Non-CHP | N | OP
NGCC | TX | Colorado Bend Energy Center | 56350 | CT2B | NG | CC | 90 | 75 | 1120 | 238028.6675 |  |  | 238028.6675 | 117689.5852 |  | Electric Utility/IPP Non-CHP | N | OP
NGCC | TX | Colorado Bend Energy Center | 56350 | ST1 | NG | CC | 105.1 | 105 | 1120 | 277964.5883 |  |  | 277964.5883 | 137435.2823 |  | Electric Utility/IPP Non-CHP | N | OP
NGCC | TX | Colorado Bend Energy Center | 56350 | ST2 | NG | CC | 115 | 105 | 1120 | 304147.7418 |  |  | 304147.7418 | 150381.1367 |  | Electric Utility/IPP Non-CHP | N | OP
EXCLUDE | TX | Comanche Peak | 6145 | 1 | NUC | ST | 1215 | 1205 | 0 | 9641280.5 |  |  | 9641280.5 | 0 |  | IPP Non-CHP | N | OP |  | Non Combustion (NUC, WAT, WND, GEO, or SUN)
EXCLUDE | TX | Comanche Peak | 6145 | 2 | NUC | ST | 1215 | 1195 | 0 | 9641280.5 |  |  | 9641280.5 | 0 |  | IPP Non-CHP | N | OP |  | Non Combustion (NUC, WAT, WND, GEO, or SUN)
EXCLUDE | TX | Conroe | 55555 | UNT1 | LFG | IC | 1 | 1 | 0 | 0 |  |  | 0 | 0 |  | IPP Non-CHP | N | SB |  | Internal Combustion (PRMVR=IC)
EXCLUDE | TX | Conroe | 55555 | UNT2 | LFG | IC | 1 | 1 | 0 | 0 |  |  | 0 | 0 |  | IPP Non-CHP | N | SB |  | Internal Combustion (PRMVR=IC)
EXCLUDE | TX | Conroe | 55555 | UNT3 | LFG | IC | 1 | 1 | 0 | 0 |  |  | 0 | 0 |  | IPP Non-CHP | N | SB |  | Internal Combustion (PRMVR=IC)
SSTLOGN | TX | Copper | 9 | 1 | NG | GT | 80.5 | 62 | 865 | 38997 |  |  | 38997 | 49858.615 |  | Electric Utility | N | OP
EXCLUDE | TX | Corpus Christi | 50475 | GEN1 | NG | GT | 41 | 33 | 0 | 105637 | 0.35536 | 871802.7097 | 297270.0693 | 230179.0851 |  | Industrial CHP | Y | OP |  | Commercial/Industrial Unit
NGCC | TX | Corpus Christi Energy Center | 55206 | CT1 | NG | CC | 190 | 159 | 2500 | 840503.5447 | 0.74923 | 1279831.1678 | 1121826.3395 | 510309.3256 |  | IPP CHP | Y | OP
NGCC | TX | Corpus Christi Energy Center | 55206 | CT2 | NG | CC | 190 | 159 | 2500 | 840503.5447 | 0.54021 | 3254541.96 | 1555892.3109 | 510309.3256 |  | IPP CHP | Y | OP
NGCC | TX | Corpus Christi Energy Center | 55206 | ST1 | NG | CC | 195.5 | 165 | 2500 | 864833.9105 | 0.77597 | 1135932.9079 | 1114526.0796 | 525081.4377 |  | IPP CHP | Y | OP
EXCLUDE | TX | Corpus Refinery | 50026 | FCCE | OTH | OT | 9.7 | 9.7 | 0 | 0 |  |  | 0 | 0 |  | Industrial CHP | N | OS |  | Non Fossil fuel type
EXCLUDE | TX | Corpus Refinery | 50026 | FR6 | NG | GT | 47 | 32 | 0 | 262864.005 | 0.45171 | 1451535.7816 | 581929.6076 | 246635.147 |  | Industrial CHP | Y | OP |  | Commercial/Industrial Unit
NGCC | TX | Cottonwood Energy Project | 55358 | CT1 | NG | CC | 178 | 152.7 | 2800 | 651516.6392 |  |  | 651516.6392 | 305598.1509 |  | Electric Utility/IPP Non-CHP | N | OP
NGCC | TX | Cottonwood Energy Project | 55358 | CT2 | NG | CC | 178 | 152.7 | 2880 | 651516.6392 |  |  | 651516.6392 | 305598.1509 |  | Electric Utility/IPP Non-CHP | N | OP
NGCC | TX | Cottonwood Energy Project | 55358 | CT3 | NG | CC | 178 | 152.7 | 2880 | 651516.6392 |  |  | 651516.6392 | 305598.1509 |  | Electric Utility/IPP Non-CHP | N | OP
NGCC | TX | Cottonwood Energy Project | 55358 | CT4 | NG | CC | 178 | 152.7 | 2880 | 651516.6392 |  |  | 651516.6392 | 305598.1509 |  | Electric Utility/IPP Non-CHP | N | OP
NGCC | TX | Cottonwood Energy Project | 55358 | ST1 | NG | CC | 156 | 155.7 | 2800 | 570992.1108 |  |  | 570992.1108 | 267827.5929 |  | Electric Utility/IPP Non-CHP | N | OP
NGCC | TX | Cottonwood Energy Project | 55358 | ST2 | NG | CC | 156 | 155.7 | 2880 | 570992.1108 |  |  | 570992.1108 | 267827.5929 |  | Electric Utility/IPP Non-CHP | N | OP
NGCC | TX | Cottonwood Energy Project | 55358 | ST3 | NG | CC | 156 | 155.7 | 2880 | 570992.1108 |  |  | 570992.1108 | 267827.5929 |  | Electric Utility/IPP Non-CHP | N | OP
NGCC | TX | Cottonwood Energy Project | 55358 | ST4 | NG | CC | 156 | 155.7 | 2880 | 570992.1108 |  |  | 570992.1108 | 267827.5929 |  | Electric Utility/IPP Non-CHP | N | OP
EXCLUDE | TX | Covel Gardens Gas Recovery | 56864 | 1 | LFG | IC | 1.6 | 1.6 | 0 | 0 |  |  | 0 | 0 |  | IPP Non-CHP | N | OP |  | Internal Combustion (PRMVR=IC)
EXCLUDE | TX | Covel Gardens Gas Recovery | 56864 | 2 | LFG | IC | 1.6 | 1.6 | 0 | 0 |  |  | 0 | 0 |  | IPP Non-CHP | N | OP |  | Internal Combustion (PRMVR=IC)
EXCLUDE | TX | Covel Gardens Gas Recovery | 56864 | 3 | LFG | IC | 1.6 | 1.6 | 0 | 0 |  |  | 0 | 0 |  | IPP Non-CHP | N | OP |  | Internal Combustion (PRMVR=IC)
EXCLUDE | TX | Covel Gardens Gas Recovery | 56864 | 4 | LFG | IC | 1.6 | 1.6 | 0 | 0 |  |  | 0 | 0 |  | IPP Non-CHP | N | OP |  | Internal Combustion (PRMVR=IC)
EXCLUDE | TX | Covel Gardens Gas Recovery | 56864 | 5 | LFG | IC | 1.6 | 1.6 | 0 | 0 |  |  | 0 | 0 |  | IPP Non-CHP | N | OP |  | Internal Combustion (PRMVR=IC)
EXCLUDE | TX | Covel Gardens Gas Recovery | 56864 | 6 | LFG | IC | 1.6 | 1.6 | 0 | 0 |  |  | 0 | 0 |  | IPP Non-CHP | N | OP |  | Internal Combustion (PRMVR=IC)
OGST | TX | Dansby | 6243 | 1 | NG | ST | 105 | 110 | 1300 | 95043 |  |  | 95043 | 79342.768 |  | Electric Utility | N | OP
SSTLOGN | TX | Dansby | 6243 | 2 | NG | GT | 49.1 | 47.1 | 500 | 33401.5 |  |  | 33401.5 | 16473.262 |  | Electric Utility | N | OP
SSTLOGN | TX | Dansby | 6243 | 3 | NG | GT | 49.1 | 47.1 | 932 | 33401.5 |  |  | 33401.5 | 24874.932 |  | Electric Utility | N | OP
OGST | TX | Decker Creek | 3548 | 1 | NG | ST | 321 | 320 | 3250 | 477802 |  |  | 477802 | 313562.037 |  | Electric Utility | N | OP
OGST | TX | Decker Creek | 3548 | 2 | NG | ST | 405 | 404 | 4278 | 668892 |  |  | 668892 | 455315.485 |  | Electric Utility | N | OP
SSTLOGN | TX | Decker Creek | 3548 | GT1 | NG | GT | 51.5 | 52 | 700 | 14733.75 |  |  | 14733.75 | 12300.2298 |  | Electric Utility | N | OP
SSTLOGN | TX | Decker Creek | 3548 | GT2 | NG | GT | 51.5 | 52 | 700 | 14733.75 |  |  | 14733.75 | 14443.5446 |  | Electric Utility | N | OP
SSTLOGN | TX | Decker Creek | 3548 | GT3 | NG | GT | 51.5 | 52 | 700 | 14733.75 |  |  | 14733.75 | 5491.2471 |  | Electric Utility | N | OP
SSTLOGN | TX | Decker Creek | 3548 | GT4 | NG | GT | 51.5 | 52 | 700 | 14733.75 |  |  | 14733.75 | 16646.9982 |  | Electric Utility | N | OP
EXCLUDE | TX | Decker Creek | 3548 | PV3 | SUN | PV | 0.3 | 0.3 | 0 | 0 |  |  | 0 | 0 |  | Electric Utility | N | RE | 2001 | Non Combustion (NUC, WAT, WND, GEO, or SUN)
OGST | TX | DeCordova Steam Electric Station | 8063 | 1 | NG | ST | 799.2 | 818 | 0 | 0 |  |  | 0 | 0 |  | IPP Non-CHP | N | OS
SSTLOGN | TX | DeCordova Steam Electric Station | 8063 | CT1 | NG | GT | 89.4 | 80 | 1142 | 18820.25 |  |  | 18820.25 | 15755.9209 |  | Electric Utility/IPP Non-CHP | N | OP
SSTLOGN | TX | DeCordova Steam Electric Station | 8063 | CT2 | NG | GT | 89.4 | 80 | 1142 | 18820.25 |  |  | 18820.25 | 14597.9477 |  | Electric Utility/IPP Non-CHP | N | OP
SSTLOGN | TX | DeCordova Steam Electric Station | 8063 | CT3 | NG | GT | 89.4 | 80 | 1142 | 18820.25 |  |  | 18820.25 | 13655.8254 |  | Electric Utility/IPP Non-CHP | N | OP
SSTLOGN | TX | DeCordova Steam Electric Station | 8063 | CT4 | NG | GT | 89.4 | 80 | 1142 | 18820.25 |  |  | 18820.25 | 13879.7066 |  | Electric Utility/IPP Non-CHP | N | OP
NGCC | TX | Deer Park Energy Center | 55464 | CTG1 | NG | CC | 180 | 154.8 | 2707 | 1015831.4458 | 0.53927 | 3948247.7708 | 1883705.3696 | 640257.9425 |  | IPP CHP | Y | OP
NGCC | TX | Deer Park Energy Center | 55464 | CTG2 | NG | CC | 180 | 169.8 | 2707 | 1015831.4458 | 0.53927 | 3948247.7708 | 1883705.3696 | 640257.9425 |  | IPP CHP | Y | OP
NGCC | TX | Deer Park Energy Center | 55464 | CTG3 | NG | CC | 180 | 169.8 | 2707 | 1015831.4458 | 0.53927 | 3948247.7708 | 1883705.3696 | 640257.9425 |  | IPP CHP | Y | OP
NGCC | TX | Deer Park Energy Center | 55464 | CTG4 | NG | CC | 180 | 169.8 | 2707 | 1015831.4458 | 0.53927 | 3948247.7708 | 1883705.3696 | 640257.9425 |  | IPP CHP | Y | OP
NGCC | TX | Deer Park Energy Center | 55464 | STG1 | NG | CC | 276 | 258 | 2707 | 1557608.2169 | 0.53927 | 6053979.9152 | 2888348.2334 | 981728.8451 |  | IPP CHP | Y | OP
EXCLUDE | TX | Deer Park Plant | 50471 | GEN1 | NG | CC | 10 | 8.6 | 0 | 0 | 0 |  |  | 0 |  | Industrial CHP | Y | RE | 2004 | Combined Cycle (PRMVR=CC) unit under 25MW
EXCLUDE | TX | Deer Park Plant | 50471 | GEN2 | NG | CC | 10 | 8.6 | 0 | 0 | 0 |  |  | 0 |  | Industrial CHP | Y | RE | 2004 | Combined Cycle (PRMVR=CC) unit under 25MW
EXCLUDE | TX | Deer Park Plant | 50471 | GEN3 | NG | CC | 10 | 8.6 | 0 | 0 | 0 |  |  | 0 |  | Industrial CHP | Y | RE | 2004 | Combined Cycle (PRMVR=CC) unit under 25MW
EXCLUDE | TX | Deer Park Plant | 50471 | GEN4 | NG | CC | 81 | 69.7 | 0 | 0 | 0 |  |  | 0 |  | Industrial CHP | Y | RE | 2004 | Retired in 2004
EXCLUDE | TX | Delaware Mountain Windfarm | 55399 | 1 | WND | WT | 23.3 | 23.3 | 0 | 36508 |  |  | 36508 | 0 |  | IPP Non-CHP | N | OP |  | Non Combustion (NUC, WAT, WND, GEO, or SUN)
EXCLUDE | TX | Denison | 6416 | 1 | WAT | HY | 35 | 40 | 0 | 24694 |  |  | 24694 | 0 |  | Electric Utility | N | OP |  | Non Combustion (NUC, WAT, WND, GEO, or SUN)
EXCLUDE | TX | Denison | 6416 | 2 | WAT | HY | 35 | 40 | 0 | 24694 |  |  | 24694 | 0 |  | Electric Utility | N | OP |  | Non Combustion (NUC, WAT, WND, GEO, or SUN)
EXCLUDE | TX | Denton Power LLC | 57071 | 1 | LFG | IC | 1.6 | 1.6 | 0 | 0 |  |  | 0 | 0 |  | IPP Non-CHP | N | OP |  | Internal Combustion (PRMVR=IC)
EXCLUDE | TX | Desert Sky | 55992 | 1 | WND | WT | 160.5 | 160.5 | 0 | 491639 |  |  | 491639 | 0 |  | IPP Non-CHP | N | OP |  | Non Combustion (NUC, WAT, WND, GEO, or SUN)
EXCLUDE | TX | DeWind Frisco | 57517 | FRISC | WND | WT | 20 | 20 | 0 | 0 |  |  | 0 | 0 |  | IPP Non-CHP | N | V |  | Non Combustion (NUC, WAT, WND, GEO, or SUN)
EXCLUDE | TX | DFW Gas Recovery | 50569 | GEN1 | LFG | GT | 3 | 2.9 | 0 | 12167 |  |  | 12167 | 12753.4039 |  | IPP Non-CHP | N | OP |  | Non Fossil fuel type
EXCLUDE | TX | DFW Gas Recovery | 50569 | GEN2 | LFG | GT | 3 | 2.9 | 0 | 12167 |  |  | 12167 | 12753.4039 |  | IPP Non-CHP | N | OP |  | Non Fossil fuel type
EXCLUDE | TX | DFW Gas Recovery | 50569 | GEN3 | LFG | IC | 1.6 | 1.6 | 0 | 0 |  |  | 0 | 0 |  | IPP Non-CHP | N | OP |  | Internal Combustion (PRMVR=IC)
EXCLUDE | TX | DFW Gas Recovery | 50569 | GEN4 | LFG | IC | 1.6 | 1.6 | 0 | 0 |  |  | 0 | 0 |  | IPP Non-CHP | N | OP |  | Internal Combustion (PRMVR=IC)
EXCLUDE | TX | DFW Gas Recovery | 50569 | GEN5 | LFG | IC | 1.6 | 1.6 | 0 | 0 |  |  | 0 | 0 |  | IPP Non-CHP | N | OP |  | Internal Combustion (PRMVR=IC)
EXCLUDE | TX | DFW Gas Recovery | 50569 | GEN6 | LFG | IC | 1.6 | 1.6 | 0 | 0 |  |  | 0 | 0 |  | IPP Non-CHP | N | OP |  | Internal Combustion (PRMVR=IC)
EXCLUDE | TX | Domain Integrated Energy System | 56373 | DOMG1 | NG | GT | 5 | 5 | 0 | 0 | 0 |  |  | 0 |  | Electric Utility | Y | OP |  | Simple Cycle Turbine (PRMVR=GT or OT) unit under 25MW
EXCLUDE | TX | Dow Chemical Texas Operation | 52120 | G-31 | NG | CC | 50 | 50 | 0 | 0 | 0.50151 | 0 | 0 | 0 |  | Industrial CHP | Y | RE | 2003 | Retired in 2003
EXCLUDE | TX | Dow Chemical Texas Operation | 52120 | G-32 | NG | CC | 50 | 50 | 0 | 0 | 0.50151 | 0 | 0 | 0 |  | Industrial CHP | Y | RE | 1995 | Retired in 1995
EXCLUDE | TX | Dow Chemical Texas Operation | 52120 | G-33 | NG | CC | 49 | 49 | 0 | 0 | 0.50151 | 0 | 0 | 0 |  | Industrial CHP | Y | RE | 2007 | Retired in 2007
EXCLUDE | TX | Dow Chemical Texas Operation | 52120 | G-35 | NG | CC | 119 | 95.6 | 0 | 321083.5227 | 0.50151 | 1451925.6202 | 640234.8167 | 212710.4276 |  | Industrial CHP | Y | OP | 2012 | Commercial/Industrial Unit
EXCLUDE | TX | Dow Chemical Texas Operation | 52120 | G-36 | NG | CC | 119 | 99 | 0 | 321083.5227 | 0.50151 | 1451925.6202 | 640234.8167 | 212710.4276 |  | Industrial CHP | Y | OS | 2012 | Commercial/Industrial Unit
EXCLUDE | TX | Dow Chemical Texas Operation | 52120 | G-37 | NG | CC | 75 | 59.2 | 0 | 202363.5647 | 0.50151 | 915079.1724 | 403509.3382 | 134061.1939 |  | Industrial CHP | Y | OP | 2012 | Commercial/Industrial Unit
EXCLUDE | TX | Dow Chemical Texas Operation | 52120 | G-41 | NG | CC | 50 | 50 | 0 | 0 | 0.50151 | 0 | 0 | 0 |  | Industrial CHP | Y | RE | 2000 | Retired in 2000
EXCLUDE | TX | Dow Chemical Texas Operation | 52120 | G-42 | NG | CC | 50 | 46 | 0 | 0 | 0.50151 | 0 | 0 | 0 |  | Industrial CHP | Y | RE | 2003 | Retired in 2003
EXCLUDE | TX | Dow Chemical Texas Operation | 52120 | G-45 | NG | CC | 119 | 92 | 0 | 0 | 0.50151 | 0 | 0 | 0 |  | Industrial CHP | Y | RE | 2003 | Retired in 2003
EXCLUDE | TX | Dow Chemical Texas Operation | 52120 | G-61 | NG | CC | 94.5 | 68.3 | 0 | 254978.0915 | 0.50151 | 1152999.7572 | 508421.7662 | 168917.1043 |  | Industrial CHP | Y | OP |  | Commercial/Industrial Unit
EXCLUDE | TX | Dow Chemical Texas Operation | 52120 | G-62 | NG | CC | 94.5 | 68.3 | 0 | 254978.0915 | 0.50151 | 1152999.7572 | 508421.7662 | 168917.1043 |  | Industrial CHP | Y | OP |  | Commercial/Industrial Unit
EXCLUDE | TX | Dow Chemical Texas Operation | 52120 | G-63 | NG | CC | 94.5 | 68.3 | 0 | 254978.0915 | 0.50151 | 1152999.7572 | 508421.7662 | 168917.1043 |  | Industrial CHP | Y | OP |  | Commercial/Industrial Unit
EXCLUDE | TX | Dow Chemical Texas Operation | 52120 | G-64 | NG | CC | 64.8 | 50 | 0 | 174842.1199 | 0.50151 | 790628.4049 | 348632.0682 | 115828.8715 |  | Industrial CHP | Y | OP |  | Commercial/Industrial Unit
EXCLUDE | TX | Dow Chemical Texas Operation | 52120 | G-65 | NG | CC | 111.3 | 95.2 | 0 | 300307.53 | 0.50151 | 1357977.4918 | 598807.858 | 198946.8117 |  | Industrial CHP | Y | OP |  | Commercial/Industrial Unit
EXCLUDE | TX | Dow Chemical Texas Operation | 52120 | G-66 | NG | CC | 119 | 95.6 | 0 | 321083.5227 | 0.50151 | 1451925.6202 | 640234.8167 | 212710.4276 |  | Industrial CHP | Y | OP |  | Commercial/Industrial Unit
EXCLUDE | TX | Dow Chemical Texas Operation | 52120 | G-67 | NG | CC | 119 | 95.6 | 0 | 321083.5227 | 0.50151 | 1451925.6202 | 640234.8167 | 212710.4276 |  | Industrial CHP | Y | OP |  | Commercial/Industrial Unit
EXCLUDE | TX | Dunlap TP 1 | 3582 | 1 | WAT | HY | 1.8 | 1.8 | 0 | 3232.35 |  |  | 3232.35 | 0 |  | Electric Utility | N | OP |  | Non Combustion (NUC, WAT, WND, GEO, or SUN)
EXCLUDE | TX | Dunlap TP 1 | 3582 | 2 | WAT | HY | 1.8 | 1.8 | 0 | 3232.35 |  |  | 3232.35 | 0 |  | Electric Utility | N | OP |  | Non Combustion (NUC, WAT, WND, GEO, or SUN)
OGST | TX | E S Joslin | 3436 | 1 | NG | ST | 261 | 254 | 0 | 0 |  |  | 0 | 0 |  | IPP Non-CHP | N | OS
OGST | TX | Eagle Mountain | 3489 | 1 | NG | ST | 122.5 | 115 | 0 | 0 |  |  | 0 | 0 |  | IPP Non-CHP | N | OS
OGST | TX | Eagle Mountain | 3489 | 2 | NG | ST | 187.5 | 175 | 0 | 0 |  |  | 0 | 0 |  | IPP Non-CHP | N | OS
OGST | TX | Eagle Mountain | 3489 | 3 | NG | ST | 396.1 | 375 | 0 | 0 |  |  | 0 | 0 |  | IPP Non-CHP | N | OS
EXCLUDE | TX | Eagle Pass | 3437 | 1 | WAT | HY | 3.2 | 2 | 0 | 13302.3333 |  |  | 13302.3333 | 0 |  | IPP Non-CHP | N | OP |  | Non Combustion (NUC, WAT, WND, GEO, or SUN)
EXCLUDE | TX | Eagle Pass | 3437 | 2 | WAT | HY | 3.2 | 2 | 0 | 13302.3333 |  |  | 13302.3333 | 0 |  | IPP Non-CHP | N | OP |  | Non Combustion (NUC, WAT, WND, GEO, or SUN)
EXCLUDE | TX | Eagle Pass | 3437 | 3 | WAT | HY | 3.2 | 2 | 0 | 13302.3333 |  |  | 13302.3333 | 0 |  | IPP Non-CHP | N | OP |  | Non Combustion (NUC, WAT, WND, GEO, or SUN)
NGCC | TX | Eastman Cogeneration Facility | 55176 | GEN1 | NG | CC | 170 | 146.2 | 2335 | 701103.5885 | 0.64118 | 1784913.5454 | 1093449.7664 | 427194.5364 |  | IPP CHP | Y | OP
NGCC | TX | Eastman Cogeneration Facility | 55176 | GEN2 | NG | CC | 170 | 146.2 | 2335 | 701103.5885 | 0.64118 | 1784913.5454 | 1093449.7664 | 427194.5364 |  | IPP CHP | Y | OP
NGCC | TX | Eastman Cogeneration Facility | 55176 | GEN3 | NG | CC | 127.7 | 109.8 | 2335 | 526652.5191 | 0.64118 | 1340785.0574 | 821373.7363 | 320898.4841 |  | IPP CHP | Y | OP
EXCLUDE | TX | EC&R Panther Creek Wind Farm I | 56920 | 1 | WND | WT | 142.5 | 142.5 | 0 | 473452 |  |  | 473452 | 0 |  | IPP Non-CHP | N | OP |  | Non Combustion (NUC, WAT, WND, GEO, or SUN)
EXCLUDE | TX | EC&R Panther Creek Wind Farm II | 56921 | 1 | WND | WT | 115.5 | 115.5 | 0 | 375884 |  |  | 375884 | 0 |  | IPP Non-CHP | N | OP |  | Non Combustion (NUC, WAT, WND, GEO, or SUN)
EXCLUDE | TX | EC&R Panther Creek Wind Farm III | 56979 | 1 | WND | WT | 199.5 | 199.5 | 0 | 511482 |  |  | 511482 | 0 |  | IPP Non-CHP | N | OP |  | Non Combustion (NUC, WAT, WND, GEO, or SUN)
EXCLUDE | TX | EC&R Papalote Creek I LLC | 56983 | 1 | WND | WT | 180 | 180 | 0 | 616966 |  |  | 616966 | 0 |  | IPP Non-CHP | N | OP |  | Non Combustion (NUC, WAT, WND, GEO, or SUN)
EXCLUDE | TX | EC&R Papalote Creek II LLC | 57212 | 1 | WND | WT | 200.1 | 200.1 | 0 | 685950 |  |  | 685950 | 0 |  | IPP Non-CHP | N | OP |  | Non Combustion (NUC, WAT, WND, GEO, or SUN)
EXCLUDE | TX | EG178 Facility | 56233 | CT02 | NG | CC | 60.5 | 46 | 0 | 325764.2352 |  |  | 325764.2352 | 150645.8242 |  | Industrial Non-CHP | N | OP |  | Commercial/Industrial Unit
EXCLUDE | TX | EG178 Facility | 56233 | CTG1 | NG | CC | 60.5 | 46 | 0 | 325764.2352 |  |  | 325764.2352 | 150645.8242 |  | Industrial Non-CHP | N | OP |  | Commercial/Industrial Unit
EXCLUDE | TX | EG178 Facility | 56233 | STG | NG | CC | 32.9 | 16 | 0 | 177151.1296 |  |  | 177151.1296 | 81921.4482 |  | Industrial Non-CHP | N | OP |  | Commercial/Industrial Unit
EXCLUDE | TX | Elbow Creek Wind Project LLC | 56783 | 1 | WND | WT | 121.9 | 121.9 | 0 | 376735 |  |  | 376735 | 0 |  | IPP Non-CHP | N | OP |  | Non Combustion (NUC, WAT, WND, GEO, or SUN)
EXCLUDE | TX | Engineered Carbons Borger Cogen | 10072 | GEN1 | OG | ST | 20 | 18.8 | 0 | 80492 |  |  | 80492 | 82239.2817 |  | Industrial Non-CHP | N | OP |  | Steam unit (PRMVR=ST) under 25MW/250 MMBtu/hr
EXCLUDE | TX | Engineered Carbons Echo Cogeneration | 10187 | GEN1 | OG | ST | 10 | 8.9 | 0 | 45659 |  |  | 45659 | 59411.1933 |  | Industrial Non-CHP | N | OP |  | Steam unit (PRMVR=ST) under 25MW/250 MMBtu/hr
NGCC | TX | Ennis Power Company LLC | 55223 | GT1 | NG | CC | 285 | 245.1 | 2706 | 1404395.4545 |  |  | 1404395.4545 | 560824.5205 |  | Electric Utility/IPP Non-CHP | N | OP
NGCC | TX | Ennis Power Company LLC | 55223 | ST1 | NG | CC | 133 | 114.4 | 2706 | 655384.5455 |  |  | 655384.5455 | 261718.1095 |  | Electric Utility/IPP Non-CHP | N | OP
EXCLUDE | TX | Enterprise Products Operating | 10261 | GEN1 | NG | GT | 2.5 | 2.3 | 0 | 17810.0195 | 0.30105 | 188117.8257 | 59160.6552 | 16493.2397 |  | Industrial CHP | Y | OP |  | Simple Cycle Turbine (PRMVR=GT or OT) unit under 25MW
EXCLUDE | TX | Enterprise Products Operating | 10261 | GEN2 | NG | GT | 2.5 | 2.3 | 0 | 17810.0195 | 0.30105 | 188117.8257 | 59160.6552 | 16493.2397 |  | Industrial CHP | Y | OP |  | Simple Cycle Turbine (PRMVR=GT or OT) unit under 25MW
EXCLUDE | TX | Enterprise Products Operating | 10261 | GEN3 | NG | GT | 3.4 | 3 | 0 | 24221.6265 | 0.30105 | 255840.243 | 80458.4911 | 22430.806 |  | Industrial CHP | Y | OP |  | Simple Cycle Turbine (PRMVR=GT or OT) unit under 25MW
EXCLUDE | TX | Enterprise Products Operating | 10261 | GEN4 | NG | GT | 3.4 | 3 | 0 | 24221.6265 | 0.30105 | 255840.243 | 80458.4911 | 22430.806 |  | Industrial CHP | Y | OP |  | Simple Cycle Turbine (PRMVR=GT or OT) unit under 25MW
EXCLUDE | TX | Enterprise Products Operating | 10261 | GEN5 | NG | GT | 3.4 | 3 | 0 | 24221.6265 | 0.30105 | 255840.243 | 80458.4911 | 22430.806 |  | Industrial CHP | Y | OP |  | Simple Cycle Turbine (PRMVR=GT or OT) unit under 25MW
EXCLUDE | TX | Enterprise Products Operating | 10261 | GEN6 | NG | GT | 3.5 | 3 | 0 | 24934.0272 | 0.30105 | 263364.956 | 82824.9173 | 23090.5356 |  | Industrial CHP | Y | OP |  | Simple Cycle Turbine (PRMVR=GT or OT) unit under 25MW
EXCLUDE | TX | Enterprise Products Operating | 10261 | GEN7 | NG | GT | 3.5 | 3 | 0 | 24934.0272 | 0.30105 | 263364.956 | 82824.9173 | 23090.5356 |  | Industrial CHP | Y | OP |  | Simple Cycle Turbine (PRMVR=GT or OT) unit under 25MW
EXCLUDE | TX | Enterprise Products Operating | 10261 | GEN8 | NG | GT | 3.5 | 3 | 0 | 24934.0272 | 0.30105 | 263364.956 | 82824.9173 | 23090.5356 |  | Industrial CHP | Y | OP |  | Simple Cycle Turbine (PRMVR=GT or OT) unit under 25MW
EXCLUDE | TX | EXC Wind 1 LLC | 56557 | 1 | WND | WT | 10 | 10 | 0 | 31141 |  |  | 31141 | 0 |  | IPP Non-CHP | N | OP |  | Non Combustion (NUC, WAT, WND, GEO, or SUN)
EXCLUDE | TX | EXC Wind 10 LLC | 56836 | 1 | WND | WT | 10 | 10 | 0 | 29915 |  |  | 29915 | 0 |  | IPP Non-CHP | N | OP |  | Non Combustion (NUC, WAT, WND, GEO, or SUN)
EXCLUDE | TX | EXC Wind 11 LLC | 56835 | 1 | WND | WT | 10 | 10 | 0 | 30361 |  |  | 30361 | 0 |  | IPP Non-CHP | N | OP |  | Non Combustion (NUC, WAT, WND, GEO, or SUN)
EXCLUDE | TX | EXC Wind 2 LLC | 56558 | JDW2 | WND | WT | 10 | 10 | 0 | 31999 |  |  | 31999 | 0 |  | IPP Non-CHP | N | OP |  | Non Combustion (NUC, WAT, WND, GEO, or SUN)
EXCLUDE | TX | EXC Wind 3 LLC | 56559 | JDW3 | WND | WT | 10 | 10 | 0 | 27034 |  |  | 27034 | 0 |  | IPP Non-CHP | N | OP |  | Non Combustion (NUC, WAT, WND, GEO, or SUN)
EXCLUDE | TX | EXC Wind 4 LLC | 56560 | JDW4 | WND | WT | 79.8 | 79.8 | 0 | 241689 |  |  | 241689 | 0 |  | IPP Non-CHP | N | OP |  | Non Combustion (NUC, WAT, WND, GEO, or SUN)
EXCLUDE | TX | EXC Wind 5 LLC | 56561 | JDW5 | WND | WT | 10 | 10 | 0 | 29959 |  |  | 29959 | 0 |  | IPP Non-CHP | N | OP |  | Non Combustion (NUC, WAT, WND, GEO, or SUN)
EXCLUDE | TX | EXC Wind 6 LLC | 56562 | JDW6 | WND | WT | 10 | 10 | 0 | 29951 |  |  | 29951 | 0 |  | IPP Non-CHP | N | OP |  | Non Combustion (NUC, WAT, WND, GEO, or SUN)
EXCLUDE | TX | EXC Wind 7 LLC | 56839 | 1 | WND | WT | 10 | 10 | 0 | 31921 |  |  | 31921 | 0 |  | IPP Non-CHP | N | OP |  | Non Combustion (NUC, WAT, WND, GEO, or SUN)
EXCLUDE | TX | EXC Wind 8 LLC | 56838 | 1 | WND | WT | 10 | 10 | 0 | 31820 |  |  | 31820 | 0 |  | IPP Non-CHP | N | OP |  | Non Combustion (NUC, WAT, WND, GEO, or SUN)
EXCLUDE | TX | EXC Wind 9 LLC | 56837 | 1 | WND | WT | 10 | 10 | 0 | 30938 |  |  | 30938 | 0 |  | IPP Non-CHP | N | OP |  | Non Combustion (NUC, WAT, WND, GEO, or SUN)
SSTLOGN | TX | Exelon LaPorte Generating Station | 55365 | GT1 | NG | GT | 59 | 38.3 | 584 | 20345.75 |  |  | 20345.75 | 17367.7 |  | Electric Utility/IPP Non-CHP | N | OP
SSTLOGN | TX | Exelon LaPorte Generating Station | 55365 | GT2 | NG | GT | 59 | 38.3 | 584 | 20345.75 |  |  | 20345.75 | 16185.7 |  | Electric Utility/IPP Non-CHP | N | OP
SSTLOGN | TX | Exelon LaPorte Generating Station | 55365 | GT3 | NG | GT | 59 | 38.3 | 584 | 20345.75 |  |  | 20345.75 | 10305.4 |  | Electric Utility/IPP Non-CHP | N | OP
SSTLOGN | TX | Exelon LaPorte Generating Station | 55365 | GT4 | NG | GT | 59 | 38.3 | 584 | 20345.75 |  |  | 20345.75 | 16620.7 |  | Electric Utility/IPP Non-CHP | N | OP
EXCLUDE | TX | ExxonMobil Baytown Refinery | 10436 | GT35 | NG | GT | 14.5 | 12.3 | 0 | 0 | 0.93339 | 0 | 0 | 0 |  | Industrial CHP | Y | RE | 2005 | Simple Cycle Turbine (PRMVR=GT or OT) unit under 25MW
EXCLUDE | TX | ExxonMobil Baytown Refinery | 10436 | GT36 | NG | GT | 15.2 | 12.9 | 0 | 0 | 0.93339 | 0 | 0 | 0 |  | Industrial CHP | Y | RE | 2005 | Simple Cycle Turbine (PRMVR=GT or OT) unit under 25MW
EXCLUDE | TX | ExxonMobil Baytown Refinery | 10436 | GT37 | NG | GT | 17.2 | 14.6 | 0 | 0 | 0.93339 | 0 | 0 | 0 |  | Industrial CHP | Y | RE | 2005 | Simple Cycle Turbine (PRMVR=GT or OT) unit under 25MW
EXCLUDE | TX | ExxonMobil Baytown Refinery | 10436 | GT38 | NG | GT | 36.5 | 31 | 0 | 211259.5495 | 0.93339 | 68587.8807 | 226336.018 | 185836.5816 |  | Industrial CHP | Y | OP |  | Commercial/Industrial Unit
EXCLUDE | TX | ExxonMobil Baytown Refinery | 10436 | GT41 | NG | GT | 24.2 | 17 | 0 | 140067.9753 | 0.93339 | 45474.7044 | 150063.8804 | 123212.1993 |  | Industrial CHP | Y | OP |  | Simple Cycle Turbine (PRMVR=GT or OT) unit under 25MW
EXCLUDE | TX | ExxonMobil Baytown Refinery | 10436 | GT42 | NG | GT | 24.2 | 17 | 0 | 140067.9753 | 0.93339 | 45474.7044 | 150063.8804 | 123212.1993 |  | Industrial CHP | Y | OP |  | Simple Cycle Turbine (PRMVR=GT or OT) unit under 25MW
EXCLUDE | TX | ExxonMobil Baytown Refinery | 10436 | GT43 | NG | GT | 24.2 | 17 | 0 | 140067.9753 | 0.93339 | 45474.7044 | 150063.8804 | 123212.1993 |  | Industrial CHP | Y | OP |  | Simple Cycle Turbine (PRMVR=GT or OT) unit under 25MW
EXCLUDE | TX | ExxonMobil Baytown Refinery | 10436 | GT44 | NG | GT | 24.2 | 17 | 0 | 140067.9753 | 0.93339 | 45474.7044 | 150063.8804 | 123212.1993 |  | Industrial CHP | Y | OP |  | Simple Cycle Turbine (PRMVR=GT or OT) unit under 25MW
EXCLUDE | TX | ExxonMobil Baytown Refinery | 10436 | GT45 | NG | GT | 36.5 | 31 | 0 | 211259.5495 | 0.93339 | 68587.8807 | 226336.018 | 185836.5816 |  | Industrial CHP | Y | OP |  | Commercial/Industrial Unit
EXCLUDE | TX | ExxonMobil Baytown Refinery | 10436 | ST33 | NG | ST | 7.5 | 7 | 0 | 0 | 0 |  |  | 0 |  | Industrial CHP | Y | RE | 2003 | Steam unit (PRMVR=ST) under 25MW/250 MMBtu/hr
EXCLUDE | TX | ExxonMobil Baytown Refinery | 10436 | ST34 | WH | ST | 7.5 | 7 | 0 | 0 |  |  | 0 | 0 |  | Industrial CHP | N | OP |  | Non Fossil fuel type
EXCLUDE | TX | ExxonMobil Baytown Turbine | 10692 | GEN1 | NG | GT | 39.7 | 31.7 | 0 | 284016.8986 | 0.4494 | 1583064.424 | 631994.1313 | 201232.343 |  | Industrial CHP | Y | OP |  | Commercial/Industrial Unit
EXCLUDE | TX | ExxonMobil Baytown Turbine | 10692 | GEN2 | NG | GT | 39.7 | 31.7 | 0 | 284016.8986 | 0.4494 | 1583064.424 | 631994.1313 | 201232.343 |  | Industrial CHP | Y | OP |  | Commercial/Industrial Unit
EXCLUDE | TX | ExxonMobil Baytown Turbine | 10692 | GEN3 | NG | GT | 39.7 | 31.7 | 0 | 284016.8986 | 0.4494 | 1583064.424 | 631994.1313 | 201232.343 |  | Industrial CHP | Y | OP |  | Commercial/Industrial Unit
EXCLUDE | TX | ExxonMobil Baytown Turbine | 10692 | GEN4 | NG | GT | 98.9 | 85 | 0 | 707538.3193 | 0.4494 | 3943704.5726 | 1574413.5917 | 501306.7689 |  | Industrial CHP | Y | OP |  | Commercial/Industrial Unit
EXCLUDE | TX | ExxonMobil Baytown Turbine | 10692 | GEN5 | NG | GT | 163.8 | 140.3 | 0 | 1171837.9848 | 0.4494 | 6531636.0869 | 2607572.7636 | 830273.4959 |  | Industrial CHP | Y | OP |  | Commercial/Industrial Unit
EXCLUDE | TX | ExxonMobil Beaumont Refinery | 50625 | ETG | OG | OT | 7.5 | 5 | 0 | 0 |  |  | 0 | 0 |  | Industrial CHP | N | OP |  | Simple Cycle Turbine (PRMVR=GT or OT) unit under 25MW
EXCLUDE | TX | ExxonMobil Beaumont Refinery | 50625 | TG22 | NG | ST | 27.2 | 25 | 0 | 130216 | 0.26262 | 1663276.5069 | 495824.8453 | 202082.92 |  | Industrial CHP | Y | OP |  | Commercial/Industrial Unit
EXCLUDE | TX | ExxonMobil Beaumont Refinery | 50625 | TG23 | NG | ST | 40.5 | 38.6 | 0 | 303928 | 0.26262 | 3882136.6207 | 1157269.8715 | 471667.5195 |  | Industrial CHP | Y | OP |  | Commercial/Industrial Unit
EXCLUDE | TX | ExxonMobil Beaumont Refinery | 50625 | TG24 | NG | GT | 38.6 | 32 | 555.5152 | 238093.9598 | 0.76556 | 331707.9462 | 311007.4884 | 165849.7562 |  | Industrial CHP | Y | OP |  | Commercial/Industrial Unit
EXCLUDE | TX | ExxonMobil Beaumont Refinery | 50625 | TG32 | NG | ST | 25 | 25 | 0 | 133587 | 0.26262 | 1706335.0029 | 508660.6378 | 207314.3933 |  | Industrial CHP | Y | OP |  | Commercial/Industrial Unit
EXCLUDE | TX | ExxonMobil Beaumont Refinery | 50625 | TG33 | NG | ST | 20 | 20 | 0 | 115748 | 0.26262 | 1478473.6832 | 440734.8881 | 179629.952 |  | Industrial CHP | Y | OP |  | Steam unit (PRMVR=ST) under 25MW/250 MMBtu/hr
EXCLUDE | TX | ExxonMobil Beaumont Refinery | 50625 | TG34 | NG | ST | 30 | 30 | 0 | 139289 | 0.26262 | 1779167.8548 | 530372.2037 | 216163.3582 |  | Industrial CHP | Y | OP |  | Commercial/Industrial Unit
EXCLUDE | TX | ExxonMobil Beaumont Refinery | 50625 | TG41 | NG | GT | 163 | 145 | 2345.8283 | 1005422.6801 | 0.76556 | 1400735.6275 | 1313321.7776 | 700350.0069 |  | Industrial CHP | Y | OP |  | Commercial/Industrial Unit
EXCLUDE | TX | ExxonMobil Beaumont Refinery | 50625 | TG42 | NG | GT | 163 | 145 | 2345.8283 | 1005422.6801 | 0.76556 | 1400735.6275 | 1313321.7776 | 700350.0069 |  | Industrial CHP | Y | OP |  | Commercial/Industrial Unit
EXCLUDE | TX | ExxonMobil Beaumont Refinery | 50625 | TG43 | NG | GT | 163 | 145 | 2345.8283 | 1005422.6801 | 0.76556 | 1400735.6275 | 1313321.7776 | 700350.0069 |  | Industrial CHP | Y | OP |  | Commercial/Industrial Unit
EXCLUDE | TX | ExxonMobil Beaumont Refinery | 50625 | TG7 | OG | ST | 10 | 9.5 | 0 | 0 | 0.26262 | 0 | 0 | 0 |  | Industrial CHP | Y | RE | 2005 | Steam unit (PRMVR=ST) under 25MW/250 MMBtu/hr
EXCLUDE | TX | ExxonMobil Beaumont Refinery | 50625 | TG9 | OG | ST | 10 | 9.5 | 0 | 0 | 0.26262 | 0 | 0 | 0 |  | Industrial CHP | Y | RE | 2005 | Steam unit (PRMVR=ST) under 25MW/250 MMBtu/hr
EXCLUDE | TX | ExxonMobil Hawkins Gas Plant | 54962 | UN73 | NG | IC | 3 | 2.9 | 0 | 0 |  |  | 0 | 0 |  | Industrial Non-CHP | N | RE | 2007 | Internal Combustion (PRMVR=IC)
EXCLUDE | TX | ExxonMobil Hawkins Gas Plant | 54962 | UN74 | NG | IC | 3.4 | 3.3 | 0 | 0 |  |  | 0 | 0 |  | Industrial Non-CHP | N | RE | 2007 | Internal Combustion (PRMVR=IC)
EXCLUDE | TX | ExxonMobil Hawkins Gas Plant | 54962 | UN75 | NG | IC | 2.5 | 2.4 | 0 | 0 |  |  | 0 | 0 |  | Industrial Non-CHP | N | RE | 2007 | Internal Combustion (PRMVR=IC)
EXCLUDE | TX | ExxonMobil Hawkins Gas Plant | 54962 | UN76 | NG | IC | 0.1 | 0.1 | 0 | 0 |  |  | 0 | 0 |  | Industrial Non-CHP | N | RE | 2007 | Internal Combustion (PRMVR=IC)
EXCLUDE | TX | ExxonMobil Hawkins Gas Plant | 54962 | UN77 | NG | IC | 0.5 | 0.5 | 0 | 0 |  |  | 0 | 0 |  | Industrial Non-CHP | N | RE | 2007 | Internal Combustion (PRMVR=IC)
EXCLUDE | TX | ExxonMobil Hawkins Gas Plant | 54962 | UN78 | NG | IC | 0.5 | 0.5 | 0 | 0 |  |  | 0 | 0 |  | Industrial Non-CHP | N | RE | 2007 | Internal Combustion (PRMVR=IC)
EXCLUDE | TX | ExxonMobil Hawkins Gas Plant | 54962 | UN79 | NG | IC | 0.5 | 0.5 | 0 | 0 |  |  | 0 | 0 |  | Industrial Non-CHP | N | RE | 2007 | Internal Combustion (PRMVR=IC)
EXCLUDE | TX | Falcon Dam & Power | 6410 | 1 | WAT | HY | 10.5 | 10 | 0 | 36091 |  |  | 36091 | 0 |  | Electric Utility | N | OP |  | Non Combustion (NUC, WAT, WND, GEO, or SUN)
EXCLUDE | TX | Falcon Dam & Power | 6410 | 2 | WAT | HY | 10.5 | 10 | 0 | 36091 |  |  | 36091 | 0 |  | Electric Utility | N | OP |  | Non Combustion (NUC, WAT, WND, GEO, or SUN)
EXCLUDE | TX | Falcon Dam & Power | 6410 | 3 | WAT | HY | 10.5 | 10 | 0 | 36091 |  |  | 36091 | 0 |  | Electric Utility | N | OP |  | Non Combustion (NUC, WAT, WND, GEO, or SUN)
EXCLUDE | TX | Farmers Branch Renewable Energy Facility | 57165 | GEN1 | LFG | IC | 1.6 | 1.6 | 0 | 0 |  |  | 0 | 0 |  | IPP Non-CHP | N | OP |  | Internal Combustion (PRMVR=IC)
EXCLUDE | TX | Farmers Branch Renewable Energy Facility | 57165 | GEN2 | LFG | IC | 1.6 | 1.6 | 0 | 0 |  |  | 0 | 0 |  | IPP Non-CHP | N | OP |  | Internal Combustion (PRMVR=IC)
COALST | TX | Fayette Power Project | 6179 | 1 | SUB | ST | 615 | 598 | 8673.9 | 3861056 |  |  | 3861056 | 4282790.37 |  | Electric Utility | N | OP
COALST | TX | Fayette Power Project | 6179 | 2 | SUB | ST | 615 | 598 | 8673.9 | 4101698 |  |  | 4101698 | 4774498.092 |  | Electric Utility | N | OP
COALST | TX | Fayette Power Project | 6179 | 3 | SUB | ST | 460 | 445 | 6333.3 | 2802618 |  |  | 2802618 | 3478322.206 |  | Electric Utility | N | OP
EXCLUDE | TX | Forest Creek Wind Farm LLC | 56394 | 1 | WND | WT | 124.2 | 124.2 | 0 | 425385 |  |  | 425385 | 0 |  | IPP Non-CHP | N | OP |  | Non Combustion (NUC, WAT, WND, GEO, or SUN)
EXCLUDE | TX | Formosa Utility Venture Ltd | 10554 | BO3 | NG | CC | 36.2 | 32 | 0 | 211503.1719 | 0.95476 | 45587.1822 | 221523.8011 | 92838.9173 |  | Industrial CHP | Y | OP |  | Commercial/Industrial Unit
EXCLUDE | TX | Formosa Utility Venture Ltd | 10554 | ST1 | NG | CC | 33.5 | 28.5 | 0 | 195728.0735 | 0.95476 | 42187.0332 | 205001.3076 | 85914.4677 |  | Industrial CHP | Y | OP |  | Commercial/Industrial Unit
EXCLUDE | TX | Formosa Utility Venture Ltd | 10554 | ST2 | NG | CC | 66.3 | 57.5 | 0 | 387366.3066 | 0.95476 | 83492.5464 | 405719.0058 | 170033.7076 |  | Industrial CHP | Y | OP |  | Commercial/Industrial Unit
EXCLUDE | TX | Formosa Utility Venture Ltd | 10554 | ST3 | NG | CC | 55 | 47.3 | 0 | 321344.5982 | 0.95476 | 69262.2934 | 336569.311 | 141053.6036 |  | Industrial CHP | Y | OP |  | Commercial/Industrial Unit
EXCLUDE | TX | Formosa Utility Venture Ltd | 10554 | TBG1 | NG | CC | 82.5 | 72 | 0 | 482016.8973 | 0.95476 | 103893.44 | 504853.9665 | 211580.4054 |  | Industrial CHP | Y | OP |  | Commercial/Industrial Unit
EXCLUDE | TX | Formosa Utility Venture Ltd | 10554 | TBG2 | NG | CC | 82.5 | 72 | 0 | 482016.8973 | 0.95476 | 103893.44 | 504853.9665 | 211580.4054 |  | Industrial CHP | Y | OP |  | Commercial/Industrial Unit
EXCLUDE | TX | Formosa Utility Venture Ltd | 10554 | TBG3 | NG | CC | 82.5 | 72 | 0 | 482016.8973 | 0.95476 | 103893.44 | 504853.9665 | 211580.4054 |  | Industrial CHP | Y | OP |  | Commercial/Industrial Unit
EXCLUDE | TX | Formosa Utility Venture Ltd | 10554 | TBG4 | NG | CC | 82.5 | 72 | 0 | 482016.8973 | 0.95476 | 103893.44 | 504853.9665 | 211580.4054 |  | Industrial CHP | Y | OP |  | Commercial/Industrial Unit
EXCLUDE | TX | Formosa Utility Venture Ltd | 10554 | TBG5 | NG | CC | 82.5 | 72 | 0 | 482016.8973 | 0.95476 | 103893.44 | 504853.9665 | 211580.4054 |  | Industrial CHP | Y | OP |  | Commercial/Industrial Unit
EXCLUDE | TX | Formosa Utility Venture Ltd | 10554 | TBG6 | NG | CC | 85.9 | 72 | 0 | 501881.8361 | 0.95476 | 108175.1091 | 525660.0694 | 220300.0828 |  | Industrial CHP | Y | OP |  | Commercial/Industrial Unit
NGCC | TX | Forney Energy Center | 55480 | ST1 | NG | CC | 382.5 | 370 | 2445 | 1780681.5969 |  |  | 1780681.5969 | 801793.3101 |  | Electric Utility/IPP Non-CHP | N | OP
NGCC | TX | Forney Energy Center | 55480 | ST2 | NG | CC | 382.5 | 370 | 2445 | 1780681.5969 |  |  | 1780681.5969 | 801793.3101 |  | Electric Utility/IPP Non-CHP | N | OP
NGCC | TX | Forney Energy Center | 55480 | U1 | NG | CC | 169.8 | 150 | 2445 | 790482.9677 |  |  | 790482.9677 | 355933.344 |  | Electric Utility/IPP Non-CHP | N | OP
NGCC | TX | Forney Energy Center | 55480 | U2 | NG | CC | 169.8 | 150 | 2445 | 790482.9677 |  |  | 790482.9677 | 355933.344 |  | Electric Utility/IPP Non-CHP | N | OP
NGCC | TX | Forney Energy Center | 55480 | U3 | NG | CC | 169.8 | 150 | 2445 | 790482.9677 |  |  | 790482.9677 | 355933.344 |  | Electric Utility/IPP Non-CHP | N | OP
NGCC | TX | Forney Energy Center | 55480 | U4 | NG | CC | 169.8 | 150 | 2445 | 790482.9677 |  |  | 790482.9677 | 355933.344 |  | Electric Utility/IPP Non-CHP | N | OP
NGCC | TX | Forney Energy Center | 55480 | U5 | NG | CC | 169.8 | 150 | 2445 | 790482.9677 |  |  | 790482.9677 | 355933.344 |  | Electric Utility/IPP Non-CHP | N | OP
NGCC | TX | Forney Energy Center | 55480 | U6 | NG | CC | 169.8 | 150 | 2445 | 790482.9677 |  |  | 790482.9677 | 355933.344 |  | Electric Utility/IPP Non-CHP | N | OP
EXCLUDE | TX | Fort Worth Methane | 57878 | UNT1 | LFG | IC | 1.6 | 1.5 | 0 | 0 |  |  | 0 | 0 |  | IPP Non-CHP | N | OP |  | Internal Combustion (PRMVR=IC)
EXCLUDE | TX | Freeport Energy Center | 56152 | CTG1 | NG | CC | 180 | 169.4 | 0 | 967187.2708 | 0.83797 | 850814.5105 | 1154206.873 | 769300.6463 |  | Industrial CHP | Y | OP |  | Commercial/Industrial Unit
EXCLUDE | TX | Freeport Energy Center | 56152 | CTG2 | NG | CC | 180 | 180 | 0 | 0 |  |  | 0 | 0 |  | Industrial CHP | N | IP |  | Status of operation (IP,L,P,T,or U)
EXCLUDE | TX | Freeport Energy Center | 56152 | STG1 | NG | CC | 80 | 80 | 0 | 429861.0092 | 0.83797 | 378139.7825 | 512980.8325 | 341911.3984 |  | Industrial CHP | Y | OP |  | Commercial/Industrial Unit
NGCC | TX | Freestone Power Generation LLC | 55226 | GT1 | NG | CC | 166.7 | 153 | 2050 | 687023.9603 |  |  | 687023.9603 | 298920.3926 |  | IPP Non-CHP | N | OP
NGCC | TX | Freestone Power Generation LLC | 55226 | GT2 | NG | CC | 166.7 | 153 | 2050 | 687023.9603 |  |  | 687023.9603 | 298920.3926 |  | IPP Non-CHP | N | OP
NGCC | TX | Freestone Power Generation LLC | 55226 | GT3 | NG | CC | 166.7 | 149 | 2050 | 687023.9603 |  |  | 687023.9603 | 298920.3926 |  | IPP Non-CHP | N | OP
NGCC | TX | Freestone Power Generation LLC | 55226 | GT4 | NG | CC | 166.7 | 149 | 2050 | 687023.9603 |  |  | 687023.9603 | 298920.3926 |  | IPP Non-CHP | N | OP
NGCC | TX | Freestone Power Generation LLC | 55226 | ST3 | NG | CC | 184.6 | 177 | 2050 | 760795.5793 |  |  | 760795.5793 | 331018.0233 |  | IPP Non-CHP | N | OP
NGCC | TX | Freestone Power Generation LLC | 55226 | ST6 | NG | CC | 184.6 | 172 | 2050 | 760795.5793 |  |  | 760795.5793 | 331018.0233 |  | IPP Non-CHP | N | OP
NGCC | TX | Frontera Energy Center | 55098 | GEN1 | NG | CC | 172 | 150 | 1860 | 784363.2439 |  |  | 784363.2439 | 359210.3203 |  | Electric Utility/IPP Non-CHP | N | OP
NGCC | TX | Frontera Energy Center | 55098 | GEN2 | NG | CC | 172 | 150 | 1860 | 784363.2439 |  |  | 784363.2439 | 359210.3203 |  | Electric Utility/IPP Non-CHP | N | OP
NGCC | TX | Frontera Energy Center | 55098 | GEN3 | NG | CC | 185 | 175 | 1860 | 843646.5123 |  |  | 843646.5123 | 386359.9375 |  | Electric Utility/IPP Non-CHP | N | OP
COALST | TX | Gibbons Creek | 6136 | 1 | SUB | ST | 453.5 | 470 | 5060 | 3144694 |  |  | 3144694 | 3507282.293 |  | Electric Utility | N | OP
EXCLUDE | TX | Goat Wind LP | 56754 | 1 | WND | WT | 80 | 80 | 0 | 219471.6578 |  |  | 219471.6578 | 0 |  | IPP Non-CHP | N | OP |  | Non Combustion (NUC, WAT, WND, GEO, or SUN)
EXCLUDE | TX | Goat Wind LP | 56754 | 2 | WND | WT | 69.6 | 69.6 | 0 | 190940.3422 |  |  | 190940.3422 | 0 |  | IPP Non-CHP | N | OP |  | Non Combustion (NUC, WAT, WND, GEO, or SUN)
EXCLUDE | TX | Golden Spread Panhandle Wnd Rch | 57866 | PWR | WND | WT | 78.2 | 78.2 | 0 | 131760 |  |  | 131760 | 0 |  | Electric Utility | N | OP |  | Non Combustion (NUC, WAT, WND, GEO, or SUN)
EXCLUDE | TX | Gonzales Hydro Plant | 7394 | 1 | WAT | HY | 0.5 | 0.3 | 0 | 0 |  |  | 0 | 0 |  | Electric Utility | N | OS |  | Non Combustion (NUC, WAT, WND, GEO, or SUN)
EXCLUDE | TX | Gonzales Hydro Plant | 7394 | 2 | WAT | HY | 0.5 | 0.3 | 0 | 0 |  |  | 0 | 0 |  | Electric Utility | N | OS |  | Non Combustion (NUC, WAT, WND, GEO, or SUN)
EXCLUDE | TX | Gonzales Hydro Plant | 7394 | 3 | WAT | HY | 0.5 | 0.3 | 0 | 0 |  |  | 0 | 0 |  | Electric Utility | N | OS |  | Non Combustion (NUC, WAT, WND, GEO, or SUN)
EXCLUDE | TX | Goodyear Beaumont Chemical Plant | 54321 | 2N80 | NG | GT | 5 | 4 | 0 | 38470.635 | 0.4243 | 237462.4684 | 90667.8364 | 33438.7329 |  | Industrial CHP | Y | OP |  | Simple Cycle Turbine (PRMVR=GT or OT) unit under 25MW
EXCLUDE | TX | Goodyear Beaumont Chemical Plant | 54321 | 3N80 | NG | ST | 14.8 | 13 | 0 | 104684.34 | 0.10254 | 4168316.6683 | 1020932.1422 | 402028.4237 |  | Industrial CHP | Y | OP |  | Steam unit (PRMVR=ST) under 25MW/250 MMBtu/hr
EXCLUDE | TX | Goodyear Beaumont Chemical Plant | 54321 | N802 | NG | GT | 5 | 4 | 0 | 38470.635 | 0.4243 | 237462.4684 | 90667.8364 | 33438.7329 |  | Industrial CHP | Y | OP |  | Simple Cycle Turbine (PRMVR=GT or OT) unit under 25MW
EXCLUDE | TX | Goodyear Beaumont Chemical Plant | 54321 | N803 | NG | GT | 5 | 4 | 0 | 38470.635 | 0.4243 | 237462.4684 | 90667.8364 | 33438.7329 |  | Industrial CHP | Y | OP |  | Simple Cycle Turbine (PRMVR=GT or OT) unit under 25MW
EXCLUDE | TX | Goodyear Beaumont Chemical Plant | 54321 | N804 | NG | GT | 5 | 4 | 0 | 38470.635 | 0.4243 | 237462.4684 | 90667.8364 | 33438.7329 |  | Industrial CHP | Y | OP |  | Simple Cycle Turbine (PRMVR=GT or OT) unit under 25MW
OGST | TX | Graham | 3490 | 1 | NG | ST | 247.7 | 225 | 2601 | 120394 |  |  | 120394 | 77543.647 |  | Electric Utility/IPP Non-CHP | N | OP
OGST | TX | Graham | 3490 | 2 | NG | ST | 387 | 390 | 4970 | 184329 |  |  | 184329 | 125341.796 |  | Electric Utility/IPP Non-CHP | N | OP
EXCLUDE | TX | Granite Shoals | 3597 | 1 | WAT | HY | 30 | 30 | 0 | 11907 |  |  | 11907 | 0 |  | Electric Utility | N | OP |  | Non Combustion (NUC, WAT, WND, GEO, or SUN)
EXCLUDE | TX | Granite Shoals | 3597 | 2 | WAT | HY | 30 | 30 | 0 | 11907 |  |  | 11907 | 0 |  | Electric Utility | N | OP |  | Non Combustion (NUC, WAT, WND, GEO, or SUN)
EXCLUDE | TX | Green Power 2 | 55470 | ST1 | NG | CC | 110 | 110 | 2450 | 468758.8042 | 0.44208 | 2691338.0985 | 1060348.3628 | 342430.4728 |  | Industrial CHP | Y | OP |  | Commercial/Industrial Unit
EXCLUDE | TX | Green Power 2 | 55470 | ST805 | NG | CC | 250 | 241.5 | 2400 | 1065360.9187 | 0.44208 | 6116677.4965 | 2409882.6427 | 778251.0746 |  | Industrial CHP | Y | OP |  | Commercial/Industrial Unit
EXCLUDE | TX | Green Power 2 | 55470 | TR1 | NG | CC | 167 | 158 | 2450 | 711661.0937 | 0.44208 | 4085940.5677 | 1609801.6053 | 519871.7178 |  | Industrial CHP | Y | OP |  | Commercial/Industrial Unit
EXCLUDE | TX | Green Power 2 | 55470 | TR2 | NG | CC | 167 | 158 | 2400 | 711661.0937 | 0.44208 | 4085940.5677 | 1609801.6053 | 519871.7178 |  | Industrial CHP | Y | OP |  | Commercial/Industrial Unit
EXCLUDE | TX | Green Power 2 | 55470 | TR3 | NG | CC | 167 | 158 | 2400 | 711661.0937 | 0.44208 | 4085940.5677 | 1609801.6053 | 519871.7178 |  | Industrial CHP | Y | OP |  | Commercial/Industrial Unit
OGST | TX | Greens Bayou | 3464 | 5 | NG | ST | 446.4 | 406 | 4545 | 229685 |  |  | 229685 | 176998.861 |  | Electric Utility/IPP Non-CHP | N | OP
SSTLOGN | TX | Greens Bayou | 3464 | 73 | NG | GT | 72 | 54 | 835 | 20519 |  |  | 20519 | 26421.232 |  | Electric Utility/IPP Non-CHP | N | OP
SSTLOGN | TX | Greens Bayou | 3464 | 74 | NG | GT | 72 | 54 | 835 | 20519 |  |  | 20519 | 26421.232 |  | Electric Utility/IPP Non-CHP | N | OP
SSTLOGN | TX | Greens Bayou | 3464 | 81 | NG | GT | 72 | 54 | 835 | 20519 |  |  | 20519 | 26421.232 |  | Electric Utility/IPP Non-CHP | N | OP
SSTLOGN | TX | Greens Bayou | 3464 | 82 | NG | GT | 72 | 64 | 835 | 20519 |  |  | 20519 | 26421.232 |  | Electric Utility/IPP Non-CHP | N | OP
SSTLOGN | TX | Greens Bayou | 3464 | 83 | NG | GT | 72 | 64 | 835 | 20519 |  |  | 20519 | 26421.232 |  | Electric Utility/IPP Non-CHP | N | OP
SSTLOGN | TX | Greens Bayou | 3464 | 84 | NG | GT | 72 | 64 | 835 | 20519 |  |  | 20519 | 26421.232 |  | Electric Utility/IPP Non-CHP | N | OP
NGCC | TX | Gregory Power Facility | 55086 | GT1A | NG | CC | 166 | 141 | 2311 | 1026579.6285 | 0.37234 | 7872894.8424 | 2757139.7492 | 639759.2252 |  | IPP CHP | Y | OP
NGCC | TX | Gregory Power Facility | 55086 | GT1B | NG | CC | 166 | 140 | 2311 | 1026579.6285 | 0.37234 | 7872894.8424 | 2757139.7492 | 639759.2252 |  | IPP CHP | Y | OP
NGCC | TX | Gregory Power Facility | 55086 | STG | NG | CC | 100 | 85 | 2311 | 618421.463 | 0.37234 | 4742707.7364 | 1660927.5598 | 385397.1236 |  | IPP CHP | Y | OP
EXCLUDE | TX | GRS Sunset Farms | 55588 | 1 | LFG | IC | 1 | 0.9 | 0 | 0 |  |  | 0 | 0 |  | IPP Non-CHP | N | OP |  | Internal Combustion (PRMVR=IC)
EXCLUDE | TX | GRS Sunset Farms | 55588 | 2 | LFG | IC | 1 | 0.9 | 0 | 0 |  |  | 0 | 0 |  | IPP Non-CHP | N | OP |  | Internal Combustion (PRMVR=IC)
EXCLUDE | TX | GRS Sunset Farms | 55588 | 3 | LFG | IC | 1 | 0.9 | 0 | 0 |  |  | 0 | 0 |  | IPP Non-CHP | N | OP |  | Internal Combustion (PRMVR=IC)
EXCLUDE | TX | GRS Sunset Farms | 55588 | 4 | LFG | IC | 1 | 0.9 | 0 | 0 |  |  | 0 | 0 |  | IPP Non-CHP | N | OP |  | Internal Combustion (PRMVR=IC)
NGCC | TX | Guadalupe Generating Station | 55153 | CTG1 | NG | CC | 184.6 | 150 | 1890 | 343729.9839 |  |  | 343729.9839 | 148782.9939 |  | IPP Non-CHP | N | OP
NGCC | TX | Guadalupe Generating Station | 55153 | CTG2 | NG | CC | 184.6 | 150 | 1890 | 343729.9839 |  |  | 343729.9839 | 148782.9939 |  | IPP Non-CHP | N | OP
NGCC | TX | Guadalupe Generating Station | 55153 | CTG3 | NG | CC | 184.6 | 148 | 1890 | 343729.9839 |  |  | 343729.9839 | 148782.9939 |  | IPP Non-CHP | N | OP
NGCC | TX | Guadalupe Generating Station | 55153 | CTG4 | NG | CC | 184.6 | 150 | 1890 | 343729.9839 |  |  | 343729.9839 | 148782.9939 |  | IPP Non-CHP | N | OP
NGCC | TX | Guadalupe Generating Station | 55153 | STG1 | NG | CC | 201.9 | 199 | 1890 | 375943.0322 |  |  | 375943.0322 | 162726.3622 |  | IPP Non-CHP | N | OP
NGCC | TX | Guadalupe Generating Station | 55153 | STG2 | NG | CC | 201.9 | 198 | 1890 | 375943.0322 |  |  | 375943.0322 | 162726.3622 |  | IPP Non-CHP | N | OP
EXCLUDE | TX | Gunsight Mountain Wind Energy LLC | 56776 | 1 | WND | WT | 120 | 120 | 0 | 0 |  |  | 0 | 0 |  | IPP Non-CHP | N | IP |  | Non Combustion (NUC, WAT, WND, GEO, or SUN)
EXCLUDE | TX | H 4 | 3583 | 1 | WAT | HY | 2.4 | 2.4 | 0 | 3772.89 |  |  | 3772.89 | 0 |  | Electric Utility | N | OP |  | Non Combustion (NUC, WAT, WND, GEO, or SUN)
EXCLUDE | TX | H 5 | 3584 | 1 | WAT | HY | 2.4 | 2.4 | 0 | 4170.87 |  |  | 4170.87 | 0 |  | Electric Utility | N | OP |  | Non Combustion (NUC, WAT, WND, GEO, or SUN)
EXCLUDE | TX | Hackberry Wind Farm | 56823 | HWFG1 | WND | WT | 165.6 | 162.3 | 0 | 355023 |  |  | 355023 | 0 |  | IPP Non-CHP | N | OP |  | Non Combustion (NUC, WAT, WND, GEO, or SUN)
EXCLUDE | TX | Hal C Weaver Power Plant | 50118 | GEN1 | NG | ST | 1.5 | 1.4 | 0 | 0 | 0 |  |  | 0 |  | Commercial CHP | Y | RE | 2001 | Steam unit (PRMVR=ST) under 25MW/250 MMBtu/hr
EXCLUDE | TX | Hal C Weaver Power Plant | 50118 | GEN10 | NG | CC | 34.4 | 33 | 0 | 77152.0944 | 0.61586 | 218929.7844 | 125275.5816 | 52535.3405 |  | Commercial CHP | Y | OP |  | Commercial/Industrial Unit
EXCLUDE | TX | Hal C Weaver Power Plant | 50118 | GEN2 | NG | ST | 1.5 | 1.4 | 0 | 0 | 0 |  |  | 0 |  | Commercial CHP | Y | RE | 2001 | Steam unit (PRMVR=ST) under 25MW/250 MMBtu/hr
EXCLUDE | TX | Hal C Weaver Power Plant | 50118 | GEN3 | NG | ST | 2.5 | 2.3 | 0 | 0 | 0 |  |  | 0 |  | Commercial CHP | Y | RE | 2001 | Steam unit (PRMVR=ST) under 25MW/250 MMBtu/hr
EXCLUDE | TX | Hal C Weaver Power Plant | 50118 | GEN4 | NG | CC | 7.6 | 7.6 | 0 | 17045.2302 | 0.61586 | 48368.2082 | 27677.1634 | 11606.645 |  | Commercial CHP | Y | OP |  | Combined Cycle (PRMVR=CC) unit under 25MW
EXCLUDE | TX | Hal C Weaver Power Plant | 50118 | GEN5 | NG | CC | 6 | 6 | 0 | 13456.7607 | 0.61586 | 38185.4275 | 21850.3921 | 9163.1408 |  | Commercial CHP | Y | OP |  | Combined Cycle (PRMVR=CC) unit under 25MW
EXCLUDE | TX | Hal C Weaver Power Plant | 50118 | GEN6 | NG | CC | 12.5 | 12.5 | 0 | 0 | 0.61586 | 0 | 0 | 0 |  | Commercial CHP | Y | RE | 2008 | Combined Cycle (PRMVR=CC) unit under 25MW
EXCLUDE | TX | Hal C Weaver Power Plant | 50118 | GEN7 | NG | CC | 28.8 | 27.6 | 0 | 64592.4511 | 0.61586 | 183290.0521 | 104881.8823 | 43983.0757 |  | Commercial CHP | Y | OP |  | Commercial/Industrial Unit
EXCLUDE | TX | Hal C Weaver Power Plant | 50118 | GEN8 | NG | CC | 48.5 | 46.5 | 0 | 108775.482 | 0.61586 | 308665.5391 | 176624.0032 | 74068.7213 |  | Commercial CHP | Y | OP |  | Commercial/Industrial Unit
EXCLUDE | TX | Hal C Weaver Power Plant | 50118 | GEN9 | NG | CC | 27.2 | 26.1 | 0 | 61003.9816 | 0.61586 | 173107.2714 | 99055.1111 | 41539.5715 |  | Commercial CHP | Y | OP |  | Commercial/Industrial Unit
EXCLUDE | TX | Handley | 3491 | 1 | NG | ST | 43.7 | 42 | 0 | 0 |  |  | 0 | 0 |  | IPP Non-CHP | N | RE | 2009 | Retired in 2009
EXCLUDE | TX | Handley | 3491 | 2 | NG | ST | 74.8 | 75 | 0 | 0 |  |  | 0 | 0 |  | IPP Non-CHP | N | RE | 2009 | Retired in 2009
OGST | TX | Handley | 3491 | 3 | NG | ST | 404.8 | 395 | 3888 | 138359 |  |  | 138359 | 94014.025 |  | Electric Utility/IPP Non-CHP | N | OP
OGST | TX | Handley | 3491 | 4 | NG | ST | 455 | 435 | 5500 | 219162 |  |  | 219162 | 159313.615 |  | Electric Utility/IPP Non-CHP | N | OP
OGST | TX | Handley | 3491 | 5 | NG | ST | 455 | 435 | 5634 | 227653 |  |  | 227653 | 168867.683 |  | Electric Utility/IPP Non-CHP | N | OP
SSTLOGN | TX | Hardin County Peaking Facility | 56604 | HC1 | NG | GT | 86.5 | 73 | 1110.5 | 51101.5 |  |  | 51101.5 | 45384.584 |  | Electric Utility | N | OP
SSTLOGN | TX | Hardin County Peaking Facility | 56604 | HC2 | NG | GT | 86.5 | 73 | 1110.5 | 51101.5 |  |  | 51101.5 | 46939.394 |  | Electric Utility | N | OP
COALST | TX | Harrington | 6193 | 1 | SUB | ST | 360 | 339 | 4631 | 2037806 |  |  | 2037806 | 2011644.759 |  | Electric Utility | N | OP
COALST | TX | Harrington | 6193 | 2 | SUB | ST | 360 | 339 | 4222 | 1764176 |  |  | 1764176 | 2011518.594 |  | Electric Utility | N | OP
COALST | TX | Harrington | 6193 | 3 | SUB | ST | 360 | 340 | 4397 | 1947829 |  |  | 1947829 | 1987680.361 |  | Electric Utility | N | OP
NGCC | TX | Harrison County Power Project | 55664 | GT-1 | NG | CC | 170 | 144.5 | 2201 | 244500.5614 |  |  | 244500.5614 | 117710.4101 |  | Electric Utility/IPP Non-CHP | N | OP
NGCC | TX | Harrison County Power Project | 55664 | GT-2 | NG | CC | 170 | 144.5 | 2260 | 244500.5614 |  |  | 244500.5614 | 117710.4101 |  | Electric Utility/IPP Non-CHP | N | OP
NGCC | TX | Harrison County Power Project | 55664 | ST-1 | NG | CC | 230 | 225.4 | 2201 | 330794.8772 |  |  | 330794.8772 | 159255.2608 |  | Electric Utility/IPP Non-CHP | N | OP
NGCC | TX | Hays Energy Project | 55144 | U1 | NG | CC | 241.7 | 215 | 2140 | 749703.7892 |  |  | 749703.7892 | 327834.1207 |  | Electric Utility/IPP Non-CHP | N | OP
NGCC | TX | Hays Energy Project | 55144 | U2 | NG | CC | 241.7 | 215 | 2140 | 749703.7892 |  |  | 749703.7892 | 327834.1207 |  | Electric Utility/IPP Non-CHP | N | OP
NGCC | TX | Hays Energy Project | 55144 | U3 | NG | CC | 252.8 | 224 | 2140 | 784133.7108 |  |  | 784133.7108 | 342889.8043 |  | Electric Utility/IPP Non-CHP | N | OP
NGCC | TX | Hays Energy Project | 55144 | U4 | NG | CC | 252.8 | 227 | 2140 | 784133.7108 |  |  | 784133.7108 | 342889.8043 |  | Electric Utility/IPP Non-CHP | N | OP
NGCC | TX | Hidalgo Energy Center | 55545 | CTG1 | NG | CC | 176.6 | 149 | 0 | 804478.8286 |  |  | 804478.8286 | 345122.9842 |  | Electric Utility/IPP Non-CHP | N | OP
NGCC | TX | Hidalgo Energy Center | 55545 | CTG2 | NG | CC | 176.6 | 149 | 0 | 804478.8286 |  |  | 804478.8286 | 345122.9842 |  | Electric Utility/IPP Non-CHP | N | OP
NGCC | TX | Hidalgo Energy Center | 55545 | STG1 | NG | CC | 198.1 | 172 | 0 | 902419.3428 |  |  | 902419.3428 | 387139.6555 |  | Electric Utility/IPP Non-CHP | N | OP
EXCLUDE | TX | Hidalgo Wind Farm LLC | 57617 | GEN1 | WND | WT | 100 | 100 | 0 | 0 |  |  | 0 | 0 |  | IPP Non-CHP | N | P |  | Non Combustion (NUC, WAT, WND, GEO, or SUN)
EXCLUDE | TX | High Plains Wind Power LLC | 56834 | 1 | WND | WT | 10 | 10 | 0 | 31928 |  |  | 31928 | 0 |  | IPP Non-CHP | N | OP |  | Non Combustion (NUC, WAT, WND, GEO, or SUN)
EXCLUDE | TX | Holly Street | 3549 | 1 | NG | ST | 100 | 100 | 0 | 0 |  |  | 0 | 0 |  | Electric Utility | N | RE | 2004 | Retired in 2004
EXCLUDE | TX | Holly Street | 3549 | 2 | NG | ST | 100 | 100 | 0 | 0 |  |  | 0 | 0 |  | Electric Utility | N | RE | 2004 | Retired in 2004
EXCLUDE | TX | Holly Street | 3549 | 3 | NG | ST | 165 | 195 | 0 | 0 |  |  | 0 | 0 |  | Electric Utility | N | RE | 2007 | Retired in 2007
EXCLUDE | TX | Holly Street | 3549 | 4 | NG | ST | 193 | 196 | 0 | 0 |  |  | 0 | 0 |  | Electric Utility | N | RE | 2007 | Retired in 2007
EXCLUDE | TX | Hoover Company | 55536 | 542 | DFO | IC | 1.8 | 1.8 | 0 | 0 |  |  | 0 | 0 |  | Industrial Non-CHP | N | SB |  | Internal Combustion (PRMVR=IC)
EXCLUDE | TX | Hoover Company | 55536 | 543 | DFO | IC | 1.8 | 1.8 | 0 | 0 |  |  | 0 | 0 |  | Industrial Non-CHP | N | SB |  | Internal Combustion (PRMVR=IC)
EXCLUDE | TX | Hoover Company | 55536 | 544 | DFO | IC | 1.8 | 1.8 | 0 | 0 |  |  | 0 | 0 |  | Industrial Non-CHP | N | SB |  | Internal Combustion (PRMVR=IC)
EXCLUDE | TX | Hoover Company | 55536 | 545 | DFO | IC | 1.8 | 1.8 | 0 | 0 |  |  | 0 | 0 |  | Industrial Non-CHP | N | SB |  | Internal Combustion (PRMVR=IC)
EXCLUDE | TX | Horse Hollow Wind Energy Center | 56291 | 1 | WND | WT | 213 | 213 | 0 | 534612.6241 |  |  | 534612.6241 | 0 |  | IPP Non-CHP | N | OP |  | Non Combustion (NUC, WAT, WND, GEO, or SUN)
EXCLUDE | TX | Horse Hollow Wind Energy Center | 56291 | 2 | WND | WT | 223.5 | 223.5 | 0 | 560966.7675 |  |  | 560966.7675 | 0 |  | IPP Non-CHP | N | OP |  | Non Combustion (NUC, WAT, WND, GEO, or SUN)
EXCLUDE | TX | Horse Hollow Wind Energy Center | 56291 | 3 | WND | WT | 299 | 299 | 0 | 750465.6084 |  |  | 750465.6084 | 0 |  | IPP Non-CHP | N | OP |  | Non Combustion (NUC, WAT, WND, GEO, or SUN)
EXCLUDE | TX | Houston Chemical Complex Battleground | 50043 | GT1 | NG | CC | 74 | 66 | 0 | 406794.418 | 0.97322 | 50916.1589 | 417986.4224 | 257704.0706 |  | Industrial CHP | Y | OP |  | Commercial/Industrial Unit
EXCLUDE | TX | Houston Chemical Complex Battleground | 50043 | GT2 | NG | CC | 74 | 66 | 0 | 406794.418 | 0.97322 | 50916.1589 | 417986.4224 | 257704.0706 |  | Industrial CHP | Y | OP |  | Commercial/Industrial Unit
EXCLUDE | TX | Houston Chemical Complex Battleground | 50043 | GT3 | NG | CC | 81 | 69 | 0 | 445274.971 | 0.97322 | 55732.5523 | 457525.6786 | 282081.4827 |  | Industrial CHP | Y | OP |  | Commercial/Industrial Unit
EXCLUDE | TX | Houston Chemical Complex Battleground | 50043 | ST | NG | CC | 87.4 | 62 | 0 | 480457.191 | 0.97322 | 60136.112 | 493675.8557 | 304369.4023 |  | Industrial CHP | Y | OP |  | Commercial/Industrial Unit
EXCLUDE | TX | Hueco Mountain Wind Ranch | 55578 | EXIS | WND | WT | 1.3 | 1.3 | 0 | 2128 |  |  | 2128 | 0 |  | Electric Utility | N | OP |  | Non Combustion (NUC, WAT, WND, GEO, or SUN)
EXCLUDE | TX | IKEA Round Rock 027 | 58013 | PV | SUN | PV | 1.4 | 1.3 | 0 | 0 |  |  | 0 | 0 |  | Commercial Non-CHP | N | U |  | Non Combustion (NUC, WAT, WND, GEO, or SUN)
EXCLUDE | TX | Inadale Wind Farm LLC | 56984 | 1 | WND | WT | 197 | 197 | 0 | 380443 |  |  | 380443 | 0 |  | IPP Non-CHP | N | OP |  | Non Combustion (NUC, WAT, WND, GEO, or SUN)
EXCLUDE | TX | Ingleside Cogeneration | 55313 | CTG1 | NG | CC | 170.1 | 155 | 0 | 832911.6228 | 0.92538 | 305562.9436 | 900078.1549 | 451709.8611 |  | Industrial CHP | Y | OP |  | Commercial/Industrial Unit
EXCLUDE | TX | Ingleside Cogeneration | 55313 | CTG2 | NG | CC | 170.1 | 155 | 0 | 832911.6228 | 0.92538 | 305562.9436 | 900078.1549 | 451709.8611 |  | Industrial CHP | Y | OP |  | Commercial/Industrial Unit
EXCLUDE | TX | Ingleside Cogeneration | 55313 | STG | NG | CC | 208 | 150 | 0 | 1018492.7545 | 0.92538 | 373645.4572 | 1100624.6692 | 552355.3857 |  | Industrial CHP | Y | OP |  | Commercial/Industrial Unit
EXCLUDE | TX | Inks | 3598 | 1 | WAT | HY | 15 | 13.8 | 0 | 16857 |  |  | 16857 | 0 |  | Electric Utility | N | OP |  | Non Combustion (NUC, WAT, WND, GEO, or SUN)
EXCLUDE | TX | International Paper Texarkana Mill | 54097 | GEN1 | BLQ | ST | 25 | 25 | 0 | 118453.99 | 0.25342 | 1587570.1263 | 467421.6321 | 596336.4972 |  | Industrial CHP | Y | OP |  | Commercial/Industrial Unit
EXCLUDE | TX | International Paper Texarkana Mill | 54097 | GEN2 | BLQ | ST | 40 | 40 | 0 | 277282.52 | 0.25342 | 3716256.7956 | 1094161.9446 | 1395931.7598 |  | Industrial CHP | Y | OP |  | Commercial/Industrial Unit
COALST | TX | J K Spruce | 7097 | 1 | SUB | ST | 566 | 555 | 6099.6 | 3961657 |  |  | 3961657 | 4464657.35 |  | Electric Utility | N | OP
COALST | TX | J K Spruce | 7097 | 2 | SUB | ST | 878 | 775 | 9727.9 | 5016817 |  |  | 5016817 | 5870822.075 |  | Electric Utility | N | OP
EXCLUDE | TX | J L Bates | 3438 | 1 | NG | ST | 75 | 72 | 0 | 0 |  |  | 0 | 0 |  | IPP Non-CHP | N | RE | 2008 | Retired in 2008
EXCLUDE | TX | J L Bates | 3438 | 2 | NG | ST | 113.7 | 110 | 0 | 0 |  |  | 0 | 0 |  | IPP Non-CHP | N | RE | 2008 | Retired in 2008
EXCLUDE | TX | J Robert Massengale | 3604 | 4 | NG | ST | 11.5 | 10 | 0 | 0 |  |  | 0 | 0 |  | Electric Utility | N | OS |  | Steam unit (PRMVR=ST) under 25MW/250 MMBtu/hr
EXCLUDE | TX | J Robert Massengale | 3604 | 5 | NG | ST | 11.5 | 10 | 0 | 0 |  |  | 0 | 0 |  | Electric Utility | N | OS |  | Steam unit (PRMVR=ST) under 25MW/250 MMBtu/hr
NGCC | TX | J Robert Massengale | 3604 | 7 | NG | CC | 22 | 18 | 492 | 78976.5952 | 0.27022 | 970316.7685 | 292264.2788 | 38666.013 | 1 | Electric Utility/Cogeneration | Y | OP
NGCC | TX | J Robert Massengale | 3604 | 8 | NG | CC | 40 | 38 | 492 | 143593.8095 | 0.54623 | 542674.7654 | 262880.4666 | 70301.8419 |  | Electric Utility/Cogeneration | Y | OP
NGCC | TX | J Robert Massengale | 3604 | 6A | NG | CC | 22 | 18 | 492 | 78976.5952 | 0.27022 | 970316.7685 | 292264.2788 | 38666.013 | 1 | Electric Utility/Cogeneration | Y | OP
COALST | TX | J T Deely | 6181 | 1 | SUB | ST | 486 | 435 | 5161.8 | 3292125 |  |  | 3292125 | 3462253.348 |  | Electric Utility | N | OP
COALST | TX | J T Deely | 6181 | 2 | SUB | ST | 446 | 436 | 5161.8 | 3026103 |  |  | 3026103 | 3053517.427 |  | Electric Utility | N | OP
NGCC | TX | Jack County | 55230 | CT1 | NG | CC | 170 | 165 | 2981 | 526827.0781 |  |  | 526827.0781 | 247168.6751 |  | Electric Utility | N | OP
NGCC | TX | Jack County | 55230 | CT2 | NG | CC | 170 | 165 | 2981 | 526827.0781 |  |  | 526827.0781 | 247168.6751 |  | Electric Utility | N | OP
NGCC | TX | Jack County | 55230 | CT3 | NG | CC | 170 | 165 | 2365 | 526827.0781 |  |  | 526827.0781 | 247168.6751 |  | Electric Utility | N | OP
NGCC | TX | Jack County | 55230 | CT4 | NG | CC | 170 | 165 | 2365 | 526827.0781 |  |  | 526827.0781 | 247168.6751 |  | Electric Utility | N | OP
NGCC | TX | Jack County | 55230 | ST1 | NG | CC | 300 | 290.5 | 2981 | 929694.8438 |  |  | 929694.8438 | 436180.0148 |  | Electric Utility | N | OP
NGCC | TX | Jack County | 55230 | ST2 | NG | CC | 300 | 290.5 | 2365 | 929694.8438 |  |  | 929694.8438 | 436180.0148 |  | Electric Utility | N | OP
EXCLUDE | TX | Jameson Gas Processing Plant | 55052 | 620 | NG | IC | 0.3 | 0.3 | 0 | 0 |  |  | 0 | 0 |  | Industrial Non-CHP | N | OP |  | Internal Combustion (PRMVR=IC)
EXCLUDE | TX | Jameson Gas Processing Plant | 55052 | 621 | NG | IC | 0.3 | 0.3 | 0 | 0 |  |  | 0 | 0 |  | Industrial Non-CHP | N | OP |  | Internal Combustion (PRMVR=IC)
EXCLUDE | TX | Jameson Gas Processing Plant | 55052 | 622 | NG | IC | 0.5 | 0.5 | 0 | 0 |  |  | 0 | 0 |  | Industrial Non-CHP | N | OP |  | Internal Combustion (PRMVR=IC)
EXCLUDE | TX | Jameson Gas Processing Plant | 55052 | 623 | NG | IC | 0.5 | 0.5 | 0 | 0 |  |  | 0 | 0 |  | Industrial Non-CHP | N | RE | 1999 | Internal Combustion (PRMVR=IC)
EXCLUDE | TX | JCO Oxides Olefins Plant | 54637 | GCG1 | NG | GT | 38.6 | 30.5 | 0 | 217667.5 | 0.22818 | 3349422.5264 | 953912.1937 | 394011.3462 |  | Industrial CHP | Y | OP |  | Commercial/Industrial Unit
EXCLUDE | TX | JCO Oxides Olefins Plant | 54637 | GCG2 | NG | GT | 38.6 | 30.5 | 0 | 217667.5 | 0.22818 | 3349422.5264 | 953912.1937 | 394011.3462 |  | Industrial CHP | Y | OP |  | Commercial/Industrial Unit
NGCC | TX | Johnson County | 54817 | GT-1 | NG | CC | 178.2 | 163 | 2500 | 767223.514 |  |  | 767223.514 | 367680.8123 |  | Electric Utility | N | OP
NGCC | TX | Johnson County | 54817 | ST-1 | NG | CC | 104.4 | 104 | 2500 | 449484.483 |  |  | 449484.483 | 215408.9607 |  | Electric Utility | N | OP
OGST | TX | Jones | 3482 | 1 | NG | ST | 247.5 | 243 | 3053 | 925072 |  |  | 925072 | 601309.95 |  | Electric Utility | N | OP
OGST | TX | Jones | 3482 | 2 | NG | ST | 247.5 | 243 | 2611 | 861520 |  |  | 861520 | 580722.568 |  | Electric Utility | N | OP
SSTLOGN | TX | Jones | 3482 | 3 | NG | GT | 182.7 | 171 | 2099 | 13970.2416 |  |  | 13970.2416 | 8153.355 |  | Electric Utility | N | OP
EXCLUDE | TX | Jones | 3482 | 4 | NG | GT | 180 | 187 | 0 | 0 |  |  | 0 | 0 |  | Electric Utility | N | L |  | Status of operation (IP,L,P,T,or U)
EXCLUDE | TX | King Mountain Wind Ranch 1 | 55581 | EXIS | WND | WT | 278 | 278 | 0 | 685338 |  |  | 685338 | 0 |  | IPP Non-CHP | N | OP |  | Non Combustion (NUC, WAT, WND, GEO, or SUN)
OGST | TX | Knox Lee | 3476 | 2 | NG | ST | 38 | 31 | 411 | 14585 |  |  | 14585 | 13228.286 |  | Electric Utility | N | OP
OGST | TX | Knox Lee | 3476 | 3 | NG | ST | 38 | 25 | 411 | 15525 |  |  | 15525 | 17364.171 |  | Electric Utility | N | OP
OGST | TX | Knox Lee | 3476 | 4 | NG | ST | 74 | 73 | 848 | 67376 |  |  | 67376 | 52497.978 |  | Electric Utility | N | OP
OGST | TX | Knox Lee | 3476 | 5 | NG | ST | 351 | 342 | 3368 | 490399 |  |  | 490399 | 301236.364 |  | Electric Utility | N | OP
EXCLUDE | TX | La Palma | 3442 | 4 | NG | ST | 23 | 24 | 0 | 0 |  |  | 0 | 0 |  | IPP Non-CHP | N | RE | 2007 | Steam unit (PRMVR=ST) under 25MW/250 MMBtu/hr
EXCLUDE | TX | La Palma | 3442 | 5 | NG | ST | 23 | 24 | 0 | 0 |  |  | 0 | 0 |  | IPP Non-CHP | N | RE | 2007 | Steam unit (PRMVR=ST) under 25MW/250 MMBtu/hr
EXCLUDE | TX | La Palma | 3442 | 6 | NG | ST | 163.2 | 155 | 0 | 0 |  |  | 0 | 0 |  | IPP Non-CHP | N | RE | 2007 | Retired in 2007
EXCLUDE | TX | La Palma | 3442 | 7 | NG | GT | 49.1 | 52 | 0 | 0 |  |  | 0 | 0 |  | IPP Non-CHP | N | RE | 2006 | Retired in 2006
EXCLUDE | TX | Lake Creek | 3502 | D1 | DFO | IC | 2 | 2 | 0 | 0 |  |  | 0 | 0 |  | IPP Non-CHP | N | OS |  | Internal Combustion (PRMVR=IC)
EXCLUDE | TX | Lake Creek | 3502 | D2 | DFO | IC | 2 | 2 | 0 | 0 |  |  | 0 | 0 |  | IPP Non-CHP | N | OS |  | Internal Combustion (PRMVR=IC)
EXCLUDE | TX | Lake Creek | 3502 | D3 | DFO | IC | 2 | 2 | 0 | 0 |  |  | 0 | 0 |  | IPP Non-CHP | N | OS |  | Internal Combustion (PRMVR=IC)
OGST | TX | Lake Creek | 3502 | ST1 | NG | ST | 79.6 | 87 | 0 | 0 |  |  | 0 | 0 |  | IPP Non-CHP | N | OS
OGST | TX | Lake Creek | 3502 | ST2 | NG | ST | 236 | 230 | 0 | 0 |  |  | 0 | 0 |  | IPP Non-CHP | N | OS
EXCLUDE | TX | Lake Creek | 3502 | ST3 | SUB | ST | 800 | 800 | 0 | 0 |  |  | 0 | 0 |  | IPP Non-CHP | N | IP |  | Status of operation (IP,L,P,T,or U)
OGST | TX | Lake Hubbard | 3452 | 1 | NG | ST | 396.5 | 392 | 4620 | 125423 |  |  | 125423 | 104399.756 |  | Electric Utility/IPP Non-CHP | N | OP
OGST | TX | Lake Hubbard | 3452 | 2 | NG | ST | 531 | 524 | 5598 | 534242 |  |  | 534242 | 359658.608 |  | Electric Utility/IPP Non-CHP | N | OP
EXCLUDE | TX | Lake Stryker | 3504 | D1 | DFO | IC | 2 | 2 | 0 | 0 |  |  | 0 | 0 |  | IPP Non-CHP | N | OP |  | Internal Combustion (PRMVR=IC)
EXCLUDE | TX | Lake Stryker | 3504 | D2 | DFO | IC | 2 | 2 | 0 | 0 |  |  | 0 | 0 |  | IPP Non-CHP | N | OP |  | Internal Combustion (PRMVR=IC)
EXCLUDE | TX | Lake Stryker | 3504 | D3 | DFO | IC | 2 | 2 | 0 | 0 |  |  | 0 | 0 |  | IPP Non-CHP | N | OP |  | Internal Combustion (PRMVR=IC)
EXCLUDE | TX | Lake Stryker | 3504 | D4 | DFO | IC | 2 | 2 | 0 | 0 |  |  | 0 | 0 |  | IPP Non-CHP | N | OP |  | Internal Combustion (PRMVR=IC)
EXCLUDE | TX | Lake Stryker | 3504 | D5 | DFO | IC | 2 | 2 | 0 | 0 |  |  | 0 | 0 |  | IPP Non-CHP | N | OP |  | Internal Combustion (PRMVR=IC)
OGST | TX | Lake Stryker | 3504 | ST1 | NG | ST | 176.8 | 167 | 2081 | 46465 |  |  | 46465 | 36896.407 |  | Electric Utility/IPP Non-CHP | N | OP
OGST | TX | Lake Stryker | 3504 | ST2 | NG | ST | 526.6 | 502 | 5472 | 254848 |  |  | 254848 | 181398.421 |  | Electric Utility/IPP Non-CHP | N | OP
NGCC | TX | Lamar Power Project | 55097 | CTG1 | NG | CC | 171.7 | 150 | 1900 | 676140.3704 |  |  | 676140.3704 | 298142.1349 |  | Electric Utility/IPP Non-CHP | N | OP
NGCC | TX | Lamar Power Project | 55097 | CTG2 | NG | CC | 171.7 | 150 | 1900 | 676140.3704 |  |  | 676140.3704 | 298142.1349 |  | Electric Utility/IPP Non-CHP | N | OP
NGCC | TX | Lamar Power Project | 55097 | CTG3 | NG | CC | 171.7 | 150 | 1900 | 676140.3704 |  |  | 676140.3704 | 298142.1349 |  | Electric Utility/IPP Non-CHP | N | OP
NGCC | TX | Lamar Power Project | 55097 | CTG4 | NG | CC | 171.7 | 150 | 1900 | 676140.3704 |  |  | 676140.3704 | 298142.1349 |  | Electric Utility/IPP Non-CHP | N | OP
NGCC | TX | Lamar Power Project | 55097 | STG1 | NG | CC | 202 | 202 | 1900 | 795459.2593 |  |  | 795459.2593 | 350755.4528 |  | Electric Utility/IPP Non-CHP | N | OP
NGCC | TX | Lamar Power Project | 55097 | STG2 | NG | CC | 202 | 202 | 1900 | 795459.2593 |  |  | 795459.2593 | 350755.4528 |  | Electric Utility/IPP Non-CHP | N | OP
EXCLUDE | TX | Langford Wind Power | 57153 | 1 | WND | WT | 150 | 150 | 0 | 452455 |  |  | 452455 | 0 |  | IPP Non-CHP | N | OP |  | Non Combustion (NUC, WAT, WND, GEO, or SUN)
EXCLUDE | TX | Laredo | 3439 | 1 | NG | ST | 34.5 | 32 | 0 | 0 |  |  | 0 | 0 |  | IPP Non-CHP | N | RE | 2008 | Retired in 2008
EXCLUDE | TX | Laredo | 3439 | 2 | NG | ST | 37.5 | 32 | 0 | 0 |  |  | 0 | 0 |  | IPP Non-CHP | N | RE | 2008 | Retired in 2008
EXCLUDE | TX | Laredo | 3439 | 3 | NG | ST | 115.2 | 105 | 0 | 0 |  |  | 0 | 0 |  | IPP Non-CHP | N | RE | 2008 | Retired in 2008
SSTLOGN | TX | Laredo | 3439 | 4 | NG | GT | 131.8 | 89 | 1006.3 | 49819 |  |  | 49819 | 40123.856 |  | Electric Utility/IPP Non-CHP | N | OP
SSTLOGN | TX | Laredo | 3439 | 5 | NG | GT | 131.8 | 89 | 947.1 | 49819 |  |  | 49819 | 20104.063 |  | Electric Utility/IPP Non-CHP | N | OP
EXCLUDE | TX | LDH Signal Hill LLC | 50127 | GTA | NG | CC | 20 | 20 | 0 | 4897.5 |  |  | 4897.5 | 3470.2846 |  | IPP Non-CHP | N | OP |  | Combined Cycle (PRMVR=CC) unit under 25MW
EXCLUDE | TX | LDH Signal Hill LLC | 50127 | GTB | NG | CC | 20 | 20 | 0 | 4897.5 |  |  | 4897.5 | 3470.2846 |  | IPP Non-CHP | N | OP |  | Combined Cycle (PRMVR=CC) unit under 25MW
EXCLUDE | TX | LDH Signal Hill LLC | 50127 | GTC | NG | CC | 20 | 20 | 0 | 4897.5 |  |  | 4897.5 | 3470.2846 |  | IPP Non-CHP | N | OP |  | Combined Cycle (PRMVR=CC) unit under 25MW
EXCLUDE | TX | LDH Signal Hill LLC | 50127 | STD | NG | CC | 20 | 17 | 0 | 4897.5 |  |  | 4897.5 | 3470.2846 |  | IPP Non-CHP | N | OP |  | Combined Cycle (PRMVR=CC) unit under 25MW
OGST | TX | Leon Creek | 3609 | 3 | NG | ST | 75 | 60 | 0 | 0 |  |  | 0 | 0 |  | Electric Utility | N | OS
OGST | TX | Leon Creek | 3609 | 4 | NG | ST | 113.7 | 95 | 0 | 0 |  |  | 0 | 0 |  | Electric Utility | N | OS
SSTLOGN | TX | Leon Creek | 3609 | CGT1 | NG | GT | 57.4 | 46 | 530 | 39237.5 |  |  | 39237.5 | 18766.05 |  | Electric Utility | N | OP
SSTLOGN | TX | Leon Creek | 3609 | CGT2 | NG | GT | 57.4 | 46 | 498.5 | 39237.5 |  |  | 39237.5 | 26225.475 |  | Electric Utility | N | OP
SSTLOGN | TX | Leon Creek | 3609 | CGT3 | NG | GT | 57.4 | 46 | 498.5 | 39237.5 |  |  | 39237.5 | 26052.75 |  | Electric Utility | N | OP
SSTLOGN | TX | Leon Creek | 3609 | CGT4 | NG | GT | 57.4 | 46 | 498.5 | 39237.5 |  |  | 39237.5 | 26334.325 |  | Electric Utility | N | OP
EXCLUDE | TX | Leviton Manufacturing | 55637 | GEN1 | DFO | IC | 1.8 | 1.8 | 0 | 0 |  |  | 0 | 0 |  | Industrial Non-CHP | N | SB |  | Internal Combustion (PRMVR=IC)
OGST | TX | Lewis Creek | 3457 | 1 | NG | ST | 271.4 | 230 | 2690 | 939690 |  |  | 939690 | 689324.749 |  | Electric Utility | N | OP
OGST | TX | Lewis Creek | 3457 | 2 | NG | ST | 271.4 | 230 | 2550 | 779877 |  |  | 779877 | 509485.757 |  | Electric Utility | N | OP
EXCLUDE | TX | Lewisville | 794 | 1 | WAT | HY | 2.8 | 2 | 0 | 6101 |  |  | 6101 | 0 |  | Electric Utility | N | OP |  | Non Combustion (NUC, WAT, WND, GEO, or SUN)
COALST | TX | Limestone | 298 | 1 | SUB | ST | 910.4 | 831 | 11107 | 6489799 |  |  | 6489799 | 6960590.311 |  | Electric Utility/IPP Non-CHP | N | OP
COALST | TX | Limestone | 298 | 2 | SUB | ST | 956.8 | 858 | 11107 | 6994269 |  |  | 6994269 | 7749971.158 |  | Electric Utility/IPP Non-CHP | N | OP
EXCLUDE | TX | Little Pringle I Wind Farm | 57263 | LP1 | WND | WT | 10 | 10 | 0 | 27387 |  |  | 27387 | 0 |  | IPP Non-CHP | N | OP |  | Non Combustion (NUC, WAT, WND, GEO, or SUN)
EXCLUDE | TX | Little Pringle II Wind Farm | 57264 | LP2 | WND | WT | 10 | 10 | 0 | 28747 |  |  | 28747 | 0 |  | IPP Non-CHP | N | OP |  | Non Combustion (NUC, WAT, WND, GEO, or SUN)
EXCLUDE | TX | Llano Estacado Wind Ranch | 55579 | EXIS | WND | WT | 80 | 80 | 0 | 234814 |  |  | 234814 | 0 |  | IPP Non-CHP | N | OP |  | Non Combustion (NUC, WAT, WND, GEO, or SUN)
EXCLUDE | TX | Lon C Hill | 3440 | 1 | NG | ST | 75 | 75 | 0 | 0 |  |  | 0 | 0 |  | IPP Non-CHP | N | RE | 2006 | Retired in 2006
EXCLUDE | TX | Lon C Hill | 3440 | 2 | NG | ST | 75 | 75 | 0 | 0 |  |  | 0 | 0 |  | IPP Non-CHP | N | RE | 2006 | Retired in 2006
EXCLUDE | TX | Lon C Hill | 3440 | 3 | NG | ST | 163.2 | 164 | 0 | 0 |  |  | 0 | 0 |  | IPP Non-CHP | N | RE | 2010 | Retired in 2010
EXCLUDE | TX | Lon C Hill | 3440 | 4 | NG | ST | 261 | 245 | 0 | 0 |  |  | 0 | 0 |  | IPP Non-CHP | N | RE | 2006 | Retired in 2006
OGST | TX | Lone Star | 3477 | 1 | NG | ST | 40 | 50 | 600 | 45146 |  |  | 45146 | 29451.802 |  | Electric Utility | N | OP
EXCLUDE | TX | Loraine Windpower Park LLC | 57303 | LWG1 | WND | WT | 75 | 75 | 0 | 144231 |  |  | 144231 | 0 |  | IPP Non-CHP | N | OP |  | Non Combustion (NUC, WAT, WND, GEO, or SUN)
EXCLUDE | TX | Loraine Windpower Park LLC | 57303 | LWG2 | WND | WT | 75 | 75 | 0 | 144231 |  |  | 144231 | 0 |  | IPP Non-CHP | N | OP |  | Non Combustion (NUC, WAT, WND, GEO, or SUN)
EXCLUDE | TX | Los Vientos Wind 1A | 57751 | 1 | WND | WT | 200 | 200 | 0 | 0 |  |  | 0 | 0 |  | Industrial Non-CHP | N | P |  | Non Combustion (NUC, WAT, WND, GEO, or SUN)
EXCLUDE | TX | Los Vientos Wind 1B | 57752 | 1 | WND | WT | 201.6 | 201.6 | 0 | 0 |  |  | 0 | 0 |  | Industrial Non-CHP | N | P |  | Non Combustion (NUC, WAT, WND, GEO, or SUN)
NGCC | TX | Lost Pines 1 Power Project | 55154 | CTA | NG | CC | 195.5 | 166 | 1990 | 1168921.4429 |  |  | 1168921.4429 | 493036.0474 |  | Electric Utility | N | OP
NGCC | TX | Lost Pines 1 Power Project | 55154 | CTB | NG | CC | 195.5 | 165 | 1990 | 1168921.4429 |  |  | 1168921.4429 | 493036.0474 |  | Electric Utility | N | OP
NGCC | TX | Lost Pines 1 Power Project | 55154 | ST | NG | CC | 204 | 185 | 1990 | 1219744.1143 |  |  | 1219744.1143 | 514472.3973 |  | Electric Utility | N | OP
EXCLUDE | TX | Lubbock Wind Ranch | 57259 | 1 | WND | WT | 7.5 | 7.5 | 0 | 15868 |  |  | 15868 | 0 |  | IPP Non-CHP | N | OP |  | Non Combustion (NUC, WAT, WND, GEO, or SUN)
NGCC | TX | Magic Valley Generating Station | 55123 | CTG1 | NG | CC | 267 | 221 | 2508 | 1241454.6667 |  |  | 1241454.6667 | 533655.5043 |  | Electric Utility/IPP Non-CHP | N | OP
NGCC | TX | Magic Valley Generating Station | 55123 | CTG2 | NG | CC | 267 | 221 | 2508 | 1241454.6667 |  |  | 1241454.6667 | 533655.5043 |  | Electric Utility/IPP Non-CHP | N | OP
NGCC | TX | Magic Valley Generating Station | 55123 | STG | NG | CC | 267 | 240 | 2508 | 1241454.6667 |  |  | 1241454.6667 | 533655.5043 |  | Electric Utility/IPP Non-CHP | N | OP
EXCLUDE | TX | Magic Valley Wind Farm I LLC | 57802 | MV1 | WND | WT | 203 | 203 | 0 | 0 |  |  | 0 | 0 |  | IPP Non-CHP | N | U |  | Non Combustion (NUC, WAT, WND, GEO, or SUN)
EXCLUDE | TX | Majestic 1 Wind Farm | 56648 | 1 | WND | WT | 79.5 | 79.5 | 0 | 331938 |  |  | 331938 | 0 |  | IPP Non-CHP | N | OP |  | Non Combustion (NUC, WAT, WND, GEO, or SUN)
EXCLUDE | TX | Majestic 2 Wind Farm | 56658 | 1 | WND | WT | 79.2 | 79.2 | 0 | 0 |  |  | 0 | 0 |  | IPP Non-CHP | N | IP |  | Non Combustion (NUC, WAT, WND, GEO, or SUN)
EXCLUDE | TX | Marble Falls | 3599 | 1 | WAT | HY | 22 | 20.8 | 0 | 7834.5 |  |  | 7834.5 | 0 |  | Electric Utility | N | OP |  | Non Combustion (NUC, WAT, WND, GEO, or SUN)
EXCLUDE | TX | Marble Falls | 3599 | 2 | WAT | HY | 22 | 20.6 | 0 | 7834.5 |  |  | 7834.5 | 0 |  | Electric Utility | N | OP |  | Non Combustion (NUC, WAT, WND, GEO, or SUN)
EXCLUDE | TX | Marshall Ford | 3600 | 1 | WAT | HY | 36 | 36 | 0 | 31175 |  |  | 31175 | 0 |  | Electric Utility | N | OP |  | Non Combustion (NUC, WAT, WND, GEO, or SUN)
EXCLUDE | TX | Marshall Ford | 3600 | 2 | WAT | HY | 36 | 36 | 0 | 31175 |  |  | 31175 | 0 |  | Electric Utility | N | OP |  | Non Combustion (NUC, WAT, WND, GEO, or SUN)
EXCLUDE | TX | Marshall Ford | 3600 | 3 | WAT | HY | 36 | 36 | 0 | 31175 |  |  | 31175 | 0 |  | Electric Utility | N | OP |  | Non Combustion (NUC, WAT, WND, GEO, or SUN)
COALST | TX | Martin Lake | 6146 | 1 | LIG | ST | 793.2 | 800 | 9210 | 5855375 |  |  | 5855375 | 7018659.04 |  | Electric Utility/IPP Non-CHP | N | OP
COALST | TX | Martin Lake | 6146 | 2 | LIG | ST | 793.2 | 805 | 9257 | 6237573 |  |  | 6237573 | 6993898.723 |  | Electric Utility/IPP Non-CHP | N | OP
COALST | TX | Martin Lake | 6146 | 3 | LIG | ST | 793.2 | 805 | 9484 | 5526402 |  |  | 5526402 | 6214279.389 |  | Electric Utility/IPP Non-CHP | N | OP
EXCLUDE | TX | Martin Lake | 6146 | 4 | SUB | ST | 800 | 800 | 0 | 0 |  |  | 0 | 0 |  | IPP Non-CHP | N | IP |  | Status of operation (IP,L,P,T,or U)
EXCLUDE | TX | McAdoo Wind Energy LLC | 56773 | 1 | WND | WT | 150 | 150 | 0 | 599611 |  |  | 599611 | 0 |  | IPP Non-CHP | N | OP |  | Non Combustion (NUC, WAT, WND, GEO, or SUN)
EXCLUDE | TX | McKinney LFG | 57508 | GEN1 | LFG | IC | 1.6 | 1.3 | 0 | 0 |  |  | 0 | 0 |  | IPP Non-CHP | N | OP |  | Internal Combustion (PRMVR=IC)
EXCLUDE | TX | McKinney LFG | 57508 | GEN2 | LFG | IC | 1.6 | 1.3 | 0 | 0 |  |  | 0 | 0 |  | IPP Non-CHP | N | OP |  | Internal Combustion (PRMVR=IC)
EXCLUDE | TX | MeadWestvaco Evadale | 50101 | GEN1 | BLQ | ST | 7.5 | 9.2 | 0 | 68165.226 | 0.12411 | 2188454.1404 | 549214.6414 | 346387.7034 |  | Industrial CHP | Y | OP |  | Steam unit (PRMVR=ST) under 25MW/250 MMBtu/hr
EXCLUDE | TX | MeadWestvaco Evadale | 50101 | GEN2 | BLQ | ST | 32.6 | 32.6 | 0 | 211064.92 | 0.12411 | 6776268.8568 | 1700573.0216 | 1072545.302 |  | Industrial CHP | Y | OP |  | Commercial/Industrial Unit
EXCLUDE | TX | MeadWestvaco Evadale | 50101 | GEN3 | BLQ | ST | 17.6 | 17.6 | 0 | 146614.01 | 0.12411 | 4707063.3525 | 1181285.0283 | 745032.2281 |  | Industrial CHP | Y | OP |  | Steam unit (PRMVR=ST) under 25MW/250 MMBtu/hr
EXCLUDE | TX | Mesquite Creek LFGTE Project | 57167 | GEN1 | LFG | IC | 1.6 | 1.6 | 0 | 0 |  |  | 0 | 0 |  | IPP Non-CHP | N | OP |  | Internal Combustion (PRMVR=IC)
EXCLUDE | TX | Mesquite Creek LFGTE Project | 57167 | GEN2 | LFG | IC | 1.6 | 1.6 | 0 | 0 |  |  | 0 | 0 |  | IPP Non-CHP | N | OP |  | Internal Combustion (PRMVR=IC)
EXCLUDE | TX | Mesquite Wind Power LLC | 56395 | 1 | WND | WT | 200 | 200 | 0 | 633061 |  |  | 633061 | 0 |  | IPP Non-CHP | N | OP |  | Non Combustion (NUC, WAT, WND, GEO, or SUN)
EXCLUDE | TX | Midkiff Plant | 54459 | 1 | NG | IC | 1.2 | 1.2 | 0 | 0 |  |  | 0 | 0 |  | Industrial Non-CHP | N | RE | 2009 | Internal Combustion (PRMVR=IC)
EXCLUDE | TX | Midkiff Plant | 54459 | 2 | NG | IC | 1.2 | 1.2 | 0 | 0 |  |  | 0 | 0 |  | Industrial Non-CHP | N | RE | 2009 | Internal Combustion (PRMVR=IC)
EXCLUDE | TX | Midkiff Plant | 54459 | 3 | NG | IC | 1.2 | 1.2 | 0 | 0 |  |  | 0 | 0 |  | Industrial Non-CHP | N | RE | 2009 | Internal Combustion (PRMVR=IC)
NGCC | TX | Midlothian Energy Facility | 55091 | STK1 | NG | CC | 289 | 208 | 2140 | 686387.6667 |  |  | 686387.6667 | 312705.2928 |  | Electric Utility/IPP Non-CHP | N | OP
NGCC | TX | Midlothian Energy Facility | 55091 | STK2 | NG | CC | 289 | 208 | 2140 | 686387.6667 |  |  | 686387.6667 | 312705.2928 |  | Electric Utility/IPP Non-CHP | N | OP
NGCC | TX | Midlothian Energy Facility | 55091 | STK3 | NG | CC | 289 | 208 | 2140 | 686387.6667 |  |  | 686387.6667 | 312705.2928 |  | Electric Utility/IPP Non-CHP | N | OP
NGCC | TX | Midlothian Energy Facility | 55091 | STK4 | NG | CC | 289 | 208 | 2140 | 686387.6667 |  |  | 686387.6667 | 312705.2928 |  | Electric Utility/IPP Non-CHP | N | OP
NGCC | TX | Midlothian Energy Facility | 55091 | STK5 | NG | CC | 289 | 223 | 2406 | 686387.6667 |  |  | 686387.6667 | 312705.2928 |  | Electric Utility/IPP Non-CHP | N | OP
NGCC | TX | Midlothian Energy Facility | 55091 | STK6 | NG | CC | 289 | 223 | 2406 | 686387.6667 |  |  | 686387.6667 | 312705.2928 |  | Electric Utility/IPP Non-CHP | N | OP
EXCLUDE | TX | Mission Road | 3610 | 3 | NG | ST | 113.6 | 100 | 0 | 0 |  |  | 0 | 0 |  | Electric Utility | N | RE | 2003 | Retired in 2003
EXCLUDE | TX | Mont Belvieu Cogeneration Unit | 57322 | GT01 | NG | GT | 15 | 12.3 | 0 | 107742 | 0.45245 | 593184.0829 | 238131.2328 | 131229.5104 |  | Industrial CHP | Y | OP |  | Simple Cycle Turbine (PRMVR=GT or OT) unit under 25MW
COALST | TX | Monticello | 6147 | 1 | SUB | ST | 593.4 | 565 | 7382 | 3979977 |  |  | 3979977 | 4681018.766 |  | Electric Utility/IPP Non-CHP | N | OP
COALST | TX | Monticello | 6147 | 2 | SUB | ST | 593.4 | 565 | 7055 | 3449097 |  |  | 3449097 | 3977697.391 |  | Electric Utility/IPP Non-CHP | N | OP
COALST | TX | Monticello | 6147 | 3 | SUB | ST | 793.2 | 760 | 10834 | 5048910 |  |  | 5048910 | 5598000.927 |  | Electric Utility/IPP Non-CHP | N | OP
EXCLUDE | TX | Monticello | 6147 | 4 | SUB | ST | 800 | 800 | 0 | 0 |  |  | 0 | 0 |  | IPP Non-CHP | N | IP |  | Status of operation (IP,L,P,T,or U)
OGST | TX | Moore County | 3483 | 3 | NG | ST | 49 | 46 | 1000 | 41707 |  |  | 41707 | 37197.067 |  | Electric Utility | N | OP
EXCLUDE | TX | Morgan Creek | 3492 | 2 | NG | ST | 18.4 | 17.5 | 0 | 0 |  |  | 0 | 0 |  | IPP Non-CHP | N | RE | 2004 | Steam unit (PRMVR=ST) under 25MW/250 MMBtu/hr
EXCLUDE | TX | Morgan Creek | 3492 | 3 | NG | ST | 46 | 43 | 0 | 0 |  |  | 0 | 0 |  | IPP Non-CHP | N | RE | 2004 | Retired in 2004
EXCLUDE | TX | Morgan Creek | 3492 | 4 | NG | ST | 75 | 70 | 0 | 0 |  |  | 0 | 0 |  | IPP Non-CHP | N | RE | 2004 | Retired in 2004
OGST | TX | Morgan Creek | 3492 | 5 | NG | ST | 170.4 | 175 | 0 | 0 |  |  | 0 | 0 |  | IPP Non-CHP | N | OS
OGST | TX | Morgan Creek | 3492 | 6 | NG | ST | 517.5 | 511 | 0 | 0 |  |  | 0 | 0 |  | IPP Non-CHP | N | OS
EXCLUDE | TX | Morgan Creek | 3492 | 7 | SUB | ST | 800 | 800 | 0 | 0 |  |  | 0 | 0 |  | IPP Non-CHP | N | IP |  | Status of operation (IP,L,P,T,or U)
SSTLOGN | TX | Morgan Creek | 3492 | CT1 | NG | GT | 89.4 | 68 | 1086 | 13798.8333 |  |  | 13798.8333 | 10960.0224 |  | Electric Utility/IPP Non-CHP | N | OP
SSTLOGN | TX | Morgan Creek | 3492 | CT2 | NG | GT | 89.4 | 68 | 1086 | 13798.8333 |  |  | 13798.8333 | 10840.0837 |  | Electric Utility/IPP Non-CHP | N | OP
SSTLOGN | TX | Morgan Creek | 3492 | CT3 | NG | GT | 89.4 | 68 | 1086 | 13798.8333 |  |  | 13798.8333 | 11446.5975 |  | Electric Utility/IPP Non-CHP | N | OP
SSTLOGN | TX | Morgan Creek | 3492 | CT4 | NG | GT | 89.4 | 68 | 1086 | 13798.8333 |  |  | 13798.8333 | 11898.7549 |  | Electric Utility/IPP Non-CHP | N | OP
SSTLOGN | TX | Morgan Creek | 3492 | CT5 | NG | GT | 89.4 | 68 | 1086 | 13798.8333 |  |  | 13798.8333 | 11244.5159 |  | Electric Utility/IPP Non-CHP | N | OP
SSTLOGN | TX | Morgan Creek | 3492 | CT6 | NG | GT | 89.4 | 67 | 1086 | 13798.8333 |  |  | 13798.8333 | 11180.7068 |  | Electric Utility/IPP Non-CHP | N | OP
EXCLUDE | TX | Morris Sheppard | 3557 | 1 | WAT | HY | 11.3 | 12 | 0 | 0 |  |  | 0 | 0 |  | Electric Utility | N | OS | 2013 | Non Combustion (NUC, WAT, WND, GEO, or SUN)
EXCLUDE | TX | Morris Sheppard | 3557 | 2 | WAT | HY | 11.3 | 12 | 0 | 0 |  |  | 0 | 0 |  | Electric Utility | N | OS | 2013 | Non Combustion (NUC, WAT, WND, GEO, or SUN)
EXCLUDE | TX | Motiva Enterprises Port Arthur Refinery | 50973 | GN26 | NG | CC | 18.8 | 9.7 | 0 | 23152.6135 | 0.21454 | 385628.153 | 107918.4736 | 31531.7792 |  | Industrial CHP | Y | OP | 2012 | Combined Cycle (PRMVR=CC) unit under 25MW
EXCLUDE | TX | Motiva Enterprises Port Arthur Refinery | 50973 | GN27 | NG | CC | 21.3 | 4.3 | 0 | 26231.4185 | 0.21454 | 436908.4925 | 122269.3345 | 35724.8349 |  | Industrial CHP | Y | RE | 2011 | Combined Cycle (PRMVR=CC) unit under 25MW
EXCLUDE | TX | Motiva Enterprises Port Arthur Refinery | 50973 | GN31 | NG | CC | 10 | 5.9 | 0 | 12315.2199 | 0.21454 | 205121.358 | 57403.4434 | 16772.223 |  | Industrial CHP | Y | OP |  | Combined Cycle (PRMVR=CC) unit under 25MW
EXCLUDE | TX | Motiva Enterprises Port Arthur Refinery | 50973 | GN32 | NG | CC | 15.6 | 15 | 0 | 19211.7431 | 0.21454 | 319989.3184 | 89549.3717 | 26164.6678 |  | Industrial CHP | Y | OP |  | Combined Cycle (PRMVR=CC) unit under 25MW
EXCLUDE | TX | Motiva Enterprises Port Arthur Refinery | 50973 | GN33 | NG | CC | 25.5 | 8 | 0 | 31403.8109 | 0.21454 | 523059.4628 | 146378.7807 | 42769.1686 |  | Industrial CHP | Y | OP |  | Commercial/Industrial Unit
EXCLUDE | TX | Motiva Enterprises Port Arthur Refinery | 50973 | GN34 | NG | CC | 18.8 | 15.6 | 0 | 23152.6135 | 0.21454 | 385628.153 | 107918.4736 | 31531.7792 |  | Industrial CHP | Y | OP |  | Combined Cycle (PRMVR=CC) unit under 25MW
EXCLUDE | TX | Motiva Enterprises Port Arthur Refinery | 50973 | GN35 | NG | CC | 40.5 | 22.5 | 0 | 49876.6408 | 0.21454 | 830741.4998 | 232483.9458 | 67927.503 |  | Industrial CHP | Y | OP |  | Commercial/Industrial Unit
EXCLUDE | TX | Motiva Enterprises Port Arthur Refinery | 50973 | GN41 | NG | CC | 41.6 | 36.1 | 0 | 51231.315 | 0.21454 | 853304.8492 | 238798.3246 | 69772.4475 |  | Industrial CHP | Y | OP |  | Commercial/Industrial Unit
EXCLUDE | TX | Motiva Enterprises Port Arthur Refinery | 50973 | GN42 | NG | CC | 41.6 | 36.1 | 0 | 51231.315 | 0.21454 | 853304.8492 | 238798.3246 | 69772.4475 |  | Industrial CHP | Y | OP |  | Commercial/Industrial Unit
EXCLUDE | TX | Motiva Enterprises Port Arthur Refinery | 50973 | GN43 | NG | CC | 41.6 | 36.1 | 0 | 51231.315 | 0.21454 | 853304.8492 | 238798.3246 | 69772.4475 |  | Industrial CHP | Y | OP |  | Commercial/Industrial Unit
EXCLUDE | TX | Motiva Enterprises Port Arthur Refinery | 50973 | GN44 | NG | CC | 41.6 | 36.1 | 0 | 51231.315 | 0.21454 | 853304.8492 | 238798.3246 | 69772.4475 |  | Industrial CHP | Y | OP |  | Commercial/Industrial Unit
EXCLUDE | TX | Mountain Creek | 3453 | 2 | NG | ST | 31.2 | 24 | 0 | 0 |  |  | 0 | 0 |  | IPP Non-CHP | N | RE | 2009 | Retired in 2009
EXCLUDE | TX | Mountain Creek | 3453 | 3 | NG | ST | 74.9 | 70 | 0 | 0 |  |  | 0 | 0 |  | IPP Non-CHP | N | RE | 2009 | Retired in 2009
OGST | TX | Mountain Creek | 3453 | 6 | NG | ST | 135.7 | 122 | 1674 | 40436 |  |  | 40436 | 34982.352 |  | Electric Utility/IPP Non-CHP | N | OP
OGST | TX | Mountain Creek | 3453 | 7 | NG | ST | 136 | 118 | 1674 | 42006 |  |  | 42006 | 36277.723 |  | Electric Utility/IPP Non-CHP | N | OP
OGST | TX | Mountain Creek | 3453 | 8 | NG | ST | 580.5 | 568 | 6204 | 544681 |  |  | 544681 | 385839.168 |  | Electric Utility/IPP Non-CHP | N | OP
NGCC | TX | Mustang Station | 55065 | GEN1 | NG | CC | 174.2 | 163 | 1920 | 851134.1785 |  |  | 851134.1785 | 394228.7734 |  | IPP Non-CHP | N | OP
NGCC | TX | Mustang Station | 55065 | GEN2 | NG | CC | 174.2 | 163 | 1920 | 851134.1785 |  |  | 851134.1785 | 394228.7734 |  | IPP Non-CHP | N | OP
NGCC | TX | Mustang Station | 55065 | GEN3 | NG | CC | 172.6 | 160 | 1920 | 843316.643 |  |  | 843316.643 | 390607.8432 |  | IPP Non-CHP | N | OP
SSTLOGN | TX | Mustang Station Unit 4 | 56326 | GEN1 | NG | GT | 170 | 145 | 1728 | 129783 |  |  | 129783 | 83991.0675 |  | Electric Utility | N | OP
SSTLOGN | TX | Mustang Station Unit 4 | 56326 | GEN2 | NG | GT | 170 | 145 | 1728 | 129783 |  |  | 129783 | 83991.0675 |  | Electric Utility | N | OP
EXCLUDE | TX | Mustang Station Unit 4 | 56326 | GEN3 | NG | GT | 170 | 145 | 0 | 0 |  |  | 0 | 0 |  | Electric Utility | N | L |  | Status of operation (IP,L,P,T,or U)
EXCLUDE | TX | Nacogdoches Power | 55708 | CTG1 | NG | CC | 195 | 185 | 0 | 0 |  |  | 0 | 0 |  | IPP Non-CHP | N | IP |  | Status of operation (IP,L,P,T,or U)
EXCLUDE | TX | Nacogdoches Power | 55708 | CTG2 | NG | CC | 190 | 95 | 0 | 0 |  |  | 0 | 0 |  | IPP Non-CHP | N | IP |  | Status of operation (IP,L,P,T,or U)
EXCLUDE | TX | Nacogdoches Power | 55708 | CTG3 | NG | CC | 190 | 95 | 0 | 0 |  |  | 0 | 0 |  | IPP Non-CHP | N | IP |  | Status of operation (IP,L,P,T,or U)
EXCLUDE | TX | Nacogdoches Power | 55708 | STG1 | NG | CC | 100 | 86 | 0 | 0 |  |  | 0 | 0 |  | IPP Non-CHP | N | IP |  | Status of operation (IP,L,P,T,or U)
EXCLUDE | TX | Nacogdoches Power | 55708 | STG2 | NG | CC | 114 | 100 | 0 | 0 |  |  | 0 | 0 |  | IPP Non-CHP | N | IP |  | Status of operation (IP,L,P,T,or U)
EXCLUDE | TX | Nacogdoches Power | 55708 | STG3 | NG | CC | 136 | 68 | 0 | 0 |  |  | 0 | 0 |  | IPP Non-CHP | N | IP |  | Status of operation (IP,L,P,T,or U)
EXCLUDE | TX | Nacogdoches Power | 55708 | STG4 | WDS | ST | 114 | 100 | 0 | 0 |  |  | 0 | 0 |  | Electric Utility/IPP Non-CHP | N | V |  | Non Fossil fuel type
EXCLUDE | TX | NAFTA Region Olefins Complex Cogen Fac | 55122 | UN1 | NG | GT | 41.6 | 35 | 0 | 283150.42 | 0.74107 | 450078.3349 | 382083.231 | 222836.1877 |  | Industrial CHP | Y | OP |  | Commercial/Industrial Unit
EXCLUDE | TX | NAFTA Region Olefins Complex Cogen Fac | 55122 | UN2 | NG | GT | 41.6 | 35 | 0 | 283150.42 | 0.74107 | 450078.3349 | 382083.231 | 222836.1877 |  | Industrial CHP | Y | OP |  | Commercial/Industrial Unit
SSTLOGN | TX | Newgulf Cogen | 50137 | GEN1 | NG | GT | 101.9 | 72 | 900 | 18252 |  |  | 18252 | 13422.637 |  | Electric Utility/IPP Non-CHP | N | OP
EXCLUDE | TX | Newgulf Cogen | 50137 | GEN2 | NG | CC | 12.5 | 12 | 0 | 0 |  |  | 0 | 0 |  | IPP Non-CHP | N | RE | 2005 | Combined Cycle (PRMVR=CC) unit under 25MW
OGST | TX | Newman | 3456 | 1 | NG | ST | 81.6 | 74 | 858 | 206287 |  |  | 206287 | 151369.838 |  | Electric Utility | N | OP | 2019
OGST | TX | Newman | 3456 | 2 | NG | ST | 81.6 | 76 | 858 | 301524 |  |  | 301524 | 203738.95 |  | Electric Utility | N | OP | 2015
OGST | TX | Newman | 3456 | 3 | NG | ST | 121.8 | 102 | 1030 | 410603 |  |  | 410603 | 266321.15 |  | Electric Utility | N | OP | 2019
NGCC | TX | Newman | 3456 | 4 | NG | CC | 120 | 83 | 1120 | 318783.6459 |  |  | 318783.6459 | 210225.4807 |  | Electric Utility | N | OP | 2017
NGCC | TX | Newman | 3456 | 5CA1 | NG | CC | 165 | 141.9 | 1120 | 438327.5131 |  |  | 438327.5131 | 289060.036 |  | Electric Utility | N | OP
NGCC | TX | Newman | 3456 | 5CT1 | NG | CC | 86.5 | 70 | 0 | 229789.8781 |  |  | 229789.8781 | 151537.534 |  | Electric Utility | N | OP
NGCC | TX | Newman | 3456 | 5CT2 | NG | CC | 86.5 | 70 | 0 | 229789.8781 |  |  | 229789.8781 | 151537.534 |  | Electric Utility | N | OP
NGCC | TX | Newman | 3456 | CT1 | NG | CC | 85 | 72 | 0 | 225805.0825 |  |  | 225805.0825 | 148909.7155 |  | Electric Utility | N | OP | 2017
NGCC | TX | Newman | 3456 | CT2 | NG | CC | 85 | 72 | 0 | 225805.0825 |  |  | 225805.0825 | 148909.7155 |  | Electric Utility | N | OP | 2017
OGST | TX | Nichols | 3484 | 1 | NG | ST | 113.6 | 107 | 1122 | 280687 |  |  | 280687 | 180623.938 |  | Electric Utility | N | OP
OGST | TX | Nichols | 3484 | 2 | NG | ST | 113.6 | 106 | 1166 | 268138 |  |  | 268138 | 193328.365 |  | Electric Utility | N | OP
OGST | TX | Nichols | 3484 | 3 | NG | ST | 247.5 | 244 | 2777 | 467196 |  |  | 467196 | 343058.969 |  | Electric Utility | N | OP
EXCLUDE | TX | Noble Great Plains Windpark LLC | 56905 | 1 | WND | WT | 114 | 114 | 0 | 395613 |  |  | 395613 | 0 |  | IPP Non-CHP | N | OP |  | Non Combustion (NUC, WAT, WND, GEO, or SUN)
EXCLUDE | TX | Nolte | 3585 | 1 | WAT | HY | 1.2 | 1.2 | 0 | 1824.075 |  |  | 1824.075 | 0 |  | Electric Utility | N | OP |  | Non Combustion (NUC, WAT, WND, GEO, or SUN)
EXCLUDE | TX | Nolte | 3585 | 2 | WAT | HY | 1.2 | 1.2 | 0 | 1824.075 |  |  | 1824.075 | 0 |  | Electric Utility | N | OP |  | Non Combustion (NUC, WAT, WND, GEO, or SUN)
EXCLUDE | TX | Norit Americas Marshall Plant | 54972 | 8511 | LIG | ST | 2 | 2 | 0 | 0 |  |  | 0 | 0 |  | Industrial Non-CHP | N | RE | 2008 | Steam unit (PRMVR=ST) under 25MW/250 MMBtu/hr
EXCLUDE | TX | Norit Americas Marshall Plant | 54972 | 8512 | LIG | ST | 2 | 2 | 0 | 7247 |  |  | 7247 | 525872.4988 |  | Industrial Non-CHP | N | OP |  | Steam unit (PRMVR=ST) under 25MW/250 MMBtu/hr
EXCLUDE | TX | North Lake | 3454 | 1 | NG | ST | 176.8 | 175 | 0 | 0 |  |  | 0 | 0 |  | IPP Non-CHP | N | RE | 2009 | Retired in 2009
EXCLUDE | TX | North Lake | 3454 | 2 | NG | ST | 170.4 | 175 | 0 | 0 |  |  | 0 | 0 |  | IPP Non-CHP | N | RE | 2009 | Retired in 2009
EXCLUDE | TX | North Lake | 3454 | 3 | NG | ST | 361.3 | 365 | 0 | 0 |  |  | 0 | 0 |  | IPP Non-CHP | N | RE | 2009 | Retired in 2009
EXCLUDE | TX | North Main | 3493 | 4 | NG | ST | 81.2 | 80 | 0 | 0 |  |  | 0 | 0 |  | IPP Non-CHP | N | RE | 2004 | Retired in 2004
EXCLUDE | TX | North Texas | 3627 | 1 | NG | ST | 16.5 | 16.5 | 0 | 0 |  |  | 0 | 0 |  | Electric Utility | N | SB |  | Steam unit (PRMVR=ST) under 25MW/250 MMBtu/hr
EXCLUDE | TX | North Texas | 3627 | 2 | NG | ST | 16.5 | 16.5 | 0 | 0 |  |  | 0 | 0 |  | Electric Utility | N | SB |  | Steam unit (PRMVR=ST) under 25MW/250 MMBtu/hr
EXCLUDE | TX | North Texas | 3627 | 3 | NG | ST | 38 | 38 | 0 | 0 |  |  | 0 | 0 |  | Electric Utility | N | RE | 2009 | Retired in 2009
EXCLUDE | TX | Notrees Windpower | 56961 | BATT | MWH | BA | 36 | 36 | 0 | 0 |  |  | 0 | 0 |  | IPP Non-CHP | N | U |  | Energy Storage Battery or Energy Storage Compressed Air or Flywheel (PRMVR=BA or CE or FW)
EXCLUDE | TX | Notrees Windpower | 56961 | GE | WND | WT | 60 | 60 | 0 | 156967.8689 |  |  | 156967.8689 | 0 |  | IPP Non-CHP | N | OP |  | Non Combustion (NUC, WAT, WND, GEO, or SUN)
EXCLUDE | TX | Notrees Windpower | 56961 | VESTA | WND | WT | 92.5 | 92.5 | 0 | 241992.1311 |  |  | 241992.1311 | 0 |  | IPP Non-CHP | N | OP |  | Non Combustion (NUC, WAT, WND, GEO, or SUN)
EXCLUDE | TX | Nueces Bay | 3441 | 5 | NG | ST | 32.5 | 30 | 0 | 0 |  |  | 0 | 0 |  | IPP Non-CHP | N | RE | 2008 | Retired in 2008
EXCLUDE | TX | Nueces Bay | 3441 | 6 | NG | ST | 180 | 161 | 0 | 0 |  |  | 0 | 0 |  | IPP Non-CHP | N | RE | 2008 | Retired in 2008
NGCC | TX | Nueces Bay | 3441 | 7 | NG | CC | 351 | 368 | 2606 | 1005068.4552 |  |  | 1005068.4552 | 456157.3249 |  | Electric Utility/IPP Non-CHP | N | OP
NGCC | TX | Nueces Bay | 3441 | 8 | NG | CC | 189.6 | 175.1 | 2606 | 542908.7724 |  |  | 542908.7724 | 246402.9311 |  | Electric Utility/IPP Non-CHP | N | OP
NGCC | TX | Nueces Bay | 3441 | 9 | NG | CC | 189.6 | 175.1 | 2606 | 542908.7724 |  |  | 542908.7724 | 246402.9311 |  | Electric Utility/IPP Non-CHP | N | OP
EXCLUDE | TX | NWP Indian Mesa Wind Farm | 55747 | NWP2 | WND | WT | 82.5 | 82.5 | 0 | 257848 |  |  | 257848 | 0 |  | IPP Non-CHP | N | OP |  | Non Combustion (NUC, WAT, WND, GEO, or SUN)
OGST | TX | O W Sommers | 3611 | 1 | NG | ST | 446 | 445 | 5830.1 | 338014 |  |  | 338014 | 237462.1 |  | Electric Utility | N | OP
OGST | TX | O W Sommers | 3611 | 2 | NG | ST | 446 | 435 | 4904.6 | 99452 |  |  | 99452 | 76714.85 |  | Electric Utility | N | OP
EXCLUDE | TX | Oak Grove | 6180 | 1 | LIG | ST | 800.8 | 750 | 0 | 0 |  |  | 0 | 0 |  | IPP Non-CHP | N | IP |  | Status of operation (IP,L,P,T,or U)
EXCLUDE | TX | Oak Grove | 6180 | 2 | LIG | ST | 800.8 | 750 | 0 | 0 |  |  | 0 | 0 |  | IPP Non-CHP | N | IP |  | Status of operation (IP,L,P,T,or U)
COALST | TX | Oak Grove | 6180 | OG1 | LIG | ST | 916.8 | 840 | 9940 | 6276134 |  |  | 6276134 | 7181340.362 |  | Electric Utility/IPP Non-CHP | N | OP
COALST | TX | Oak Grove | 6180 | OG2 | LIG | ST | 878.6 | 825 | 9651 | 4061676 |  |  | 4061676 | 6110597.792 |  | Electric Utility/IPP Non-CHP | N | OP
EXCLUDE | TX | Ocotillo Windpower | 56959 | OWF | WND | WT | 58.8 | 58.8 | 0 | 173076 |  |  | 173076 | 0 |  | IPP Non-CHP | N | OP |  | Non Combustion (NUC, WAT, WND, GEO, or SUN)
NGCC | TX | Odessa Ector Generating Station | 55215 | CTG1 | NG | CC | 171.7 | 134.8 | 2060 | 348341.5175 |  |  | 348341.5175 | 171090.0943 |  | Electric Utility/IPP Non-CHP | N | OP
NGCC | TX | Odessa Ector Generating Station | 55215 | CTG2 | NG | CC | 171.7 | 127 | 2060 | 348341.5175 |  |  | 348341.5175 | 171090.0943 |  | Electric Utility/IPP Non-CHP | N | OP
NGCC | TX | Odessa Ector Generating Station | 55215 | CTG3 | NG | CC | 171.7 | 129.2 | 2060 | 348341.5175 |  |  | 348341.5175 | 171090.0943 |  | Electric Utility/IPP Non-CHP | N | OP
NGCC | TX | Odessa Ector Generating Station | 55215 | CTG4 | NG | CC | 171.7 | 137.7 | 2060 | 348341.5175 |  |  | 348341.5175 | 171090.0943 |  | Electric Utility/IPP Non-CHP | N | OP
NGCC | TX | Odessa Ector Generating Station | 55215 | STG1 | NG | CC | 224.2 | 201.9 | 2060 | 454852.4649 |  |  | 454852.4649 | 223403.6059 |  | Electric Utility/IPP Non-CHP | N | OP
NGCC | TX | Odessa Ector Generating Station | 55215 | STG2 | NG | CC | 224.2 | 201.9 | 2060 | 454852.4649 |  |  | 454852.4649 | 223403.6059 |  | Electric Utility/IPP Non-CHP | N | OP
COALST | TX | Oklaunion | 127 | 1 | SUB | ST | 720 | 670 | 6800 | 3393533 |  |  | 3393533 | 3935542.738 |  | Electric Utility | N | OP
NGCC | TX | Optim Energy Altura Cogen LLC | 50815 | GEN1 | NG | CC | 84.9 | 64 | 1182 | 388459.053 | 0.93949 | 113824.47 | 413479.086 | 280671.1063 |  | IPP CHP | Y | OP
NGCC | TX | Optim Energy Altura Cogen LLC | 50815 | GEN2 | NG | CC | 84.9 | 64 | 1182 | 388459.053 | 0.93949 | 113824.47 | 413479.086 | 280671.1063 |  | IPP CHP | Y | OP
NGCC | TX | Optim Energy Altura Cogen LLC | 50815 | GEN3 | NG | CC | 84.9 | 64 | 1080 | 388459.053 | 0.93949 | 113824.47 | 413479.086 | 280671.1063 |  | IPP CHP | Y | OP
NGCC | TX | Optim Energy Altura Cogen LLC | 50815 | GEN4 | NG | CC | 84.9 | 64 | 1080 | 388459.053 | 0.93949 | 113824.47 | 413479.086 | 280671.1063 |  | IPP CHP | Y | OP
NGCC | TX | Optim Energy Altura Cogen LLC | 50815 | GEN5 | NG | CC | 84.9 | 64 | 1080 | 388459.053 | 0.93949 | 113824.47 | 413479.086 | 280671.1063 |  | IPP CHP | Y | OP
NGCC | TX | Optim Energy Altura Cogen LLC | 50815 | GEN6 | NG | CC | 129.2 | 109 | 1080 | 591153.2349 | 0.93949 | 173216.9791 | 629228.4794 | 427122.5787 |  | IPP CHP | Y | OP
NGCC | TX | Optim Energy Altura Cogen LLC | 50815 | GEN7 | NG | CC | 89.9 | 64 | 1080 | 411336.5002 | 0.93949 | 120527.9135 | 437830.0333 | 297200.6178 |  | IPP CHP | Y | OP
NGCC | TX | Oyster Creek Unit VIII | 54676 | G81 | NG | CC | 99 | 73 | 0 | 427485.7389 | 0.84336 | 361206.684 | 506883.4567 | 296352.2671 |  | IPP CHP | Y | OP
NGCC | TX | Oyster Creek Unit VIII | 54676 | G82 | NG | CC | 99 | 73 | 0 | 427485.7389 | 0.84336 | 361206.684 | 506883.4567 | 296352.2671 |  | IPP CHP | Y | OP
NGCC | TX | Oyster Creek Unit VIII | 54676 | G83 | NG | CC | 99 | 73 | 0 | 427485.7389 | 0.84336 | 361206.684 | 506883.4567 | 296352.2671 |  | IPP CHP | Y | OP
NGCC | TX | Oyster Creek Unit VIII | 54676 | G84 | NG | CC | 200.9 | 160 | 0 | 867493.7873 | 0.84336 | 732994.1699 | 1028615.0146 | 601385.5603 |  | IPP CHP | Y | OP
EXCLUDE | TX | P H Robinson | 3466 | 1 | NG | ST | 484.5 | 461 | 0 | 0 |  |  | 0 | 0 |  | IPP Non-CHP | N | RE | 2009 | Retired in 2009
EXCLUDE | TX | P H Robinson | 3466 | 2 | NG | ST | 484.5 | 461 | 0 | 0 |  |  | 0 | 0 |  | IPP Non-CHP | N | RE | 2009 | Retired in 2009
EXCLUDE | TX | P H Robinson | 3466 | 3 | NG | ST | 580.5 | 552 | 0 | 0 |  |  | 0 | 0 |  | IPP Non-CHP | N | RE | 2009 | Retired in 2009
EXCLUDE | TX | P H Robinson | 3466 | 4 | NG | ST | 765 | 737 | 0 | 0 |  |  | 0 | 0 |  | IPP Non-CHP | N | RE | 2009 | Retired in 2009
EXCLUDE | TX | Panda Sherman Power Station | 58005 | CTG-1 | NG | CC | 232 | 204 | 0 | 0 |  |  | 0 | 0 |  | IPP Non-CHP | N | T |  | Status of operation (IP,L,P,T,or U)
EXCLUDE | TX | Panda Sherman Power Station | 58005 | CTG-2 | NG | CC | 232 | 204 | 0 | 0 |  |  | 0 | 0 |  | IPP Non-CHP | N | T |  | Status of operation (IP,L,P,T,or U)
EXCLUDE | TX | Panda Sherman Power Station | 58005 | STG-1 | NG | CC | 339.2 | 309 | 0 | 0 |  |  | 0 | 0 |  | IPP Non-CHP | N | T |  | Status of operation (IP,L,P,T,or U)
EXCLUDE | TX | Panda Temple Power Station | 58001 | CTG-1 | NG | CC | 232 | 204 | 0 | 0 |  |  | 0 | 0 |  | IPP Non-CHP | N | T |  | Status of operation (IP,L,P,T,or U)
EXCLUDE | TX | Panda Temple Power Station | 58001 | CTG-2 | NG | CC | 232 | 204 | 0 | 0 |  |  | 0 | 0 |  | IPP Non-CHP | N | T |  | Status of operation (IP,L,P,T,or U)
EXCLUDE | TX | Panda Temple Power Station | 58001 | CTG-3 | NG | CC | 232 | 204 | 0 | 0 |  |  | 0 | 0 |  | IPP Non-CHP | N | T |  | Status of operation (IP,L,P,T,or U)
EXCLUDE | TX | Panda Temple Power Station | 58001 | CTG-4 | NG | CC | 232 | 204 | 0 | 0 |  |  | 0 | 0 |  | IPP Non-CHP | N | T |  | Status of operation (IP,L,P,T,or U)
EXCLUDE | TX | Panda Temple Power Station | 58001 | STG-1 | NG | CC | 339.2 | 309 | 0 | 0 |  |  | 0 | 0 |  | IPP Non-CHP | N | T |  | Status of operation (IP,L,P,T,or U)
EXCLUDE | TX | Panda Temple Power Station | 58001 | STG-2 | NG | CC | 339.2 | 309 | 0 | 0 |  |  | 0 | 0 |  | IPP Non-CHP | N | T |  | Status of operation (IP,L,P,T,or U)
NGCC | TX | Paris Energy Center | 50109 | GEN1 | NG | CC | 80 | 78 | 1281 | 119177.28 |  |  | 119177.28 | 66246.5626 |  | Electric Utility/IPP Non-CHP | N | OP
NGCC | TX | Paris Energy Center | 50109 | GEN2 | NG | CC | 80 | 82 | 1281 | 119177.28 |  |  | 119177.28 | 66246.5626 |  | Electric Utility/IPP Non-CHP | N | OP
NGCC | TX | Paris Energy Center | 50109 | GEN3 | NG | CC | 90 | 78 | 1281 | 134074.44 |  |  | 134074.44 | 74527.3829 |  | Electric Utility/IPP Non-CHP | N | OP
EXCLUDE | TX | Parkdale | 3455 | 1 | NG | ST | 79.6 | 87 | 0 | 0 |  |  | 0 | 0 |  | IPP Non-CHP | N | RE | 2004 | Retired in 2004
EXCLUDE | TX | Parkdale | 3455 | 2 | NG | ST | 125 | 115 | 0 | 0 |  |  | 0 | 0 |  | IPP Non-CHP | N | RE | 2004 | Retired in 2004
EXCLUDE | TX | Parkdale | 3455 | 3 | NG | ST | 136 | 125 | 0 | 0 |  |  | 0 | 0 |  | IPP Non-CHP | N | RE | 2004 | Retired in 2004
EXCLUDE | TX | Pasadena | 10638 | GEN1 | NG | GT | 6.5 | 2.6 | 0 | 14994 | 0.81485 | 15499.6834 | 18401.023 | 14423.4399 |  | Industrial CHP | Y | OP |  | Simple Cycle Turbine (PRMVR=GT or OT) unit under 25MW
NGCC | TX | Pasadena Cogeneration | 55047 | CTG1 | NG | CC | 175 | 155 | 1800 | 836887.1472 | 0.849 | 677137.9258 | 985730.4779 | 349936.3898 |  | IPP CHP | Y | OP
NGCC | TX | Pasadena Cogeneration | 55047 | CTG2 | NG | CC | 185 | 165 | 1800 | 884709.2699 | 0.849 | 715831.5216 | 1042057.9338 | 369932.7549 |  | IPP CHP | Y | OP
NGCC | TX | Pasadena Cogeneration | 55047 | CTG3 | NG | CC | 185 | 165 | 1800 | 884709.2699 | 0.849 | 715831.5216 | 1042057.9338 | 369932.7549 |  | IPP CHP | Y | OP
NGCC | TX | Pasadena Cogeneration | 55047 | STG1 | NG | CC | 85 | 50 | 1800 | 406488.0429 | 0.849 | 328895.564 | 478783.375 | 169969.1036 |  | IPP CHP | Y | OP
NGCC | TX | Pasadena Cogeneration | 55047 | STG2 | NG | CC | 185 | 165 | 1800 | 884709.2699 | 0.849 | 715831.5216 | 1042057.9338 | 369932.7549 |  | IPP CHP | Y | OP
EXCLUDE | TX | Pattern Gulf Wind | 56661 | 1 | WND | WT | 283.2 | 283.2 | 0 | 927690 |  |  | 927690 | 0 |  | IPP Non-CHP | N | OP |  | Non Combustion (NUC, WAT, WND, GEO, or SUN)
EXCLUDE | TX | Pearsall | 3630 | 1 | NG | ST | 22 | 23 | 0 | 4550 |  |  | 4550 | 4044.402 |  | Electric Utility | N | OP |  | Steam unit (PRMVR=ST) under 25MW/250 MMBtu/hr
EXCLUDE | TX | Pearsall | 3630 | 2 | NG | ST | 22 | 23 | 0 | 6637 |  |  | 6637 | 5899.4936 |  | Electric Utility | N | OP |  | Steam unit (PRMVR=ST) under 25MW/250 MMBtu/hr
EXCLUDE | TX | Pearsall | 3630 | 3 | NG | ST | 22 | 23 | 0 | 6910 |  |  | 6910 | 6142.1577 |  | Electric Utility | N | OP |  | Steam unit (PRMVR=ST) under 25MW/250 MMBtu/hr
EXCLUDE | TX | Pearsall | 3630 | 10A | NG | IC | 8.4 | 8.4 | 0 | 0 |  |  | 0 | 0 |  | Electric Utility | N | OP |  | Internal Combustion (PRMVR=IC)
EXCLUDE | TX | Pearsall | 3630 | 11A | NG | IC | 8.4 | 8.4 | 0 | 0 |  |  | 0 | 0 |  | Electric Utility | N | OP |  | Internal Combustion (PRMVR=IC)
EXCLUDE | TX | Pearsall | 3630 | 12A | NG | IC | 8.4 | 8.4 | 0 | 0 |  |  | 0 | 0 |  | Electric Utility | N | OP |  | Internal Combustion (PRMVR=IC)
EXCLUDE | TX | Pearsall | 3630 | 13A | NG | IC | 8.4 | 8.4 | 0 | 0 |  |  | 0 | 0 |  | Electric Utility | N | OP |  | Internal Combustion (PRMVR=IC)
EXCLUDE | TX | Pearsall | 3630 | 14A | NG | IC | 8.4 | 8.4 | 0 | 0 |  |  | 0 | 0 |  | Electric Utility | N | OP |  | Internal Combustion (PRMVR=IC)
EXCLUDE | TX | Pearsall | 3630 | 15A | NG | IC | 8.4 | 8.4 | 0 | 0 |  |  | 0 | 0 |  | Electric Utility | N | OP |  | Internal Combustion (PRMVR=IC)
EXCLUDE | TX | Pearsall | 3630 | 16A | NG | IC | 8.4 | 8.4 | 0 | 0 |  |  | 0 | 0 |  | Electric Utility | N | OP |  | Internal Combustion (PRMVR=IC)
EXCLUDE | TX | Pearsall | 3630 | 17A | NG | IC | 8.4 | 8.4 | 0 | 0 |  |  | 0 | 0 |  | Electric Utility | N | OP |  | Internal Combustion (PRMVR=IC)
EXCLUDE | TX | Pearsall | 3630 | 18A | NG | IC | 8.4 | 8.4 | 0 | 0 |  |  | 0 | 0 |  | Electric Utility | N | OP |  | Internal Combustion (PRMVR=IC)
EXCLUDE | TX | Pearsall | 3630 | 19A | NG | IC | 8.4 | 8.4 | 0 | 0 |  |  | 0 | 0 |  | Electric Utility | N | OP |  | Internal Combustion (PRMVR=IC)
EXCLUDE | TX | Pearsall | 3630 | 1A | NG | IC | 8.4 | 8.4 | 0 | 0 |  |  | 0 | 0 |  | Electric Utility | N | OP |  | Internal Combustion (PRMVR=IC)
EXCLUDE | TX | Pearsall | 3630 | 20A | NG | IC | 8.4 | 8.4 | 0 | 0 |  |  | 0 | 0 |  | Electric Utility | N | OP |  | Internal Combustion (PRMVR=IC)
EXCLUDE | TX | Pearsall | 3630 | 21A | NG | IC | 8.4 | 8.4 | 0 | 0 |  |  | 0 | 0 |  | Electric Utility | N | OP |  | Internal Combustion (PRMVR=IC)
EXCLUDE | TX | Pearsall | 3630 | 22A | NG | IC | 8.4 | 8.4 | 0 | 0 |  |  | 0 | 0 |  | Electric Utility | N | OP |  | Internal Combustion (PRMVR=IC)
EXCLUDE | TX | Pearsall | 3630 | 23A | NG | IC | 8.4 | 8.4 | 0 | 0 |  |  | 0 | 0 |  | Electric Utility | N | OP |  | Internal Combustion (PRMVR=IC)
EXCLUDE | TX | Pearsall | 3630 | 24A | NG | IC | 8.4 | 8.4 | 0 | 0 |  |  | 0 | 0 |  | Electric Utility | N | OP |  | Internal Combustion (PRMVR=IC)
EXCLUDE | TX | Pearsall | 3630 | 2A | NG | IC | 8.4 | 8.4 | 0 | 0 |  |  | 0 | 0 |  | Electric Utility | N | OP |  | Internal Combustion (PRMVR=IC)
EXCLUDE | TX | Pearsall | 3630 | 3A | NG | IC | 8.4 | 8.4 | 0 | 0 |  |  | 0 | 0 |  | Electric Utility | N | OP |  | Internal Combustion (PRMVR=IC)
EXCLUDE | TX | Pearsall | 3630 | 4A | NG | IC | 8.4 | 8.4 | 0 | 0 |  |  | 0 | 0 |  | Electric Utility | N | OP |  | Internal Combustion (PRMVR=IC)
EXCLUDE | TX | Pearsall | 3630 | 5A | NG | IC | 8.4 | 8.4 | 0 | 0 |  |  | 0 | 0 |  | Electric Utility | N | OP |  | Internal Combustion (PRMVR=IC)
EXCLUDE | TX | Pearsall | 3630 | 6A | NG | IC | 8.4 | 8.4 | 0 | 0 |  |  | 0 | 0 |  | Electric Utility | N | OP |  | Internal Combustion (PRMVR=IC)
EXCLUDE | TX | Pearsall | 3630 | 7A | NG | IC | 8.4 | 8.4 | 0 | 0 |  |  | 0 | 0 |  | Electric Utility | N | OP |  | Internal Combustion (PRMVR=IC)
EXCLUDE | TX | Pearsall | 3630 | 8A | NG | IC | 8.4 | 8.4 | 0 | 0 |  |  | 0 | 0 |  | Electric Utility | N | OP |  | Internal Combustion (PRMVR=IC)
EXCLUDE | TX | Pearsall | 3630 | 9A | NG | IC | 8.4 | 8.4 | 0 | 0 |  |  | 0 | 0 |  | Electric Utility | N | OP |  | Internal Combustion (PRMVR=IC)
EXCLUDE | TX | Penascal II Wind Project LLC | 57095 | 1 | WND | WT | 201 | 201 | 0 | 666210 |  |  | 666210 | 0 |  | IPP Non-CHP | N | OP |  | Non Combustion (NUC, WAT, WND, GEO, or SUN)
EXCLUDE | TX | Penascal III | 57927 | 1 | WND | WT | 201.6 | 201.6 | 0 | 0 |  |  | 0 | 0 |  | IPP Non-CHP | N | L |  | Non Combustion (NUC, WAT, WND, GEO, or SUN)
EXCLUDE | TX | Penascal Wind Power LLC | 56795 | 1 | WND | WT | 201.6 | 201.6 | 0 | 619812 |  |  | 619812 | 0 |  | IPP Non-CHP | N | OP |  | Non Combustion (NUC, WAT, WND, GEO, or SUN)
OGST | TX | Permian Basin | 3494 | 5 | NG | ST | 114.9 | 115 | 0 | 0 |  |  | 0 | 0 |  | IPP Non-CHP | N | SB
OGST | TX | Permian Basin | 3494 | 6 | NG | ST | 535.5 | 540 | 0 | 0 |  |  | 0 | 0 |  | IPP Non-CHP | N | OS
SSTLOGN | TX | Permian Basin | 3494 | CT1 | NG | GT | 89.4 | 80 | 1062 | 64477.2 |  |  | 64477.2 | 62082.8882 |  | Electric Utility/IPP Non-CHP | N | OP
SSTLOGN | TX | Permian Basin | 3494 | CT2 | NG | GT | 89.4 | 80 | 1062 | 64477.2 |  |  | 64477.2 | 43745.5624 |  | Electric Utility/IPP Non-CHP | N | OP
SSTLOGN | TX | Permian Basin | 3494 | CT3 | NG | GT | 89.4 | 80 | 1062 | 64477.2 |  |  | 64477.2 | 45560.206 |  | Electric Utility/IPP Non-CHP | N | OP
SSTLOGN | TX | Permian Basin | 3494 | CT4 | NG | GT | 89.4 | 80 | 1062 | 64477.2 |  |  | 64477.2 | 49537.2581 |  | Electric Utility/IPP Non-CHP | N | OP
SSTLOGN | TX | Permian Basin | 3494 | CT5 | NG | GT | 89.4 | 80 | 1062 | 64477.2 |  |  | 64477.2 | 36962.0905 |  | Electric Utility/IPP Non-CHP | N | OP
EXCLUDE | TX | Pflugerville Solar Farm | 57659 | PSF | SUN | PV | 60 | 60 | 0 | 0 |  |  | 0 | 0 |  | IPP Non-CHP | N | P |  | Non Combustion (NUC, WAT, WND, GEO, or SUN)
EXCLUDE | TX | Phelps Dodge Refining | 54628 | 2607 | NG | GT | 3.5 | 2.6 | 0 | 6217.6786 | 0.3875 | 44710.4028 | 16045.5807 | 5503.2594 |  | Industrial CHP | Y | OS |  | Simple Cycle Turbine (PRMVR=GT or OT) unit under 25MW
EXCLUDE | TX | Phelps Dodge Refining | 54628 | 2608 | NG | GT | 3.5 | 2.6 | 0 | 6217.6786 | 0.3875 | 44710.4028 | 16045.5807 | 5503.2594 |  | Industrial CHP | Y | OS |  | Simple Cycle Turbine (PRMVR=GT or OT) unit under 25MW
EXCLUDE | TX | Phelps Dodge Refining | 54628 | 3001 | NG | GT | 4.2 | 3.2 | 0 | 7461.2143 | 0.3875 | 53652.4834 | 19254.6969 | 6603.9112 |  | Industrial CHP | Y | OP |  | Simple Cycle Turbine (PRMVR=GT or OT) unit under 25MW
EXCLUDE | TX | Phelps Dodge Refining | 54628 | 3002 | NG | GT | 4.2 | 3.2 | 0 | 7461.2143 | 0.3875 | 53652.4834 | 19254.6969 | 6603.9112 |  | Industrial CHP | Y | OP |  | Simple Cycle Turbine (PRMVR=GT or OT) unit under 25MW
EXCLUDE | TX | Phelps Dodge Refining | 54628 | 3003 | NG | GT | 4.2 | 3.2 | 0 | 7461.2143 | 0.3875 | 53652.4834 | 19254.6969 | 6603.9112 |  | Industrial CHP | Y | OP |  | Simple Cycle Turbine (PRMVR=GT or OT) unit under 25MW
COALST | TX | Pirkey | 7902 | 1 | LIG | ST | 721 | 721 | 6821 | 4721914 |  |  | 4721914 | 5551505.204 |  | Electric Utility | N | OP
OGST | TX | Plant X | 3485 | 1 | NG | ST | 48 | 38 | 616 | 101812 |  |  | 101812 | 87547.9 |  | Electric Utility | N | OP
OGST | TX | Plant X | 3485 | 2 | NG | ST | 98 | 91 | 1276 | 172298 |  |  | 172298 | 139542.056 |  | Electric Utility | N | OP
OGST | TX | Plant X | 3485 | 3 | NG | ST | 98 | 93 | 1365 | 230916 |  |  | 230916 | 134102.914 |  | Electric Utility | N | OP
OGST | TX | Plant X | 3485 | 4 | NG | ST | 190.4 | 190 | 2375 | 670507 |  |  | 670507 | 472954.456 |  | Electric Utility | N | OP
EXCLUDE | TX | Point Comfort Operations | 52069 | GEN1 | NG | ST | 16 | 14.9 | 0 | 74989.73 | 0.11269 | 2686261.161 | 665463.3146 | 186160.7521 |  | Industrial CHP | Y | OP |  | Steam unit (PRMVR=ST) under 25MW/250 MMBtu/hr
EXCLUDE | TX | Point Comfort Operations | 52069 | GEN2 | NG | ST | 16 | 14.9 | 0 | 41365.65 | 0.11269 | 1481788.7596 | 367081.2331 | 102689.5352 |  | Industrial CHP | Y | OP |  | Steam unit (PRMVR=ST) under 25MW/250 MMBtu/hr
EXCLUDE | TX | Point Comfort Operations | 52069 | GEN3 | NG | ST | 16 | 14.9 | 0 | 60503.75 | 0.11269 | 2167348.4319 | 536913.8684 | 150199.5487 |  | Industrial CHP | Y | OP |  | Steam unit (PRMVR=ST) under 25MW/250 MMBtu/hr
EXCLUDE | TX | Point Comfort Operations | 52069 | GEN4 | NG | ST | 15.1 | 14 | 0 | 76810.42 | 0.11269 | 2751481.4097 | 681620.2258 | 190680.5846 |  | Industrial CHP | Y | OP |  | Steam unit (PRMVR=ST) under 25MW/250 MMBtu/hr
EXCLUDE | TX | Port Arthur Texas Refinery | 10568 | GEN1 | NG | GT | 38.4 | 24.6 | 0 | 239135 | 0.32258 | 2284596.4262 | 741317.6846 | 202967.1748 |  | Industrial CHP | Y | OP |  | Commercial/Industrial Unit
EXCLUDE | TX | Port Neches Plant | 54748 | G1 | NG | GT | 38 | 32 | 0 | 275835 | 0.38821 | 1977615.8291 | 710539.5345 | 230146.9409 |  | Industrial CHP | Y | OP |  | Commercial/Industrial Unit
EXCLUDE | TX | Post Oak Wind LLC | 56483 | 1 | WND | WT | 200 | 200 | 0 | 648010 |  |  | 648010 | 0 |  | IPP Non-CHP | N | OP |  | Non Combustion (NUC, WAT, WND, GEO, or SUN)
EXCLUDE | TX | Post Wind Farm LP | 56457 | 1 | WND | WT | 84 | 84 | 0 | 312593 |  |  | 312593 | 0 |  | IPP Non-CHP | N | OP |  | Non Combustion (NUC, WAT, WND, GEO, or SUN)
EXCLUDE | TX | Power Station 3 | 52131 | 307A | NG | CC | 22 | 20 | 0 | 0 | 0 |  |  | 0 |  | Industrial CHP | Y | RE | 2004 | Combined Cycle (PRMVR=CC) unit under 25MW
EXCLUDE | TX | Power Station 3 | 52131 | 307B | NG | CC | 22 | 20 | 0 | 0 | 0 |  |  | 0 |  | Industrial CHP | Y | RE | 2004 | Combined Cycle (PRMVR=CC) unit under 25MW
EXCLUDE | TX | Power Station 3 | 52131 | 307C | NG | CC | 15.6 | 10 | 0 | 0 | 0 |  |  | 0 |  | Industrial CHP | Y | RE | 2004 | Combined Cycle (PRMVR=CC) unit under 25MW
EXCLUDE | TX | Power Station 3 | 52131 | 307D | NG | CC | 22 | 20 | 0 | 0 | 0 |  |  | 0 |  | Industrial CHP | Y | RE | 2004 | Combined Cycle (PRMVR=CC) unit under 25MW
EXCLUDE | TX | Power Station 3 | 52131 | 307E | NG | CC | 15.6 | 13.5 | 0 | 0 | 0 |  |  | 0 |  | Industrial CHP | Y | RE | 2004 | Combined Cycle (PRMVR=CC) unit under 25MW
EXCLUDE | TX | Power Station 3 | 52131 | 307F | NG | CC | 20.7 | 14 | 0 | 0 | 0 |  |  | 0 |  | Industrial CHP | Y | RE | 2004 | Combined Cycle (PRMVR=CC) unit under 25MW
EXCLUDE | TX | Power Station 4 | 52132 | GEN1 | NG | CC | 78.2 | 69 | 0 | 270385.8095 | 0.3674 | 2117970.0827 | 735941.9531 | 269895.4895 |  | Industrial CHP | Y | OP |  | Commercial/Industrial Unit
EXCLUDE | TX | Power Station 4 | 52132 | GEN2 | NG | CC | 78.2 | 69 | 0 | 270385.8095 | 0.3674 | 2117970.0827 | 735941.9531 | 269895.4895 |  | Industrial CHP | Y | OP |  | Commercial/Industrial Unit
EXCLUDE | TX | Power Station 4 | 52132 | GEN3 | NG | CC | 34.7 | 34 | 0 | 119979.381 | 0.3674 | 939815.3692 | 326562.4779 | 119761.8093 |  | Industrial CHP | Y | OS |  | Commercial/Industrial Unit
EXCLUDE | TX | Powerlane Plant | 4195 | EP | NG | IC | 8.4 | 8 | 0 | 0 |  |  | 0 | 0 |  | Electric Utility | N | OP |  | Internal Combustion (PRMVR=IC)
EXCLUDE | TX | Powerlane Plant | 4195 | EP2 | NG | IC | 8.4 | 8 | 0 | 0 |  |  | 0 | 0 |  | Electric Utility | N | OP |  | Internal Combustion (PRMVR=IC)
EXCLUDE | TX | Powerlane Plant | 4195 | EP3 | NG | IC | 8.4 | 8 | 0 | 0 |  |  | 0 | 0 |  | Electric Utility | N | OP |  | Internal Combustion (PRMVR=IC)
EXCLUDE | TX | Powerlane Plant | 4195 | ST1 | NG | ST | 16.5 | 20 | 0 | 3557 |  |  | 3557 | 3934.2317 |  | Electric Utility | N | OP |  | Steam unit (PRMVR=ST) under 25MW/250 MMBtu/hr
OGST | TX | Powerlane Plant | 4195 | ST2 | NG | ST | 25 | 26 | 324 | 14621 |  |  | 14621 | 10305.7 |  | Electric Utility | N | OP
OGST | TX | Powerlane Plant | 4195 | ST3 | NG | ST | 43.2 | 41 | 493 | 8645 |  |  | 8645 | 13692.75 |  | Electric Utility | N | OP
EXCLUDE | TX | PPG Industries Works 4 | 54364 | L1G | DFO | IC | 2 | 2 | 0 | 0 |  |  | 0 | 0 |  | Industrial Non-CHP | N | SB |  | Internal Combustion (PRMVR=IC)
EXCLUDE | TX | PPG Industries Works 4 | 54364 | L1PG | DFO | IC | 0.9 | 0.9 | 0 | 0 |  |  | 0 | 0 |  | Industrial Non-CHP | N | SB |  | Internal Combustion (PRMVR=IC)
EXCLUDE | TX | PPG Industries Works 4 | 54364 | L2G | DFO | IC | 2 | 2 | 0 | 0 |  |  | 0 | 0 |  | Industrial Non-CHP | N | SB |  | Internal Combustion (PRMVR=IC)
EXCLUDE | TX | PPG Industries Works 4 | 54364 | L2PG | DFO | IC | 1.1 | 1.1 | 0 | 0 |  |  | 0 | 0 |  | Industrial Non-CHP | N | SB |  | Internal Combustion (PRMVR=IC)
EXCLUDE | TX | Providence Memorial Hospital | 50241 | 9541 | NG | IC | 2.1 | 2.1 | 0 | 0 | 1 | 0 | 0 | 0 |  | Commercial CHP | Y | SB |  | Internal Combustion (PRMVR=IC)
EXCLUDE | TX | Providence Memorial Hospital | 50241 | 9542 | NG | IC | 2.1 | 2.1 | 0 | 0 | 1 | 0 | 0 | 0 |  | Commercial CHP | Y | SB |  | Internal Combustion (PRMVR=IC)
EXCLUDE | TX | Pyron Wind Farm LLC | 56981 | 1 | WND | WT | 249 | 249 | 0 | 603565 |  |  | 603565 | 0 |  | IPP Non-CHP | N | OP |  | Non Combustion (NUC, WAT, WND, GEO, or SUN)
NGCC | TX | Quail Run Energy Center | 56349 | CT1A | NG | CC | 75 | 72 | 1260 | 89115.0471 |  |  | 89115.0471 | 52156.6753 |  | Electric Utility/IPP Non-CHP | N | OP
NGCC | TX | Quail Run Energy Center | 56349 | CT1B | NG | CC | 75 | 72 | 1260 | 89115.0471 |  |  | 89115.0471 | 52156.6753 |  | Electric Utility/IPP Non-CHP | N | OP
NGCC | TX | Quail Run Energy Center | 56349 | CT2A | NG | CC | 86.5 | 70 | 1335 | 102779.3543 |  |  | 102779.3543 | 60154.0321 |  | Electric Utility/IPP Non-CHP | N | OP
NGCC | TX | Quail Run Energy Center | 56349 | CT2B | NG | CC | 86.5 | 70 | 1260 | 102779.3543 |  |  | 102779.3543 | 60154.0321 |  | Electric Utility/IPP Non-CHP | N | OP
NGCC | TX | Quail Run Energy Center | 56349 | ST1 | NG | CC | 125 | 98 | 1260 | 148525.0785 |  |  | 148525.0785 | 86927.7921 |  | Electric Utility/IPP Non-CHP | N | OP
NGCC | TX | Quail Run Energy Center | 56349 | ST2 | NG | CC | 125 | 100 | 1335 | 148525.0785 |  |  | 148525.0785 | 86927.7921 |  | Electric Utility/IPP Non-CHP | N | OP
OGST | TX | R W Miller | 3628 | 1 | NG | ST | 66 | 66 | 920 | 26395 |  |  | 26395 | 20938.026 |  | Electric Utility | N | OP
OGST | TX | R W Miller | 3628 | 2 | NG | ST | 100 | 100 | 1326 | 87344 |  |  | 87344 | 58802.746 |  | Electric Utility | N | OP
OGST | TX | R W Miller | 3628 | 3 | NG | ST | 200 | 200 | 2350 | 143096 |  |  | 143096 | 96137.719 |  | Electric Utility | N | OP
SSTLOGN | TX | R W Miller | 3628 | 4 | NG | GT | 118.8 | 104 | 1510 | 71723.4985 |  |  | 71723.4985 | 58191.454 |  | Electric Utility | N | OP
SSTLOGN | TX | R W Miller | 3628 | 5 | NG | GT | 118.8 | 104 | 1800 | 71723.4985 |  |  | 71723.4985 | 53421.292 |  | Electric Utility | N | OP
EXCLUDE | TX | Ralls Wind Farm | 57474 | 1 | WND | WT | 10 | 10 | 0 | 13468 |  |  | 13468 | 0 |  | IPP Non-CHP | N | OP | 2020 | Non Combustion (NUC, WAT, WND, GEO, or SUN)
OGST | TX | Ray Olinger | 3576 | 1 | NG | ST | 75 | 75 | 888 | 51818 |  |  | 51818 | 19059.025 |  | Electric Utility | N | OP
OGST | TX | Ray Olinger | 3576 | 2 | NG | ST | 113.4 | 107 | 1300 | 29257 |  |  | 29257 | 34884.225 |  | Electric Utility | N | OP
OGST | TX | Ray Olinger | 3576 | 3 | NG | ST | 156.6 | 138 | 1519 | 54649 |  |  | 54649 | 49326.25 |  | Electric Utility | N | OP
SSTLOGN | TX | Ray Olinger | 3576 | 4 | NG | GT | 82.7 | 75 | 1000 | 14650 |  |  | 14650 | 10858 |  | Electric Utility | N | OP
EXCLUDE | TX | Rhodia Houston Plant | 52065 | GEN1 | OTH | ST | 6 | 5.2 | 0 | 8852.8 | 0.12686 | 277201.4075 | 69785.1141 | 0 |  | Industrial CHP | Y | OP |  | Non Fossil fuel type
EXCLUDE | TX | Rhodia Houston Plant | 52065 | GEN2 | OTH | ST | 1.5 | 1.5 | 0 | 2213.2 | 0.12686 | 69300.3519 | 17446.2785 | 0 |  | Industrial CHP | Y | OP |  | Non Fossil fuel type
EXCLUDE | TX | Rice University | 50054 | GEN1 | NG | GT | 3.1 | 3.1 | 0 | 10118.3012 | 0.20867 | 174559.0843 | 48488.5571 | 16382.5326 |  | Commercial CHP | Y | SB |  | Simple Cycle Turbine (PRMVR=GT or OT) unit under 25MW
EXCLUDE | TX | Rice University | 50054 | GEN2 | NG | GT | 3.8 | 3.8 | 0 | 12403.0788 | 0.20867 | 213975.6517 | 59437.5861 | 20081.8142 |  | Commercial CHP | Y | OP |  | Simple Cycle Turbine (PRMVR=GT or OT) unit under 25MW
EXCLUDE | TX | Rio Grande Valley Sugar Growers | 54338 | GENA | AB | ST | 2.5 | 2.5 | 0 | 1361.88 | 0.050323 | 116921.9359 | 27062.7745 | 15122.1705 |  | Industrial CHP | Y | OP |  | Non Fossil fuel type
EXCLUDE | TX | Rio Grande Valley Sugar Growers | 54338 | GENB | AB | ST | 2.5 | 2.5 | 0 | 2037.97 | 0.050323 | 174966.5152 | 40497.7843 | 22629.4019 |  | Industrial CHP | Y | OP |  | Non Fossil fuel type
EXCLUDE | TX | Rio Grande Valley Sugar Growers | 54338 | GENC | AB | ST | 2.5 | 2.5 | 0 | 840.99 | 0.050323 | 72201.7938 | 16711.8415 | 9338.2634 |  | Industrial CHP | Y | OP |  | Non Fossil fuel type
EXCLUDE | TX | Rio Grande Valley Sugar Growers | 54338 | GEND | AB | ST | 16 | 12 | 0 | 23995.86 | 0.050323 | 2060124.538 | 476836.8341 | 266447.4751 |  | Industrial CHP | Y | OP |  | Non Fossil fuel type
EXCLUDE | TX | Rio Grande Valley Sugar Growers | 54338 | GENE | DFO | IC | 1.4 | 1.4 | 0 | 0 |  |  | 0 | 0 |  | Industrial CHP | N | OP |  | Internal Combustion (PRMVR=IC)
NGCC | TX | Rio Nogales Power Project | 55137 | CTG1 | NG | CC | 175 | 145 | 2056 | 523365.147 |  |  | 523365.147 | 233741.3479 |  | IPP Non-CHP | N | OP
NGCC | TX | Rio Nogales Power Project | 55137 | CTG2 | NG | CC | 175 | 153 | 2105 | 523365.147 |  |  | 523365.147 | 233741.3479 |  | IPP Non-CHP | N | OP
NGCC | TX | Rio Nogales Power Project | 55137 | CTG3 | NG | CC | 175 | 157 | 2071 | 523365.147 |  |  | 523365.147 | 233741.3479 |  | IPP Non-CHP | N | OP
NGCC | TX | Rio Nogales Power Project | 55137 | STG1 | NG | CC | 373.2 | 300 | 2056 | 1116113.5591 |  |  | 1116113.5591 | 498470.1202 |  | IPP Non-CHP | N | OP
EXCLUDE | TX | River Crest | 3503 | 1 | NG | ST | 112.5 | 110 | 0 | 0 |  |  | 0 | 0 |  | IPP Non-CHP | N | RE | 2004 | Retired in 2004
SSTLOGN | TX | Riverview | 3487 | 6 | NG | GT | 28.6 | 22 | 0 | 20579 |  |  | 20579 | 20162.9276 |  | Electric Utility | N | OP | 2012
EXCLUDE | TX | Robert D Willis | 7200 | 1 | WAT | HY | 4 | 4 | 0 | 715 |  |  | 715 | 0 |  | Electric Utility | N | OP |  | Non Combustion (NUC, WAT, WND, GEO, or SUN)
EXCLUDE | TX | Robert D Willis | 7200 | 2 | WAT | HY | 4 | 4 | 0 | 715 |  |  | 715 | 0 |  | Electric Utility | N | OP |  | Non Combustion (NUC, WAT, WND, GEO, or SUN)
EXCLUDE | TX | Robert Mueller Energy Center | 56374 | CT1 | NG | GT | 4.6 | 3.7 | 0 | 24953 | 0.84236 | 21244.3308 | 29622.7679 | 17882.3279 |  | Electric Utility | Y | OP |  | Simple Cycle Turbine (PRMVR=GT or OT) unit under 25MW
EXCLUDE | TX | Robert Mueller Energy Center | 56374 | DG1 | DFO | IC | 1.5 | 1.5 | 0 | 0 |  |  | 0 | 0 |  | Electric Utility | N | SB |  | Internal Combustion (PRMVR=IC)
EXCLUDE | TX | Roscoe Wind Farm LLC | 56593 | RO1 | WND | WT | 209 | 209 | 0 | 615420 |  |  | 615420 | 0 |  | IPP Non-CHP | N | OP |  | Non Combustion (NUC, WAT, WND, GEO, or SUN)
OGST | TX | Sabine | 3459 | 1 | NG | ST | 239.4 | 212 | 2200 | 686820 |  |  | 686820 | 451189.851 |  | Electric Utility | N | OP
OGST | TX | Sabine | 3459 | 2 | NG | ST | 239.4 | 212 | 2200 | 552959 |  |  | 552959 | 347664.925 |  | Electric Utility | N | OP
OGST | TX | Sabine | 3459 | 3 | NG | ST | 473.4 | 390 | 4000 | 810508 |  |  | 810508 | 569384.236 |  | Electric Utility | N | OP
OGST | TX | Sabine | 3459 | 4 | NG | ST | 591.6 | 525 | 5488 | 2172521 |  |  | 2172521 | 1310390.908 |  | Electric Utility | N | OP
OGST | TX | Sabine | 3459 | 5 | NG | ST | 507.4 | 470 | 5100 | 578711 |  |  | 578711 | 453662.861 |  | Electric Utility | N | OP
NGCC | TX | Sabine Cogen | 55104 | CTG1 | NG | CC | 37.2 | 32.1 | 859 | 240946.3077 | 0.41299 | 1558042.7603 | 583423.4678 | 187128.1373 |  | IPP CHP | Y | OP
NGCC | TX | Sabine Cogen | 55104 | CTG2 | NG | CC | 37.2 | 32.6 | 859 | 240946.3077 | 0.41299 | 1558042.7603 | 583423.4678 | 187128.1373 |  | IPP CHP | Y | OP
NGCC | TX | Sabine Cogen | 55104 | STG | NG | CC | 27 | 22.5 | 859 | 174880.3846 | 0.41299 | 1130837.4873 | 423452.5169 | 135818.8093 |  | IPP CHP | Y | OP
EXCLUDE | TX | Sabine River Works | 10789 | GEN1 | NG | CC | 89.9 | 82 | 0 | 296460.4516 | 0.42342 | 1836527.3242 | 700151.9795 | 1007127.7941 |  | Industrial CHP | Y | OP |  | Commercial/Industrial Unit
EXCLUDE | TX | Sabine River Works | 10789 | GEN2 | NG | CC | 3.1 | 2.5 | 0 | 0 | 0.42342 | 0 | 0 | 0 |  | Industrial CHP | Y | RE | 1996 | Combined Cycle (PRMVR=CC) unit under 25MW
EXCLUDE | TX | Sabine River Works | 10789 | GEN3 | NG | CC | 6.2 | 5 | 0 | 20445.5484 | 0.42342 | 126657.0568 | 48286.3434 | 69457.0892 |  | Industrial CHP | Y | OP |  | Combined Cycle (PRMVR=CC) unit under 25MW
EXCLUDE | TX | Sabine River Works | 10789 | GEN4 | NG | CC | 6.2 | 5 | 0 | 0 | 0.42342 | 0 | 0 | 0 |  | Industrial CHP | Y | RE | 2008 | Combined Cycle (PRMVR=CC) unit under 25MW
OGST | TX | Sam Bertron | 3468 | 3 | NG | ST | 225.3 | 230 | 3146 | 163727 |  |  | 163727 | 115671.415 |  | Electric Utility/IPP Non-CHP | N | OP
OGST | TX | Sam Bertron | 3468 | 4 | NG | ST | 225.3 | 230 | 3146 | 142813 |  |  | 142813 | 96432.351 |  | Electric Utility/IPP Non-CHP | N | OP
EXCLUDE | TX | Sam Bertron | 3468 | GT1 | NG | GT | 32.6 | 20 | 0 | 0 |  |  | 0 | 0 |  | IPP Non-CHP | N | RE | 2009 | Retired in 2009
EXCLUDE | TX | Sam Bertron | 3468 | GT2 | NG | GT | 16.3 | 13 | 0 | 1206 |  |  | 1206 | 1067.654 |  | IPP Non-CHP | N | OP |  | Simple Cycle Turbine (PRMVR=GT or OT) unit under 25MW
OGST | TX | Sam Bertron | 3468 | ST1 | NG | ST | 187.8 | 118 | 2336 | 0 |  |  | 0 | 49.216 |  | Electric Utility/IPP Non-CHP | N | OP
OGST | TX | Sam Bertron | 3468 | ST2 | NG | ST | 187.8 | 174 | 2196 | 2739 |  |  | 2739 | 2022.999 |  | Electric Utility/IPP Non-CHP | N | OP
EXCLUDE | TX | Sam Rayburn | 3631 | 1 | NG | GT | 11.2 | 10.5 | 0 | 669 |  |  | 669 | 2053.4865 |  | Electric Utility | N | OP |  | Simple Cycle Turbine (PRMVR=GT or OT) unit under 25MW
EXCLUDE | TX | Sam Rayburn | 6413 | 1 | WAT | HY | 26 | 26 | 0 | 7477 |  |  | 7477 | 0 |  | Electric Utility | N | OP |  | Non Combustion (NUC, WAT, WND, GEO, or SUN)
EXCLUDE | TX | Sam Rayburn | 3631 | 2 | NG | GT | 11.2 | 11.5 | 0 | 669 |  |  | 669 | 2053.4865 |  | Electric Utility | N | OP |  | Simple Cycle Turbine (PRMVR=GT or OT) unit under 25MW
EXCLUDE | TX | Sam Rayburn | 6413 | 2 | WAT | HY | 26 | 26 | 0 | 7477 |  |  | 7477 | 0 |  | Electric Utility | N | OP |  | Non Combustion (NUC, WAT, WND, GEO, or SUN)
OGST | TX | Sam Rayburn | 3631 | 3 | NG | ST | 25 | 22 | 0 | 0 |  |  | 0 | 106.1926 |  | Electric Utility | N | OP
EXCLUDE | TX | Sam Rayburn | 3631 | 4 | DFO | IC | 1.6 | 1.6 | 0 | 0 |  |  | 0 | 0 |  | Electric Utility | N | OP |  | Internal Combustion (PRMVR=IC)
EXCLUDE | TX | Sam Rayburn | 3631 | 5 | DFO | IC | 1.6 | 1.6 | 0 | 0 |  |  | 0 | 0 |  | Electric Utility | N | OP |  | Internal Combustion (PRMVR=IC)
NGCC | TX | Sam Rayburn | 3631 | 7 | NG | CC | 49.2 | 49 | 505 | 86238.0506 |  |  | 86238.0506 | 45157.3953 |  | Electric Utility | N | OP
NGCC | TX | Sam Rayburn | 3631 | 8 | NG | CC | 49.2 | 49 | 491 | 86238.0506 |  |  | 86238.0506 | 45157.3953 |  | Electric Utility | N | OP
NGCC | TX | Sam Rayburn | 3631 | 9 | NG | CC | 49.2 | 48 | 492.3 | 86238.0506 |  |  | 86238.0506 | 45157.3953 |  | Electric Utility | N | OP
NGCC | TX | Sam Rayburn | 3631 | 10 | NG | CC | 42 | 37 | 492.3 | 73617.8481 |  |  | 73617.8481 | 38548.996 |  | Electric Utility | N | OP
SSTLOGN | TX | San Jacinto County Peaking Facility | 56603 | SJC1 | NG | GT | 85 | 73 | 1050 | 88048 |  |  | 88048 | 66744.42 |  | Electric Utility | N | OP
SSTLOGN | TX | San Jacinto County Peaking Facility | 56603 | SJC2 | NG | GT | 85 | 73 | 1050 | 88048 |  |  | 88048 | 66060.886 |  | Electric Utility | N | OP
SST | TX | San Jacinto Steam Electric Station | 7325 | 1 | NG | GT | 88.2 | 81 | 1400 | 431821.5 |  |  | 431821.5 | 275106.036 |  | Electric Utility/IPP Non-CHP | N | OP
SST | TX | San Jacinto Steam Electric Station | 7325 | 2 | NG | GT | 88.2 | 81 | 1400 | 431821.5 |  |  | 431821.5 | 449326.464 |  | Electric Utility/IPP Non-CHP | N | OP
COALST | TX | San Miguel | 6183 | 1 | LIG | ST | 410 | 391 | 5400 | 2952760 |  |  | 2952760 | 3697343.025 |  | Electric Utility | N | OP
EXCLUDE | TX | Sand Bluff Wind Farm | 56479 | 2 | WND | WT | 90 | 90 | 0 | 300003 |  |  | 300003 | 0 |  | IPP Non-CHP | N | OP |  | Non Combustion (NUC, WAT, WND, GEO, or SUN)
NGCC | TX | Sand Hill | 7900 | 5A | NG | CC | 198 | 161 | 2700 | 618878.0876 |  |  | 618878.0876 | 288275.255 |  | Electric Utility | N | OP
NGCC | TX | Sand Hill | 7900 | 5C | NG | CC | 190 | 151 | 2700 | 593872.9124 |  |  | 593872.9124 | 276627.77 |  | Electric Utility | N | OP
SSTLOGN | TX | Sand Hill | 7900 | SH1 | NG | GT | 51.4 | 47.3 | 475 | 58411.3333 |  |  | 58411.3333 | 31789.216 |  | Electric Utility | N | OP
SSTLOGN | TX | Sand Hill | 7900 | SH2 | NG | GT | 51.4 | 47.3 | 475 | 58411.3333 |  |  | 58411.3333 | 33143.967 |  | Electric Utility | N | OP
SSTLOGN | TX | Sand Hill | 7900 | SH3 | NG | GT | 51.4 | 47.3 | 475 | 58411.3333 |  |  | 58411.3333 | 35105.085 |  | Electric Utility | N | OP
SSTLOGN | TX | Sand Hill | 7900 | SH4 | NG | GT | 51.4 | 47.3 | 475 | 58411.3333 |  |  | 58411.3333 | 31498.36 |  | Electric Utility | N | OP
SSTLOGN | TX | Sand Hill | 7900 | SH6 | NG | GT | 51.4 | 47.3 | 475 | 58411.3333 |  |  | 58411.3333 | 21543.776 |  | Electric Utility | N | OP
SSTLOGN | TX | Sand Hill | 7900 | SH7 | NG | GT | 51.4 | 47.3 | 475 | 58411.3333 |  |  | 58411.3333 | 20636.312 |  | Electric Utility | N | OP
COALST | TX | Sandow No 4 | 6648 | 4 | LIG | ST | 590.6 | 600 | 9444 | 4611303 |  |  | 4611303 | 5227831.468 |  | Electric Utility/IPP Non-CHP | N | OP
COALST | TX | Sandow No 5 | 52071 | 5 | LIG | ST | 661.5 | 570 | 5920 | 4014683 |  |  | 4014683 | 4357143.621 |  | Electric Utility/IPP Non-CHP | N | OP
EXCLUDE | TX | Sandow No 5 | 52071 | GEN1 | LIG | ST | 121 | 121 | 0 | 0 |  |  | 0 | 0 |  | IPP Non-CHP | N | RE | 2006 | Retired in 2006
EXCLUDE | TX | Sandow No 5 | 52071 | GEN2 | LIG | ST | 121 | 121 | 0 | 0 |  |  | 0 | 0 |  | IPP Non-CHP | N | RE | 2006 | Retired in 2006
EXCLUDE | TX | Sandow No 5 | 52071 | GEN3 | LIG | ST | 121 | 121 | 0 | 0 |  |  | 0 | 0 |  | IPP Non-CHP | N | RE | 2006 | Retired in 2006
COALST | TX | Sandy Creek Energy Station | 56611 | S01 | SUB | ST | 1008 | 936.5 | 0 |  |  |  |  | 0 |  | IPP Non-CHP | N | V
EXCLUDE | TX | Scurry County Wind II | 56775 | 1 | WND | WT | 120 | 120 | 0 | 405216 |  |  | 405216 | 0 |  | IPP Non-CHP | N | OP |  | Non Combustion (NUC, WAT, WND, GEO, or SUN)
EXCLUDE | TX | Scurry County Wind LP | 56506 | SCW | WND | WT | 130.5 | 130.5 | 0 | 432314 |  |  | 432314 | 0 |  | IPP Non-CHP | N | OP |  | Non Combustion (NUC, WAT, WND, GEO, or SUN)
EXCLUDE | TX | Seadrift Coke LP | 10167 | GEN1 | PC | ST | 7.6 | 7.6 | 0 | 46408.68 | 0.045725 | 4406226.3906 | 1014951.9956 | 135146.7568 |  | Industrial CHP | Y | OP |  | Steam unit (PRMVR=ST) under 25MW/250 MMBtu/hr
EXCLUDE | TX | Security | 55556 | UNT1 | LFG | IC | 1.3 | 1.7 | 0 | 0 |  |  | 0 | 0 |  | IPP Non-CHP | N | RE | 2004 | Internal Combustion (PRMVR=IC)
EXCLUDE | TX | Security | 55556 | UNT2 | LFG | IC | 1.3 | 1.7 | 0 | 0 |  |  | 0 | 0 |  | IPP Non-CHP | N | OP |  | Internal Combustion (PRMVR=IC)
EXCLUDE | TX | Security | 55556 | UNT3 | LFG | IC | 1.3 | 1.7 | 0 | 0 |  |  | 0 | 0 |  | IPP Non-CHP | N | OP |  | Internal Combustion (PRMVR=IC)
EXCLUDE | TX | Senate Wind LLC | 57981 | GEN1 | WND | WT | 150 | 150 | 0 | 0 |  |  | 0 | 0 |  | IPP Non-CHP | N | U |  | Non Combustion (NUC, WAT, WND, GEO, or SUN)
EXCLUDE | TX | Shell Deer Park | 50304 | GEN1 | PUR | ST | 51 | 45 | 0 | 121832 |  |  | 121832 | 0 |  | Industrial CHP | N | OP |  | Non Fossil fuel type
EXCLUDE | TX | Shell Deer Park | 50304 | GEN2 | PUR | ST | 51 | 45 | 0 | 107032 |  |  | 107032 | 0 |  | Industrial CHP | N | OP |  | Non Fossil fuel type
EXCLUDE | TX | Shell Deer Park | 50304 | GEN3 | PUR | ST | 5 | 4.7 | 0 | 0 | 0.36821 | 0 | 0 | 0 |  | Industrial CHP | Y | RE | 1986 | Non Fossil fuel type
EXCLUDE | TX | Shell Deer Park | 50304 | GEN4 | OG | GT | 75 | 70 | 0 | 595414.5 | 0.36048 | 4805496.2037 | 1651722.2822 | 444862.1378 |  | Industrial CHP | Y | OP |  | Commercial/Industrial Unit
EXCLUDE | TX | Shell Deer Park | 50304 | GEN5 | OG | GT | 75 | 70 | 0 | 595414.5 | 0.36048 | 4805496.2037 | 1651722.2822 | 444862.1378 |  | Industrial CHP | Y | OP |  | Commercial/Industrial Unit
EXCLUDE | TX | Sherbino I Wind Farm | 56779 | 1 | WND | WT | 150 | 150 | 0 | 442413 |  |  | 442413 | 0 |  | IPP Non-CHP | N | OP |  | Non Combustion (NUC, WAT, WND, GEO, or SUN)
EXCLUDE | TX | Sherbino II | 57415 | 1 | WND | WT | 150 | 150 | 0 | 11999 |  |  | 11999 | 0 |  | IPP Non-CHP | N | OP |  | Non Combustion (NUC, WAT, WND, GEO, or SUN)
EXCLUDE | TX | Sherwin Alumina | 54291 | 1 | PUR | ST | 6 | 6 | 0 | 38594.75 |  |  |  | 0 |  | Industrial CHP | Y | OP |  | Non Fossil fuel type
EXCLUDE | TX | Sherwin Alumina | 54291 | 2 | PUR | ST | 6 | 6 | 0 | 38594.75 |  |  |  | 0 |  | Industrial CHP | Y | OP |  | Non Fossil fuel type
EXCLUDE | TX | Sherwin Alumina | 54291 | 3 | PUR | ST | 6 | 6 | 0 | 38594.75 |  |  |  | 0 |  | Industrial CHP | Y | OP |  | Non Fossil fuel type
EXCLUDE | TX | Sherwin Alumina | 54291 | 4 | PUR | ST | 6 | 6 | 0 | 38594.75 |  |  |  | 0 |  | Industrial CHP | Y | OP |  | Non Fossil fuel type
EXCLUDE | TX | Silas Ray | 3559 | 5 | NG | ST | 24 | 18 | 0 | 0 |  |  | 0 | 0 |  | Electric Utility | N | OA |  | Steam unit (PRMVR=ST) under 25MW/250 MMBtu/hr
NGCC | TX | Silas Ray | 3559 | 6 | NG | CC | 27 | 20 | 674.1 | 26331.907 |  |  | 26331.907 | 17860.1958 |  | Electric Utility | N | OP
NGCC | TX | Silas Ray | 3559 | 9 | NG | CC | 59 | 42 | 674.1 | 57540.093 |  |  | 57540.093 | 39027.8352 |  | Electric Utility | N | OP
SSTLOGN | TX | Silas Ray | 3559 | 10 | NG | GT | 61 | 45 | 478.5 | 21392 |  |  | 21392 | 15281.211 |  | Electric Utility | N | OP
EXCLUDE | TX | Silas Ray | 3559 | DG-2 | DFO | IC | 1.3 | 1 | 0 | 0 |  |  | 0 | 0 |  | Electric Utility | N | SB |  | Internal Combustion (PRMVR=IC)
EXCLUDE | TX | Silas Ray | 3559 | DG-3a | DFO | IC | 1.3 | 1 | 0 | 0 |  |  | 0 | 0 |  | Electric Utility | N | SB |  | Internal Combustion (PRMVR=IC)
EXCLUDE | TX | Silas Ray | 3559 | DG-3b | DFO | IC | 1.3 | 1 | 0 | 0 |  |  | 0 | 0 |  | Electric Utility | N | SB |  | Internal Combustion (PRMVR=IC)
EXCLUDE | TX | Silas Ray | 3559 | DG-4 | DFO | IC | 1.3 | 1 | 0 | 0 |  |  | 0 | 0 |  | Electric Utility | N | SB |  | Internal Combustion (PRMVR=IC)
EXCLUDE | TX | Silas Ray | 3559 | DG-6a | DFO | IC | 1.3 | 1 | 0 | 0 |  |  | 0 | 0 |  | Electric Utility | N | SB |  | Internal Combustion (PRMVR=IC)
EXCLUDE | TX | Silas Ray | 3559 | DG-6b | DFO | IC | 1.3 | 1 | 0 | 0 |  |  | 0 | 0 |  | Electric Utility | N | SB |  | Internal Combustion (PRMVR=IC)
EXCLUDE | TX | Silas Ray | 3559 | DG-7a | DFO | IC | 1.3 | 1 | 0 | 0 |  |  | 0 | 0 |  | Electric Utility | N | SB |  | Internal Combustion (PRMVR=IC)
EXCLUDE | TX | Silas Ray | 3559 | DG-7b | DFO | IC | 1.3 | 1 | 0 | 0 |  |  | 0 | 0 |  | Electric Utility | N | SB |  | Internal Combustion (PRMVR=IC)
EXCLUDE | TX | Silver Star I Wind Power Project | 56771 | 1 | WND | WT | 60 | 60 | 0 | 202508 |  |  | 202508 | 0 |  | IPP Non-CHP | N | OP |  | Non Combustion (NUC, WAT, WND, GEO, or SUN)
OGST | TX | Sim Gideon | 3601 | 1 | NG | ST | 144 | 140 | 1447 | 67961 |  |  | 67961 | 50744.479 |  | Electric Utility | N | OP
OGST | TX | Sim Gideon | 3601 | 2 | NG | ST | 144 | 140 | 1462 | 56572 |  |  | 56572 | 41201.841 |  | Electric Utility | N | OP
OGST | TX | Sim Gideon | 3601 | 3 | NG | ST | 351 | 340 | 3434 | 429018 |  |  | 429018 | 291416.267 |  | Electric Utility | N | OP
EXCLUDE | TX | Skyline Gas Recovery | 56528 | GEN1 | LFG | IC | 1.6 | 1.6 | 0 | 0 |  |  | 0 | 0 |  | IPP Non-CHP | N | OP |  | Internal Combustion (PRMVR=IC)
EXCLUDE | TX | Skyline Gas Recovery | 56528 | GEN2 | LFG | IC | 1.6 | 1.6 | 0 | 0 |  |  | 0 | 0 |  | IPP Non-CHP | N | OP |  | Internal Combustion (PRMVR=IC)
EXCLUDE | TX | Skyline Gas Recovery | 56528 | GEN3 | LFG | IC | 1.6 | 1.6 | 0 | 0 |  |  | 0 | 0 |  | IPP Non-CHP | N | OP |  | Internal Combustion (PRMVR=IC)
EXCLUDE | TX | Skyline Gas Recovery | 56528 | GEN4 | LFG | IC | 1.6 | 1.6 | 0 | 0 |  |  | 0 | 0 |  | IPP Non-CHP | N | OP |  | Internal Combustion (PRMVR=IC)
EXCLUDE | TX | Small Hydro of Texas | 55000 | 1 | WAT | HY | 0.5 | 0.4 | 0 | 0 |  |  | 0 | 0 |  | IPP Non-CHP | N | OS |  | Non Combustion (NUC, WAT, WND, GEO, or SUN)
EXCLUDE | TX | Small Hydro of Texas | 55000 | 2 | WAT | HY | 0.5 | 0.4 | 0 | 0 |  |  | 0 | 0 |  | IPP Non-CHP | N | OS |  | Non Combustion (NUC, WAT, WND, GEO, or SUN)
EXCLUDE | TX | Small Hydro of Texas | 55000 | 3 | WAT | HY | 0.5 | 0.4 | 0 | 0 |  |  | 0 | 0 |  | IPP Non-CHP | N | OS |  | Non Combustion (NUC, WAT, WND, GEO, or SUN)
EXCLUDE | TX | Snider Industries | 50141 | WGN1 | WDS | ST | 5 | 5 | 0 | 13538 | 0.14861 | 352841.246 | 91096.8905 | 79959.8581 |  | Industrial CHP | Y | OP |  | Non Fossil fuel type
EXCLUDE | TX | Snyder Wind Farm | 56602 | SNY1 | WND | WT | 63 | 63 | 0 | 184589 |  |  | 184589 | 0 |  | IPP Non-CHP | N | OP |  | Non Combustion (NUC, WAT, WND, GEO, or SUN)
EXCLUDE | TX | South Texas Project | 6251 | 1 | NUC | ST | 1354.3 | 1280 | 0 | 10182948 |  |  | 10182948 | 0 |  | IPP Non-CHP | N | OP |  | Non Combustion (NUC, WAT, WND, GEO, or SUN)
EXCLUDE | TX | South Texas Project | 6251 | 2 | NUC | ST | 1354.3 | 1280 | 0 | 10182948 |  |  | 10182948 | 0 |  | IPP Non-CHP | N | OP |  | Non Combustion (NUC, WAT, WND, GEO, or SUN)
EXCLUDE | TX | South Trent Wind Farm | 56649 | 1 | WND | WT | 101.2 | 101.2 | 0 | 344996 |  |  | 344996 | 0 |  | IPP Non-CHP | N | OP |  | Non Combustion (NUC, WAT, WND, GEO, or SUN)
EXCLUDE | TX | Southwest Texas State University | 50263 | GEN1 | NG | IC | 6 | 6 | 0 | 0 | 0 |  |  | 0 |  | Commercial CHP | Y | OS |  | Internal Combustion (PRMVR=IC)
EXCLUDE | TX | Spencer | 4266 | 1 | NG | ST | 12.6 | 12 | 0 | 0 |  |  | 0 | 0 |  | Electric Utility | N | RE | 2005 | Steam unit (PRMVR=ST) under 25MW/250 MMBtu/hr
EXCLUDE | TX | Spencer | 4266 | 2 | NG | ST | 12.6 | 12 | 0 | 0 |  |  | 0 | 0 |  | Electric Utility | N | RE | 2005 | Steam unit (PRMVR=ST) under 25MW/250 MMBtu/hr
EXCLUDE | TX | Spencer | 4266 | 3 | NG | ST | 22 | 22 | 0 | 0 |  |  | 0 | 0 |  | Electric Utility | N | RE | 2005 | Steam unit (PRMVR=ST) under 25MW/250 MMBtu/hr
OGST | TX | Spencer | 4266 | 4 | NG | ST | 61.1 | 61 | 800 | 1124 |  |  | 1124 | 1564.175 |  | Electric Utility | N | OP
OGST | TX | Spencer | 4266 | 5 | NG | ST | 65.4 | 61 | 800 | 1152 |  |  | 1152 | 1753.85 |  | Electric Utility | N | OP
EXCLUDE | TX | Spinning Spur Wind LLC | 57973 | GEN1 | WND | WT | 161 | 161 | 0 | 0 |  |  | 0 | 0 |  | IPP Non-CHP | N | U |  | Non Combustion (NUC, WAT, WND, GEO, or SUN)
NGCC | TX | SRW Cogen LP | 55120 | GT1A | NG | CC | 180 | 160 | 2025 | 988787.4049 | 0.84127 | 848764.6981 | 1175356.4329 | 905295.1438 |  | IPP CHP | Y | OP
NGCC | TX | SRW Cogen LP | 55120 | GT1B | NG | CC | 180 | 160 | 2025 | 988787.4049 | 0.84127 | 848764.6981 | 1175356.4329 | 905295.1438 |  | IPP CHP | Y | OP
NGCC | TX | SRW Cogen LP | 55120 | ST1A | NG | CC | 145 | 100 | 2025 | 796523.1873 | 0.84127 | 683727.1179 | 946814.9043 | 729265.5325 |  | IPP CHP | Y | OP
EXCLUDE | TX | Stanton Wind Energy LLC | 56644 | 1 | WND | WT | 120 | 120 | 0 | 406258 |  |  | 406258 | 0 |  | IPP Non-CHP | N | OP |  | Non Combustion (NUC, WAT, WND, GEO, or SUN)
EXCLUDE | TX | State Farm Insur Support Center Central | 55390 | 2A | DFO | IC | 1.8 | 1.8 | 0 | 0 |  |  | 0 | 0 |  | Commercial Non-CHP | N | SB |  | Internal Combustion (PRMVR=IC)
EXCLUDE | TX | State Farm Insur Support Center Central | 55390 | 2B | DFO | IC | 1.8 | 1.8 | 0 | 0 |  |  | 0 | 0 |  | Commercial Non-CHP | N | SB |  | Internal Combustion (PRMVR=IC)
EXCLUDE | TX | State Farm Insur Support Center Central | 55390 | 3A | DFO | IC | 1.8 | 1.8 | 0 | 0 |  |  | 0 | 0 |  | Commercial Non-CHP | N | SB |  | Internal Combustion (PRMVR=IC)
EXCLUDE | TX | State Farm Insur Support Center Central | 55390 | 3B | DFO | IC | 1.8 | 1.8 | 0 | 0 |  |  | 0 | 0 |  | Commercial Non-CHP | N | SB |  | Internal Combustion (PRMVR=IC)
EXCLUDE | TX | State Farm Insur Support Center Central | 55390 | 4A | DFO | IC | 1.8 | 1.8 | 0 | 0 |  |  | 0 | 0 |  | Commercial Non-CHP | N | SB |  | Internal Combustion (PRMVR=IC)
EXCLUDE | TX | State Farm Insur Support Center Central | 55390 | 4B | DFO | IC | 1.8 | 1.8 | 0 | 0 |  |  | 0 | 0 |  | Commercial Non-CHP | N | SB |  | Internal Combustion (PRMVR=IC)
EXCLUDE | TX | Stephens Ranch Wind Energy LLC | 57983 | 1 | WND | WT | 377.5 | 377.5 | 0 | 0 |  |  | 0 | 0 |  | IPP Non-CHP | N | P |  | Non Combustion (NUC, WAT, WND, GEO, or SUN)
EXCLUDE | TX | SunE CPS3 LLC | 58009 | 1 | SUN | PV | 5.6 | 5.6 | 0 | 0 |  |  | 0 | 0 |  | IPP Non-CHP | N | T |  | Non Combustion (NUC, WAT, WND, GEO, or SUN)
EXCLUDE | TX | SunE CPS3 LLC | 58009 | 2 | SUN | PV | 5 | 5 | 0 | 0 |  |  | 0 | 0 |  | IPP Non-CHP | N | T |  | Non Combustion (NUC, WAT, WND, GEO, or SUN)
EXCLUDE | TX | Sunray Wind I | 57326 | WND1 | WND | WT | 49.5 | 49.5 | 0 | 195082 |  |  | 195082 | 0 |  | IPP Non-CHP | N | OP |  | Non Combustion (NUC, WAT, WND, GEO, or SUN)
EXCLUDE | TX | Suzlon Project VIII LLC | 57741 | SP95 | WND | WT | 2.1 | 2.1 | 0 | 1736 |  |  | 1736 | 0 |  | IPP Non-CHP | N | OP |  | Non Combustion (NUC, WAT, WND, GEO, or SUN)
EXCLUDE | TX | Suzlon Project VIII LLC | 57741 | SP97 | WND | WT | 2.1 | 2.1 | 0 | 1736 |  |  | 1736 | 0 |  | IPP Non-CHP | N | OP |  | Non Combustion (NUC, WAT, WND, GEO, or SUN)
SST | TX | Sweeny Cogen Facility | 55015 | GEN1 | NG | GT | 143 | 109 | 2342 | 805297 | 0.37839 | 6018313.3598 | 2128197.0644 | 682897.825 |  | IPP CHP | Y | OP
SST | TX | Sweeny Cogen Facility | 55015 | GEN2 | NG | GT | 143 | 109 | 2342 | 805297 | 0.37839 | 6018313.3598 | 2128197.0644 | 552489.139 |  | IPP CHP | Y | OP
SST | TX | Sweeny Cogen Facility | 55015 | GEN3 | NG | GT | 143 | 109 | 2342 | 805297 | 0.37839 | 6018313.3598 | 2128197.0644 | 586169.542 |  | IPP CHP | Y | OP
SST | TX | Sweeny Cogen Facility | 55015 | GEN4 | NG | GT | 143 | 109 | 2342 | 805297 | 0.37839 | 6018313.3598 | 2128197.0644 | 638698.185 |  | IPP CHP | Y | OP
EXCLUDE | TX | Sweeny IGCC Plant | 57705 | SIGCC | PC | CC | 680 | 680 | 0 | 0 | 0 |  |  | 0 |  | IPP CHP | Y | P |  | Status of operation (IP,L,P,T,or U)
EXCLUDE | TX | Sweetwater Wind 1 LLC | 56211 | SW1 | WND | WT | 37.5 | 37.5 | 0 | 126199 |  |  | 126199 | 0 |  | IPP Non-CHP | N | OP |  | Non Combustion (NUC, WAT, WND, GEO, or SUN)
EXCLUDE | TX | Sweetwater Wind 2 LLC | 56212 | SW2 | WND | WT | 91.5 | 91.5 | 0 | 313783 |  |  | 313783 | 0 |  | IPP Non-CHP | N | OP |  | Non Combustion (NUC, WAT, WND, GEO, or SUN)
EXCLUDE | TX | Sweetwater Wind 3 LLC | 56311 | SW3 | WND | WT | 135 | 135 | 0 | 419761 |  |  | 419761 | 0 |  | IPP Non-CHP | N | OP |  | Non Combustion (NUC, WAT, WND, GEO, or SUN)
EXCLUDE | TX | Sweetwater Wind 4 LLC | 56337 | SW4 | WND | WT | 241 | 241 | 0 | 733711 |  |  | 733711 | 0 |  | IPP Non-CHP | N | OP |  | Non Combustion (NUC, WAT, WND, GEO, or SUN)
EXCLUDE | TX | Sweetwater Wind 5 | 56372 | SW5 | WND | WT | 80.5 | 80.5 | 0 | 241538 |  |  | 241538 | 0 |  | IPP Non-CHP | N | OP |  | Non Combustion (NUC, WAT, WND, GEO, or SUN)
EXCLUDE | TX | T H Wharton | 3469 | 2 | NG | ST | 247.8 | 229 | 0 | 0 |  |  | 0 | 0 |  | IPP Non-CHP | N | RE | 2005 | Retired in 2005
NGCC | TX | T H Wharton | 3469 | 3 | NG | CC | 113.1 | 104 | 952 | 208290.0542 |  |  | 208290.0542 | 113899.9584 |  | Electric Utility/IPP Non-CHP | N | OP
NGCC | TX | T H Wharton | 3469 | 4 | NG | CC | 113.1 | 104 | 952 | 208290.0542 |  |  | 208290.0542 | 113899.9584 |  | Electric Utility/IPP Non-CHP | N | OP
NGCC | TX | T H Wharton | 3469 | 31 | NG | CC | 51.3 | 57 | 952 | 94476.3906 |  |  | 94476.3906 | 51662.8458 |  | Electric Utility/IPP Non-CHP | N | OP
NGCC | TX | T H Wharton | 3469 | 32 | NG | CC | 51.3 | 57 | 952 | 94476.3906 |  |  | 94476.3906 | 51662.8458 |  | Electric Utility/IPP Non-CHP | N | OP
NGCC | TX | T H Wharton | 3469 | 33 | NG | CC | 51.3 | 57 | 952 | 94476.3906 |  |  | 94476.3906 | 51662.8458 |  | Electric Utility/IPP Non-CHP | N | OP
NGCC | TX | T H Wharton | 3469 | 34 | NG | CC | 51.3 | 57 | 952 | 94476.3906 |  |  | 94476.3906 | 51662.8458 |  | Electric Utility/IPP Non-CHP | N | OP
NGCC | TX | T H Wharton | 3469 | 41 | NG | CC | 51.3 | 57 | 952 | 94476.3906 |  |  | 94476.3906 | 51662.8458 |  | Electric Utility/IPP Non-CHP | N | OP
NGCC | TX | T H Wharton | 3469 | 42 | NG | CC | 51.3 | 57 | 952 | 94476.3906 |  |  | 94476.3906 | 51662.8458 |  | Electric Utility/IPP Non-CHP | N | OP
NGCC | TX | T H Wharton | 3469 | 43 | NG | CC | 56.7 | 57 | 965 | 104421.2739 |  |  | 104421.2739 | 57101.0401 |  | Electric Utility/IPP Non-CHP | N | OP
NGCC | TX | T H Wharton | 3469 | 44 | NG | CC | 56.7 | 57 | 952 | 104421.2739 |  |  | 104421.2739 | 57101.0401 |  | Electric Utility/IPP Non-CHP | N | OP
SSTLOGN | TX | T H Wharton | 3469 | 51 | NG | GT | 85 | 58 | 1053.1408 | 23566.9485 |  |  | 23566.9485 | 28861.2515 |  | Electric Utility/IPP Non-CHP | N | OP
SSTLOGN | TX | T H Wharton | 3469 | 52 | NG | GT | 85 | 58 | 1053.1408 | 23566.9485 |  |  | 23566.9485 | 28861.2515 |  | Electric Utility/IPP Non-CHP | N | OP
SSTLOGN | TX | T H Wharton | 3469 | 53 | NG | GT | 85 | 58 | 1053.1408 | 23566.9485 |  |  | 23566.9485 | 28861.2515 |  | Electric Utility/IPP Non-CHP | N | OP
SSTLOGN | TX | T H Wharton | 3469 | 54 | NG | GT | 85 | 58 | 1053.1408 | 23566.9485 |  |  | 23566.9485 | 28861.2515 |  | Electric Utility/IPP Non-CHP | N | OP
SSTLOGN | TX | T H Wharton | 3469 | 55 | NG | GT | 85 | 58 | 1053.1408 | 23566.9485 |  |  | 23566.9485 | 28861.2515 |  | Electric Utility/IPP Non-CHP | N | OP
SSTLOGN | TX | T H Wharton | 3469 | 56 | NG | GT | 85 | 58 | 1053.1408 | 23566.9485 |  |  | 23566.9485 | 28861.2515 |  | Electric Utility/IPP Non-CHP | N | OP
EXCLUDE | TX | T H Wharton | 3469 | GT1 | NG | GT | 16.3 | 13 | 201.9552 | 4519.3089 |  |  | 4519.3089 | 5534.5694 |  | Electric Utility/IPP Non-CHP | N | OP |  | Simple Cycle Turbine (PRMVR=GT or OT) unit under 25MW
EXCLUDE | TX | TECO CHP-1 | 57504 | CHP1 | NG | GT | 48 | 48 | 0 | 69020.42 | 0.86578 | 48676.584 | 79720.138 | 37887.2231 |  | Commercial CHP | Y | OP |  | Commercial/Industrial Unit
EXCLUDE | TX | TempleInland | 10425 | TG | BLQ | ST | 48 | 36.8 | 0 | 272212.4 | 0.2292 | 4164737.8792 | 1187673.5399 | 1472923.4382 |  | Industrial CHP | Y | OP |  | Commercial/Industrial Unit
NGCC | TX | Tenaska Frontier Generation Station | 55062 | GTG1 | NG | CC | 183.2 | 155 | 2405 | 777996.6117 |  |  | 777996.6117 | 343950.4176 |  | Electric Utility/IPP Non-CHP | N | OP
NGCC | TX | Tenaska Frontier Generation Station | 55062 | GTG2 | NG | CC | 183.2 | 155 | 2405 | 777996.6117 |  |  | 777996.6117 | 343950.4176 |  | Electric Utility/IPP Non-CHP | N | OP
NGCC | TX | Tenaska Frontier Generation Station | 55062 | GTG3 | NG | CC | 183.2 | 155 | 2405 | 777996.6117 |  |  | 777996.6117 | 343950.4176 |  | Electric Utility/IPP Non-CHP | N | OP
NGCC | TX | Tenaska Frontier Generation Station | 55062 | STG1 | NG | CC | 390.1 | 395 | 2405 | 1656640.1649 |  |  | 1656640.1649 | 732396.6043 |  | Electric Utility/IPP Non-CHP | N | OP
NGCC | TX | Tenaska Gateway Generating Station | 55132 | GTG1 | NG | CC | 183.2 | 151 | 2405 | 634914.1499 |  |  | 634914.1499 | 283107.3828 |  | Electric Utility/IPP Non-CHP | N | OP
NGCC | TX | Tenaska Gateway Generating Station | 55132 | GTG2 | NG | CC | 183.2 | 146 | 2405 | 634914.1499 |  |  | 634914.1499 | 283107.3828 |  | Electric Utility/IPP Non-CHP | N | OP
NGCC | TX | Tenaska Gateway Generating Station | 55132 | GTG3 | NG | CC | 183.2 | 148 | 2405 | 634914.1499 |  |  | 634914.1499 | 283107.3828 |  | Electric Utility/IPP Non-CHP | N | OP
NGCC | TX | Tenaska Gateway Generating Station | 55132 | STG1 | NG | CC | 390 | 399 | 2405 | 1351618.5504 |  |  | 1351618.5504 | 602684.9306 |  | Electric Utility/IPP Non-CHP | N | OP
EXCLUDE | TX | Tessman Road | 56113 | 1 | LFG | IC | 1.4 | 1.4 | 0 | 0 |  |  | 0 | 0 |  | IPP Non-CHP | N | OP |  | Internal Combustion (PRMVR=IC)
EXCLUDE | TX | Tessman Road | 56113 | 2 | LFG | IC | 1.4 | 1.4 | 0 | 0 |  |  | 0 | 0 |  | IPP Non-CHP | N | OP |  | Internal Combustion (PRMVR=IC)
EXCLUDE | TX | Tessman Road | 56113 | 3 | LFG | IC | 1.4 | 1.4 | 0 | 0 |  |  | 0 | 0 |  | IPP Non-CHP | N | OP |  | Internal Combustion (PRMVR=IC)
EXCLUDE | TX | Tessman Road | 56113 | 4 | LFG | IC | 1.4 | 1.4 | 0 | 0 |  |  | 0 | 0 |  | IPP Non-CHP | N | OP |  | Internal Combustion (PRMVR=IC)
EXCLUDE | TX | Tessman Road | 56113 | 5 | LFG | IC | 1.4 | 1.4 | 0 | 0 |  |  | 0 | 0 |  | IPP Non-CHP | N | OP |  | Internal Combustion (PRMVR=IC)
EXCLUDE | TX | Tessman Road | 56113 | 6 | LFG | IC | 1.4 | 1.4 | 0 | 0 |  |  | 0 | 0 |  | IPP Non-CHP | N | OP |  | Internal Combustion (PRMVR=IC)
NGCC | TX | Texas City Cogen LLC | 52088 | GEN1 | NG | CC | 141 | 139 | 1765 | 452954.3536 | 0.50072 | 2054755.3237 | 904615.1077 | 321681.6316 |  | IPP CHP | Y | OP
NGCC | TX | Texas City Cogen LLC | 52088 | GEN2 | NG | CC | 103 | 104 | 1765 | 330881.5491 | 0.50072 | 1500991.4776 | 660818.1283 | 234987.2911 |  | IPP CHP | Y | OP
NGCC | TX | Texas City Cogen LLC | 52088 | GEN3 | NG | CC | 103 | 104 | 1765 | 330881.5491 | 0.50072 | 1500991.4776 | 660818.1283 | 234987.2911 |  | IPP CHP | Y | OP
NGCC | TX | Texas City Cogen LLC | 52088 | GEN4 | NG | CC | 103 | 104 | 1765 | 330881.5491 | 0.50072 | 1500991.4776 | 660818.1283 | 234987.2911 |  | IPP CHP | Y | OP
EXCLUDE | TX | Texas City Plant Union Carbide | 50153 | GTG | NG | GT | 40 | 32 | 0 | 0 | 0 |  |  | 0 |  | Industrial CHP | Y | OP |  | Commercial/Industrial Unit
EXCLUDE | TX | Texas City Plant Union Carbide | 50153 | STG | PUR | ST | 56 | 38 | 0 | 98054.39 |  |  |  | 0 |  | Industrial CHP | Y | OP |  | Non Fossil fuel type
EXCLUDE | TX | Texas Gulf Wind 2 | 56662 | 1 | WND | WT | 187.2 | 187.2 | 0 | 0 |  |  | 0 | 0 |  | IPP Non-CHP | N | T |  | Non Combustion (NUC, WAT, WND, GEO, or SUN)
EXCLUDE | TX | Texas Petrochemicals | 50229 | GT1 | NG | CC | 105 | 105 | 0 | 0 | 0 |  |  | 0 |  | Industrial CHP | Y | IP |  | Status of operation (IP,L,P,T,or U)
EXCLUDE | TX | Texas Petrochemicals | 50229 | GT2 | NG | CC | 105 | 105 | 0 | 0 | 0 |  |  | 0 |  | Industrial CHP | Y | IP |  | Status of operation (IP,L,P,T,or U)
EXCLUDE | TX | Texas Petrochemicals | 50229 | ST#1 | NG | CC | 420 | 420 | 0 | 0 | 0 |  |  | 0 |  | Industrial CHP | Y | IP |  | Status of operation (IP,L,P,T,or U)
EXCLUDE | TX | Texas Petrochemicals | 50229 | TG2 | NG | ST | 35 | 35 | 0 | 204407 | 0.10027 | 8344385.0822 | 2038606.5345 | 599084.9284 |  | Industrial CHP | Y | OP |  | Commercial/Industrial Unit
OGST | TX | Thomas C Ferguson | 4937 | 1 | NG | ST | 446 | 420 | 4590 | 357530 |  |  | 357530 | 254086.423 |  | Electric Utility | N | OP | 2015
EXCLUDE | TX | Thomas C Ferguson | 4937 | CT-1 | NG | CC | 182 | 162 | 0 | 0 | 0 |  |  | 0 |  | Electric Utility | Y | T |  | Status of operation (IP,L,P,T,or U)
EXCLUDE | TX | Thomas C Ferguson | 4937 | CT-2 | NG | CC | 182 | 162 | 0 | 0 | 0 |  |  | 0 |  | Electric Utility | Y | T |  | Status of operation (IP,L,P,T,or U)
EXCLUDE | TX | Thomas C Ferguson | 4937 | STG | NG | CC | 204 | 186 | 0 | 0 |  |  | 0 | 0 |  | Electric Utility | N | T |  | Status of operation (IP,L,P,T,or U)
EXCLUDE | TX | Toledo Bend | 6595 | 1 | WAT | HY | 40.5 | 40.5 | 0 | 6838 |  |  | 6838 | 0 |  | Electric Utility | N | OP |  | Non Combustion (NUC, WAT, WND, GEO, or SUN)
EXCLUDE | TX | Toledo Bend | 6595 | 2 | WAT | HY | 40.5 | 40.5 | 0 | 6838 |  |  | 6838 | 0 |  | Electric Utility | N | OP |  | Non Combustion (NUC, WAT, WND, GEO, or SUN)
COALST | TX | Tolk | 6194 | 1 | SUB | ST | 567.9 | 532 | 6331 | 4381705 |  |  | 4381705 | 4079556.673 |  | Electric Utility | N | OP
COALST | TX | Tolk | 6194 | 2 | SUB | ST | 567.9 | 535 | 5991 | 3434223 |  |  | 3434223 | 3538181.199 |  | Electric Utility | N | OP
EXCLUDE | TX | TP 4 | 3586 | 1 | WAT | HY | 2.4 | 2.4 | 0 | 4437.18 |  |  | 4437.18 | 0 |  | Electric Utility | N | OP |  | Non Combustion (NUC, WAT, WND, GEO, or SUN)
EXCLUDE | TX | Tradinghouse | 3506 | 1 | NG | ST | 580.5 | 565 | 0 | 0 |  |  | 0 | 0 |  | IPP Non-CHP | N | RE | 2010 | Retired in 2010
EXCLUDE | TX | Tradinghouse | 3506 | 2 | NG | ST | 799.2 | 818 | 0 | 0 |  |  | 0 | 0 |  | IPP Non-CHP | N | RE | 2010 | Retired in 2010
EXCLUDE | TX | Tradinghouse | 3506 | 3 | SUB | ST | 800 | 800 | 0 | 0 |  |  | 0 | 0 |  | IPP Non-CHP | N | IP |  | Status of operation (IP,L,P,T,or U)
EXCLUDE | TX | Tradinghouse | 3506 | 4 | SUB | ST | 800 | 800 | 0 | 0 |  |  | 0 | 0 |  | IPP Non-CHP | N | IP |  | Status of operation (IP,L,P,T,or U)
EXCLUDE | TX | Trent Wind Farm LP | 55968 | WTG1 | WND | WT | 150 | 150 | 0 | 423291 |  |  | 423291 | 0 |  | IPP Non-CHP | N | OP |  | Non Combustion (NUC, WAT, WND, GEO, or SUN)
OGST | TX | Trinidad | 3507 | 6 | NG | ST | 239.3 | 226 | 2571 | 85565 |  |  | 85565 | 60918.132 |  | Electric Utility/IPP Non-CHP | N | OP
EXCLUDE | TX | Trinidad | 3507 | D1 | DFO | IC | 2 | 2 | 0 | 0 |  |  | 0 | 0 |  | IPP Non-CHP | N | OP |  | Internal Combustion (PRMVR=IC)
EXCLUDE | TX | Trinidad | 3507 | D2 | DFO | IC | 2 | 2 | 0 | 0 |  |  | 0 | 0 |  | IPP Non-CHP | N | OP |  | Internal Combustion (PRMVR=IC)
EXCLUDE | TX | Trinity Hills | 57520 | 1 | WND | WT | 225 | 225 | 0 | 0 |  |  | 0 | 0 |  | IPP Non-CHP | N | TS |  | Non Combustion (NUC, WAT, WND, GEO, or SUN)
EXCLUDE | TX | Trinity Oaks Energy | 57877 | UNT1 | LFG | IC | 1.6 | 1.5 | 0 | 0 |  |  | 0 | 0 |  | IPP Non-CHP | N | OP |  | Internal Combustion (PRMVR=IC)
EXCLUDE | TX | Trinity Oaks Energy | 57877 | UNT2 | LFG | IC | 1.6 | 1.5 | 0 | 0 |  |  | 0 | 0 |  | IPP Non-CHP | N | OP |  | Internal Combustion (PRMVR=IC)
EXCLUDE | TX | Turbine | 7732 | 1 | NG | GT | 121 | 121 | 0 | 0 |  |  | 0 | 0 |  | Electric Utility | N | IP |  | Status of operation (IP,L,P,T,or U)
EXCLUDE | TX | Turkey Track Wind Energy LLC | 56774 | 1 | WND | WT | 169.5 | 169.5 | 0 | 463164 |  |  | 463164 | 0 |  | IPP Non-CHP | N | OP |  | Non Combustion (NUC, WAT, WND, GEO, or SUN)
COALST | TX | Twin Oaks Power One | 7030 | 1 | LIG | ST | 174.6 | 152 | 1717 | 1064583 |  |  | 1064583 | 1150272.29 |  | Electric Utility/IPP Non-CHP | N | OP
COALST | TX | Twin Oaks Power One | 7030 | 2 | LIG | ST | 174.6 | 153 | 1717 | 1221473 |  |  | 1221473 | 1298618.668 |  | Electric Utility/IPP Non-CHP | N | OP
EXCLUDE | TX | Twin Oaks Power One | 7030 | 3 | LIG | ST | 600 | 600 | 0 | 0 |  |  | 0 | 0 |  | IPP Non-CHP | N | IP |  | Status of operation (IP,L,P,T,or U)
NGCC | TX | TXU Sweetwater Generating Plant | 50615 | GT01 | NG | CC | 45 | 41 | 0 | 0 | 0 |  |  | 0 |  | IPP CHP | Y | OS
NGCC | TX | TXU Sweetwater Generating Plant | 50615 | GT02 | NG | CC | 99 | 86 | 0 | 0 | 0 |  |  | 0 |  | IPP CHP | Y | OS
NGCC | TX | TXU Sweetwater Generating Plant | 50615 | GT03 | NG | CC | 99 | 86 | 0 | 0 | 0 |  |  | 0 |  | IPP CHP | Y | OS
EXCLUDE | TX | TXU Sweetwater Generating Plant | 50615 | STG1 | NG | CC | 101 | 76 | 0 | 0 | 0 |  |  | 0 |  | IPP CHP | Y | RE | 2009 | Retired in 2009
OGST | TX | Ty Cooke | 3602 | 1 | NG | ST | 44 | 42 | 600 | 88049 |  |  | 88049 | 72907.03 |  | Electric Utility | N | OP
OGST | TX | Ty Cooke | 3602 | 2 | NG | ST | 53.6 | 46 | 600 | 115905 |  |  | 115905 | 92071.927 |  | Electric Utility | N | OP
EXCLUDE | TX | Ty Cooke | 3602 | GT1 | NG | GT | 12.5 | 11 | 0 | 6735.1415 |  |  | 6735.1415 | 6366.7649 |  | Electric Utility | N | OP |  | Simple Cycle Turbine (PRMVR=GT or OT) unit under 25MW
EXCLUDE | TX | Ty Cooke | 3602 | GT2 | NG | GT | 18.5 | 16 | 0 | 9968.0094 |  |  | 9968.0094 | 9422.8121 |  | Electric Utility | N | OP |  | Simple Cycle Turbine (PRMVR=GT or OT) unit under 25MW
EXCLUDE | TX | Ty Cooke | 3602 | GT3 | NG | GT | 22 | 16 | 0 | 11853.8491 |  |  | 11853.8491 | 11205.5063 |  | Electric Utility | N | OP |  | Simple Cycle Turbine (PRMVR=GT or OT) unit under 25MW
EXCLUDE | TX | Union Carbide Seadrift Cogen | 50150 | GE10 | NG | CC | 15 | 15 | 0 | 54562.4138 | 0.9238 | 20473.8652 | 59062.8238 | 39290.0176 |  | Industrial CHP | Y | OP |  | Combined Cycle (PRMVR=CC) unit under 25MW
EXCLUDE | TX | Union Carbide Seadrift Cogen | 50150 | GE11 | NG | CC | 35 | 35 | 0 | 127312.299 | 0.9238 | 47772.3521 | 137813.2556 | 91676.7078 |  | Industrial CHP | Y | OP |  | Commercial/Industrial Unit
EXCLUDE | TX | Union Carbide Seadrift Cogen | 50150 | GEN5 | NG | CC | 15 | 15 | 0 | 54562.4138 | 0.9238 | 20473.8652 | 59062.8238 | 39290.0176 |  | Industrial CHP | Y | OP |  | Combined Cycle (PRMVR=CC) unit under 25MW
EXCLUDE | TX | Union Carbide Seadrift Cogen | 50150 | GEN6 | NG | CC | 35 | 35 | 0 | 127312.299 | 0.9238 | 47772.3521 | 137813.2556 | 91676.7078 |  | Industrial CHP | Y | OP |  | Commercial/Industrial Unit
EXCLUDE | TX | Union Carbide Seadrift Cogen | 50150 | GEN7 | NG | CC | 6 | 6 | 0 | 21824.9655 | 0.9238 | 8189.5461 | 23625.1295 | 15716.0071 |  | Industrial CHP | Y | OP |  | Combined Cycle (PRMVR=CC) unit under 25MW
EXCLUDE | TX | Union Carbide Seadrift Cogen | 50150 | GEN8 | NG | CC | 35 | 35 | 0 | 127312.299 | 0.9238 | 47772.3521 | 137813.2556 | 91676.7078 |  | Industrial CHP | Y | OP |  | Commercial/Industrial Unit
EXCLUDE | TX | Union Carbide Seadrift Cogen | 50150 | GEN9 | NG | CC | 15 | 15 | 0 | 54562.4138 | 0.9238 | 20473.8652 | 59062.8238 | 39290.0176 |  | Industrial CHP | Y | OP |  | Combined Cycle (PRMVR=CC) unit under 25MW
EXCLUDE | TX | Union Carbide Seadrift Cogen | 50150 | IGT | NG | CC | 12 | 12 | 0 | 43649.9311 |  |  | 43649.9311 | 31432.0141 |  | Industrial CHP | N | OS |  | Combined Cycle (PRMVR=CC) unit under 25MW
EXCLUDE | TX | University of Texas at Dallas | 54607 | GEN1 | NG | IC | 3.5 | 3.5 | 0 | 0 | 0.58333 | 0 | 0 | 0 |  | Commercial CHP | Y | SB | 2020 | Internal Combustion (PRMVR=IC)
EXCLUDE | TX | University of Texas at San Antonio | 54606 | GEN1 | NG | IC | 3.4 | 3.3 | 0 | 0 | 0.83705 | 0 | 0 | 0 |  | Commercial CHP | Y | OP |  | Internal Combustion (PRMVR=IC)
EXCLUDE | TX | UTSA TEP II | 56401 | GEN2 | DFO | IC | 1.5 | 1.5 | 0 | 0 |  |  | 0 | 0 |  | Commercial Non-CHP | N | IP |  | Internal Combustion (PRMVR=IC)
EXCLUDE | TX | UTSA TEP II | 56401 | GEN3 | DFO | IC | 1.5 | 1.5 | 0 | 0 |  |  | 0 | 0 |  | Commercial Non-CHP | N | IP |  | Internal Combustion (PRMVR=IC)
OGST | TX | V H Braunig | 3612 | 1 | NG | ST | 225 | 220 | 2292.2 | 184342 |  |  | 184342 | 125003.225 |  | Electric Utility | N | OP
OGST | TX | V H Braunig | 3612 | 2 | NG | ST | 252 | 230 | 2458.5 | 117435 |  |  | 117435 | 86078.25 |  | Electric Utility | N | OP
OGST | TX | V H Braunig | 3612 | 3 | NG | ST | 417 | 412 | 4563.1 | 471477 |  |  | 471477 | 324316.525 |  | Electric Utility | N | OP
SSTLOGN | TX | V H Braunig | 3612 | 5 | NG | GT | 61 | 47 | 486 | 29898.251 |  |  | 29898.251 | 21021.8 |  | Electric Utility | N | OP
SSTLOGN | TX | V H Braunig | 3612 | 6 | NG | GT | 61 | 47 | 486 | 29898.251 |  |  | 29898.251 | 20889.45 |  | Electric Utility | N | OP
SSTLOGN | TX | V H Braunig | 3612 | 7 | NG | GT | 61 | 47 | 486 | 29898.251 |  |  | 29898.251 | 20598.9 |  | Electric Utility | N | OP
SSTLOGN | TX | V H Braunig | 3612 | 8 | NG | GT | 61 | 47 | 486 | 29898.251 |  |  | 29898.251 | 21068.2 |  | Electric Utility | N | OP
EXCLUDE | TX | Valero Energy Port Arthur Refinery | 52108 | GEN1 | NG | CC | 17.2 | 14 | 0 | 11859.7518 | 0.012856 | 4142838.508 | 922507.1378 | 92880.7887 |  | Industrial CHP | Y | OP |  | Combined Cycle (PRMVR=CC) unit under 25MW
EXCLUDE | TX | Valero Energy Port Arthur Refinery | 52108 | GEN2 | NG | CC | 13.7 | 12 | 0 | 9446.4302 | 0.012856 | 3299819.0442 | 734787.6621 | 73980.6282 |  | Industrial CHP | Y | OS |  | Combined Cycle (PRMVR=CC) unit under 25MW
EXCLUDE | TX | Valero Energy Port Arthur Refinery | 52108 | GEN3 | NG | CC | 13.7 | 12 | 0 | 0 | 0.012856 | 0 | 0 | 0 |  | Industrial CHP | Y | RE | 2006 | Combined Cycle (PRMVR=CC) unit under 25MW
EXCLUDE | TX | Valero Energy Port Arthur Refinery | 52108 | GEN4 | NG | CC | 10 | 10 | 0 | 6895.2045 | 0.012856 | 2408627.0396 | 536341.3592 | 54000.4586 |  | Industrial CHP | Y | OS |  | Combined Cycle (PRMVR=CC) unit under 25MW
EXCLUDE | TX | Valero Energy Port Arthur Refinery | 52108 | GEN5 | NG | CC | 10 | 10 | 0 | 6895.2045 | 0.012856 | 2408627.0396 | 536341.3592 | 54000.4586 |  | Industrial CHP | Y | SB |  | Combined Cycle (PRMVR=CC) unit under 25MW
EXCLUDE | TX | Valero Energy Port Arthur Refinery | 52108 | GEN6 | NG | CC | 10 | 10 | 0 | 6895.2045 | 0.012856 | 2408627.0396 | 536341.3592 | 54000.4586 |  | Industrial CHP | Y | OP |  | Combined Cycle (PRMVR=CC) unit under 25MW
EXCLUDE | TX | Valero Energy Port Arthur Refinery | 52108 | GEN7 | NG | CC | 10 | 10 | 0 | 6895.2045 | 0.012856 | 2408627.0396 | 536341.3592 | 54000.4586 |  | Industrial CHP | Y | OP |  | Combined Cycle (PRMVR=CC) unit under 25MW
EXCLUDE | TX | Valero Refinery Corpus Christi East | 10203 | GEN1 | NG | GT | 20 | 17 | 0 | 0 | 0 |  |  | 0 |  | Industrial CHP | Y | RE | 2010 | Simple Cycle Turbine (PRMVR=GT or OT) unit under 25MW
EXCLUDE | TX | Valero Refinery Corpus Christi East | 10203 | GEN2 | NG | GT | 20 | 17 | 0 | 0 | 0 |  |  | 0 |  | Industrial CHP | Y | RE | 2010 | Simple Cycle Turbine (PRMVR=GT or OT) unit under 25MW
EXCLUDE | TX | Valero Refinery Corpus Christi West | 50121 | PRU | WH | ST | 12 | 12 | 0 | 35811.5029 |  |  | 35811.5029 | 0 |  | Industrial CHP | N | OP |  | Non Fossil fuel type
EXCLUDE | TX | Valero Refinery Corpus Christi West | 50121 | TG1 | OG | ST | 28.6 | 26.6 | 0 | 85350.7486 |  |  | 85350.7486 | 64747.1042 |  | Industrial CHP | N | OP |  | Commercial/Industrial Unit
EXCLUDE | TX | Valero Refinery Corpus Christi West | 50121 | TG2 | OG | ST | 28.6 | 26.6 | 0 | 85350.7486 |  |  | 85350.7486 | 79180.0311 |  | Industrial CHP | N | OP |  | Commercial/Industrial Unit
EXCLUDE | TX | Valero Refinery Corpus Christi West | 50121 | TG3 | OG | ST | 7.5 | 7 | 0 | 0 | 1 | 0 | 0 | 0 |  | Industrial CHP | Y | RE | 2006 | Steam unit (PRMVR=ST) under 25MW/250 MMBtu/hr
OGST | TX | Valley | 3508 | 1 | NG | ST | 198.9 | 175 | 0 | 0 |  |  | 0 | 0 |  | IPP Non-CHP | N | SB
OGST | TX | Valley | 3508 | 2 | NG | ST | 580.5 | 550 | 0 | 0 |  |  | 0 | 0 |  | IPP Non-CHP | N | SB
OGST | TX | Valley | 3508 | 3 | NG | ST | 396 | 390 | 0 | 0 |  |  | 0 | 0 |  | IPP Non-CHP | N | SB
EXCLUDE | TX | Valley | 3508 | 4 | SUB | ST | 800 | 800 | 0 | 0 |  |  | 0 | 0 |  | IPP Non-CHP | N | IP |  | Status of operation (IP,L,P,T,or U)
EXCLUDE | TX | Victoria | 3443 | 4 | NG | ST | 75 | 69 | 0 | 0 |  |  | 0 | 0 |  | IPP Non-CHP | N | RE | 2008 | Retired in 2008
NGCC | TX | Victoria | 3443 | 5 | NG | CC | 180 | 125 | 2444 | 289634.7572 |  |  | 289634.7572 | 136740.4715 |  | Electric Utility/IPP Non-CHP | N | OP
EXCLUDE | TX | Victoria | 3443 | 6 | NG | ST | 261 | 250 | 0 | 0 |  |  | 0 | 0 |  | IPP Non-CHP | N | RE | 2006 | Retired in 2006
NGCC | TX | Victoria | 3443 | 7 | NG | CC | 196.9 | 160 | 2444 | 316828.2428 |  |  | 316828.2428 | 149578.8825 |  | Electric Utility/IPP Non-CHP | N | OP
EXCLUDE | TX | Victoria Texas Plant | 10790 | GEN1 | NG | GT | 102.4 | 75 | 0 | 430862 | 0.38633 | 3113623.3433 | 1115275.103 | 326912.1732 |  | Industrial CHP | Y | OP |  | Commercial/Industrial Unit
EXCLUDE | TX | Village Creek Wastewater Treatment Plant | 54520 | 3 | OBG | IC | 1.1 | 1.1 | 0 | 0 |  |  | 0 | 0 |  | Commercial Non-CHP | N | RE | 2003 | Internal Combustion (PRMVR=IC)
EXCLUDE | TX | Village Creek Wastewater Treatment Plant | 54520 | SD2 | NG | IC | 0.9 | 0.9 | 0 | 0 |  |  | 0 | 0 |  | Commercial Non-CHP | N | SB |  | Internal Combustion (PRMVR=IC)
EXCLUDE | TX | Village Creek Wastewater Treatment Plant | 54520 | SDI | NG | IC | 0.9 | 0.9 | 0 | 0 |  |  | 0 | 0 |  | Commercial Non-CHP | N | SB |  | Internal Combustion (PRMVR=IC)
EXCLUDE | TX | Village Creek Wastewater Treatment Plant | 54520 | TG1 | OBG | GT | 5.3 | 4.2 | 0 | 19002 |  |  | 19002 | 13347.7094 |  | Commercial Non-CHP | N | OP |  | Non Fossil fuel type
EXCLUDE | TX | Village Creek Wastewater Treatment Plant | 54520 | TG2 | OBG | GT | 5.3 | 4.2 | 0 | 19002 |  |  | 19002 | 13347.7094 |  | Commercial Non-CHP | N | OP |  | Non Fossil fuel type
OGST | TX | W A Parish | 3470 | 1 | NG | ST | 187.8 | 169 | 2047 | 104907 |  |  | 104907 | 81270.331 |  | Electric Utility/IPP Non-CHP | N | OP
OGST | TX | W A Parish | 3470 | 2 | NG | ST | 187.8 | 169 | 1968 | 93947 |  |  | 93947 | 73353.098 |  | Electric Utility/IPP Non-CHP | N | OP
OGST | TX | W A Parish | 3470 | 3 | NG | ST | 299.2 | 273 | 3003 | 199193 |  |  | 199193 | 150326.087 |  | Electric Utility/IPP Non-CHP | N | OP
OGST | TX | W A Parish | 3470 | 4 | NG | ST | 580.5 | 552 | 5900 | 559458 |  |  | 559458 | 384621.78 |  | Electric Utility/IPP Non-CHP | N | OP
COALST | TX | W A Parish | 3470 | 5 | SUB | ST | 734.1 | 659 | 8545 | 4160758 |  |  | 4160758 | 4510697.446 |  | Electric Utility/IPP Non-CHP | N | OP
COALST | TX | W A Parish | 3470 | 6 | SUB | ST | 734.1 | 653 | 8840 | 4634481 |  |  | 4634481 | 5384393.755 |  | Electric Utility/IPP Non-CHP | N | OP
COALST | TX | W A Parish | 3470 | 7 | SUB | ST | 614.6 | 577 | 8351 | 3811179 |  |  | 3811179 | 3880338.458 |  | Electric Utility/IPP Non-CHP | N | OP
COALST | TX | W A Parish | 3470 | 8 | SUB | ST | 654 | 610 | 6896 | 4404487 |  |  | 4404487 | 4915856.782 |  | Electric Utility/IPP Non-CHP | N | OP
EXCLUDE | TX | W A Parish | 3470 | GT1 | NG | GT | 16.3 | 13 | 0 | 1610 |  |  | 1610 | 1879.0898 |  | IPP Non-CHP | N | OP |  | Simple Cycle Turbine (PRMVR=GT or OT) unit under 25MW
OGST | TX | W B Tuttle | 3613 | 1 | NG | ST | 75 | 60 | 0 | -247 |  |  | -247 | 0 |  | Electric Utility | N | RE | 2011
EXCLUDE | TX | W B Tuttle | 3613 | 2 | NG | ST | 113.6 | 100 | 0 | 0 |  |  | 0 | 0 |  | Electric Utility | N | RE | 2007 | Retired in 2007
OGST | TX | W B Tuttle | 3613 | 3 | NG | ST | 113.6 | 100 | 0 | -44 |  |  | -44 | 0 |  | Electric Utility | N | RE | 2011
OGST | TX | W B Tuttle | 3613 | 4 | NG | ST | 191.7 | 154 | 0 | -44 |  |  | -44 | 0 |  | Electric Utility | N | RE | 2011
EXCLUDE | TX | Wasson CO2 Removal Plant | 52122 | GEN1 | NG | GT | 23.4 | 13.2 | 0 | 88286 | 0.48201 | 431631.9895 | 183164.0751 | 101220.6481 |  | Industrial CHP | Y | OP |  | Simple Cycle Turbine (PRMVR=GT or OT) unit under 25MW
EXCLUDE | TX | Weatherford | 3624 | 1 | DFO | IC | 0.3 | 0.1 | 0 | 0 |  |  | 0 | 0 |  | Electric Utility | N | SB |  | Internal Combustion (PRMVR=IC)
EXCLUDE | TX | Weatherford | 3624 | 2 | DFO | IC | 0.3 | 0.1 | 0 | 0 |  |  | 0 | 0 |  | Electric Utility | N | SB |  | Internal Combustion (PRMVR=IC)
EXCLUDE | TX | Weatherford | 3624 | 3 | DFO | IC | 0.3 | 0.1 | 0 | 0 |  |  | 0 | 0 |  | Electric Utility | N | SB |  | Internal Combustion (PRMVR=IC)
EXCLUDE | TX | Weatherford | 3624 | 4 | DFO | IC | 0.8 | 0.6 | 0 | 0 |  |  | 0 | 0 |  | Electric Utility | N | SB |  | Internal Combustion (PRMVR=IC)
EXCLUDE | TX | Weatherford | 3624 | 6 | DFO | IC | 1.4 | 1.2 | 0 | 0 |  |  | 0 | 0 |  | Electric Utility | N | SB |  | Internal Combustion (PRMVR=IC)
EXCLUDE | TX | Weatherford | 3624 | 7 | NG | IC | 1.3 | 1.1 | 0 | 0 |  |  | 0 | 0 |  | Electric Utility | N | SB |  | Internal Combustion (PRMVR=IC)
EXCLUDE | TX | Weatherford | 3624 | 8 | NG | IC | 1.3 | 1.1 | 0 | 0 |  |  | 0 | 0 |  | Electric Utility | N | SB |  | Internal Combustion (PRMVR=IC)
EXCLUDE | TX | Webberville Solar Project | 57699 | AES1 | SUN | PV | 30 | 30 | 0 | 0 |  |  | 0 | 0 |  | IPP Non-CHP | N | OP |  | Non Combustion (NUC, WAT, WND, GEO, or SUN)
EXCLUDE | TX | Webster | 3471 | 3 | NG | ST | 410 | 374 | 0 | 0 |  |  | 0 | 0 |  | IPP Non-CHP | N | RE | 2006 | Retired in 2006
EXCLUDE | TX | Webster | 3471 | GT1 | NG | GT | 16.3 | 13 | 0 | 0 |  |  | 0 | 0 |  | IPP Non-CHP | N | RE | 2006 | Simple Cycle Turbine (PRMVR=GT or OT) unit under 25MW
COALST | TX | Welsh | 6139 | 1 | SUB | ST | 558 | 528 | 6896 | 3660090 |  |  | 3660090 | 4025461.544 |  | Electric Utility | N | OP
COALST | TX | Welsh | 6139 | 2 | SUB | ST | 558 | 528 | 7046 | 3557681 |  |  | 3557681 | 3956143.885 |  | Electric Utility | N | OP | 2014
COALST | TX | Welsh | 6139 | 3 | SUB | ST | 558 | 528 | 6909 | 3670294 |  |  | 3670294 | 4090149.625 |  | Electric Utility | N | OP
EXCLUDE | TX | West Texas Wind Energy LLC | 55367 | 1 | WND | WT | 75 | 75 | 0 | 177896 |  |  | 177896 | 0 |  | IPP Non-CHP | N | OP |  | Non Combustion (NUC, WAT, WND, GEO, or SUN)
EXCLUDE | TX | West Texas Windplant | 54966 | WIND | WND | WT | 30 | 30 | 0 | 30639 |  |  | 30639 | 0 |  | IPP Non-CHP | N | OP |  | Non Combustion (NUC, WAT, WND, GEO, or SUN)
EXCLUDE | TX | Westex Windpower Facility | 56402 | 1 | WND | WT | 7 | 7 | 0 | 0 |  |  | 0 | 0 |  | IPP Non-CHP | N | OP |  | Non Combustion (NUC, WAT, WND, GEO, or SUN)
EXCLUDE | TX | Westhollow Technology Center | 54330 | 1 | NG | GT | 3.7 | 3.7 | 0 | 26548 | 0.82071 | 26384.4996 | 32347.6409 | 15949.9373 |  | Industrial CHP | Y | OP |  | Simple Cycle Turbine (PRMVR=GT or OT) unit under 25MW
EXCLUDE | TX | Westside Landfill Gas Recovery | 57020 | GEN1 | LFG | IC | 1.6 | 1.6 | 0 | 0 |  |  | 0 | 0 |  | IPP Non-CHP | N | OP |  | Internal Combustion (PRMVR=IC)
EXCLUDE | TX | Westside Landfill Gas Recovery | 57020 | GEN2 | LFG | IC | 1.6 | 1.6 | 0 | 0 |  |  | 0 | 0 |  | IPP Non-CHP | N | OP |  | Internal Combustion (PRMVR=IC)
EXCLUDE | TX | Westside Landfill Gas Recovery | 57020 | GEN3 | LFG | IC | 1.6 | 1.6 | 0 | 0 |  |  | 0 | 0 |  | IPP Non-CHP | N | OP |  | Internal Combustion (PRMVR=IC)
EXCLUDE | TX | Whirlwind Energy Center | 56673 | WEC | WND | WT | 59.8 | 57 | 0 | 164542 |  |  | 164542 | 0 |  | IPP Non-CHP | N | OP |  | Non Combustion (NUC, WAT, WND, GEO, or SUN)
EXCLUDE | TX | Whitetail Wind Energy LLC | 58021 | 1 | WND | WT | 92 | 92 | 0 | 0 |  |  | 0 | 0 |  | IPP Non-CHP | N | L |  | Non Combustion (NUC, WAT, WND, GEO, or SUN)
EXCLUDE | TX | Whitney | 6414 | 1 | WAT | HY | 15 | 15 | 0 | 5241 |  |  | 5241 | 0 |  | Electric Utility | N | OP |  | Non Combustion (NUC, WAT, WND, GEO, or SUN)
EXCLUDE | TX | Whitney | 6414 | 2 | WAT | HY | 15 | 15 | 0 | 5241 |  |  | 5241 | 0 |  | Electric Utility | N | OP |  | Non Combustion (NUC, WAT, WND, GEO, or SUN)
EXCLUDE | TX | Wildorado Wind Ranch | 56432 | 1 | WND | WT | 161 | 161 | 0 | 644250 |  |  | 644250 | 0 |  | IPP Non-CHP | N | OP |  | Non Combustion (NUC, WAT, WND, GEO, or SUN)
OGST | TX | Wilkes | 3478 | 1 | NG | ST | 180 | 174 | 1562 | 309220 |  |  | 309220 | 231861.033 |  | Electric Utility | N | OP
OGST | TX | Wilkes | 3478 | 2 | NG | ST | 351 | 355 | 3052 | 524410 |  |  | 524410 | 346439.216 |  | Electric Utility | N | OP
OGST | TX | Wilkes | 3478 | 3 | NG | ST | 351 | 354 | 3052 | 525700 |  |  | 525700 | 337486.204 |  | Electric Utility | N | OP
SSTLOGN | TX | Winchester Power Park | 56674 | CGT1 | NG | GT | 60.5 | 44.8 | 437 | 18985 |  |  | 18985 | 9566.777 |  | Electric Utility | N | OP
SSTLOGN | TX | Winchester Power Park | 56674 | CGT2 | NG | GT | 60.5 | 44.8 | 437 | 18985 |  |  | 18985 | 11549.696 |  | Electric Utility | N | OP
SSTLOGN | TX | Winchester Power Park | 56674 | CGT3 | NG | GT | 60.5 | 44.8 | 437 | 18985 |  |  | 18985 | 11020.94 |  | Electric Utility | N | OP
SSTLOGN | TX | Winchester Power Park | 56674 | CGT4 | NG | GT | 60.5 | 44.8 | 437 | 18985 |  |  | 18985 | 10384.852 |  | Electric Utility | N | OP
NGCC | TX | Wise County Power LLC | 55320 | GT1 | NG | CC | 242 | 215 | 3187.1 | 1184958.8716 |  |  | 1184958.8716 | 523510.4544 |  | Electric Utility/IPP Non-CHP | N | OP
NGCC | TX | Wise County Power LLC | 55320 | GT2 | NG | CC | 242 | 215 | 3187.1 | 1184958.8716 |  |  | 1184958.8716 | 523510.4544 |  | Electric Utility/IPP Non-CHP | N | OP
NGCC | TX | Wise County Power LLC | 55320 | ST1 | NG | CC | 262 | 225 | 3187.1 | 1282889.3568 |  |  | 1282889.3568 | 566775.7812 |  | Electric Utility/IPP Non-CHP | N | OP
NGCC | TX | Wolf Hollow I LP | 55139 | CTG1 | NG | CC | 264.8 | 227 | 3055.6 | 814807.1966 |  |  | 814807.1966 | 382681.2472 |  | Electric Utility/IPP Non-CHP | N | OP
NGCC | TX | Wolf Hollow I LP | 55139 | CTG2 | NG | CC | 264.8 | 227.7 | 3055.6 | 814807.1966 |  |  | 814807.1966 | 382681.2472 |  | Electric Utility/IPP Non-CHP | N | OP
NGCC | TX | Wolf Hollow I LP | 55139 | ST | NG | CC | 280 | 240.8 | 3055.6 | 861578.6067 |  |  | 861578.6067 | 404647.8445 |  | Electric Utility/IPP Non-CHP | N | OP
EXCLUDE | TX | Wolf Ridge Wind | 58080 | 1 | WND | WT | 112.5 | 112.5 | 0 | 462258 |  |  | 462258 | 0 |  | IPP Non-CHP | N | OP |  | Non Combustion (NUC, WAT, WND, GEO, or SUN)
EXCLUDE | TX | Woodall Gas Plant | 57952 | GEN1 | NG | IC | 1 | 1 | 0 | 0 |  |  | 0 | 0 |  | Industrial Non-CHP | N | V |  | Internal Combustion (PRMVR=IC)
EXCLUDE | TX | Woodall Gas Plant | 57952 | GEN2 | NG | IC | 1 | 1 | 0 | 0 |  |  | 0 | 0 |  | Industrial Non-CHP | N | V |  | Internal Combustion (PRMVR=IC)
EXCLUDE | TX | Woodall Gas Plant | 57952 | GEN3 | NG | IC | 1 | 1 | 0 | 0 |  |  | 0 | 0 |  | Industrial Non-CHP | N | V |  | Internal Combustion (PRMVR=IC)
EXCLUDE | TX | Woodward Mountain I | 55796 | 1 | WND | WT | 82 | 82 | 0 | 206089 |  |  | 206089 | 0 |  | IPP Non-CHP | N | OP |  | Non Combustion (NUC, WAT, WND, GEO, or SUN)
EXCLUDE | TX | Woodward Mountain II | 55795 | 1 | WND | WT | 78 | 78 | 0 | 201768 |  |  | 201768 | 0 |  | IPP Non-CHP | N | OP |  | Non Combustion (NUC, WAT, WND, GEO, or SUN)
EXCLUDE | TX | Yates Gas Plant | 55025 | GEN1 | NG | GT | 2.8 | 2.8 | 0 | 13250 | 0.48569 | 63830.4205 | 27280.7196 | 13286.9389 |  | Industrial CHP | Y | OP |  | Simple Cycle Turbine (PRMVR=GT or OT) unit under 25MW
EXCLUDE | TX | Yates Gas Plant | 55025 | GEN2 | NG | GT | 2.8 | 2.8 | 0 | 13250 | 0.48569 | 63830.4205 | 27280.7196 | 13286.9389 |  | Industrial CHP | Y | OP |  | Simple Cycle Turbine (PRMVR=GT or OT) unit under 25MW
EXCLUDE | UT | Bartholomew | 3688 | 1 | WAT | HY | 0.5 | 0.5 | 0 | 0 |  |  | 0 | 0 |  | Electric Utility | N | RE | 2010 | Non Combustion (NUC, WAT, WND, GEO, or SUN)
EXCLUDE | UT | Bartholomew | 3688 | 2 | WAT | HY | 1 | 1 | 0 | 4086 |  |  | 4086 | 0 |  | Electric Utility | N | OP |  | Non Combustion (NUC, WAT, WND, GEO, or SUN)
EXCLUDE | UT | Bloomington Power Plant | 7767 | 1 | DFO | IC | 1.7 | 1.5 | 0 | 0 |  |  | 0 | 0 |  | Electric Utility | N | OP |  | Internal Combustion (PRMVR=IC)
EXCLUDE | UT | Bloomington Power Plant | 7767 | 2 | DFO | IC | 1.7 | 1.5 | 0 | 0 |  |  | 0 | 0 |  | Electric Utility | N | OP |  | Internal Combustion (PRMVR=IC)
EXCLUDE | UT | Bloomington Power Plant | 7767 | 3 | DFO | IC | 1.7 | 1.5 | 0 | 0 |  |  | 0 | 0 |  | Electric Utility | N | OP |  | Internal Combustion (PRMVR=IC)
EXCLUDE | UT | Bloomington Power Plant | 7767 | 4 | DFO | IC | 1.7 | 1.5 | 0 | 0 |  |  | 0 | 0 |  | Electric Utility | N | OP |  | Internal Combustion (PRMVR=IC)
EXCLUDE | UT | Bloomington Power Plant | 7767 | 5 | DFO | IC | 1.7 | 1.5 | 0 | 0 |  |  | 0 | 0 |  | Electric Utility | N | OP |  | Internal Combustion (PRMVR=IC)
EXCLUDE | UT | Bloomington Power Plant | 7767 | 6 | DFO | IC | 1.7 | 1.5 | 0 | 0 |  |  | 0 | 0 |  | Electric Utility | N | OP |  | Internal Combustion (PRMVR=IC)
EXCLUDE | UT | Bloomington Power Plant | 7767 | 7 | DFO | IC | 1.7 | 1.5 | 0 | 0 |  |  | 0 | 0 |  | Electric Utility | N | RE | 2010 | Internal Combustion (PRMVR=IC)
EXCLUDE | UT | Blundell | 299 | 1 | GEO | ST | 26.1 | 23 | 0 | 190495.748 |  |  | 190495.748 | 0 |  | Electric Utility | N | OP |  | Non Combustion (NUC, WAT, WND, GEO, or SUN)
EXCLUDE | UT | Blundell | 299 | 2 | GEO | ST | 12 | 11 | 0 | 87584.252 |  |  | 87584.252 | 0 |  | Electric Utility | N | OP |  | Non Combustion (NUC, WAT, WND, GEO, or SUN)
EXCLUDE | UT | Blundell | 299 | 3 | GEO | ST | 30 | 35 | 0 | 0 |  |  | 0 | 0 |  | Electric Utility | N | P |  | Non Combustion (NUC, WAT, WND, GEO, or SUN)
EXCLUDE | UT | Bonnett | 7370 | CT1 | GEO | ST | 8.5 | 7 | 0 | 0 |  |  | 0 | 0 |  | Electric Utility | N | RE | 2003 | Non Combustion (NUC, WAT, WND, GEO, or SUN)
EXCLUDE | UT | Bonnett | 7370 | OEC1 | GEO | ST | 0.7 | 0.7 | 0 | 0 |  |  | 0 | 0 |  | Electric Utility | N | RE | 2003 | Non Combustion (NUC, WAT, WND, GEO, or SUN)
EXCLUDE | UT | Bonnett | 7370 | OEC2 | GEO | ST | 0.7 | 0.7 | 0 | 0 |  |  | 0 | 0 |  | Electric Utility | N | RE | 2003 | Non Combustion (NUC, WAT, WND, GEO, or SUN)
EXCLUDE | UT | Bonnett | 7370 | OEC3 | GEO | ST | 0.7 | 0.7 | 0 | 0 |  |  | 0 | 0 |  | Electric Utility | N | RE | 2003 | Non Combustion (NUC, WAT, WND, GEO, or SUN)
EXCLUDE | UT | Bonnett | 7370 | OEC4 | GEO | ST | 0.7 | 0.7 | 0 | 0 |  |  | 0 | 0 |  | Electric Utility | N | RE | 2003 | Non Combustion (NUC, WAT, WND, GEO, or SUN)
EXCLUDE | UT | Bonnett | 7370 | ST1 | GEO | ST | 20 | 8 | 0 | 0 |  |  | 0 | 0 |  | Electric Utility | N | IP |  | Non Combustion (NUC, WAT, WND, GEO, or SUN)
EXCLUDE | UT | Bonnett | 7370 | ST2 | GEO | ST | 20 | 8 | 0 | 0 |  |  | 0 | 0 |  | Electric Utility | N | IP |  | Non Combustion (NUC, WAT, WND, GEO, or SUN)
EXCLUDE | UT | Bonnett | 7370 | TT1 | GEO | ST | 2 | 2 | 0 | 0 |  |  | 0 | 0 |  | Electric Utility | N | RE | 1996 | Non Combustion (NUC, WAT, WND, GEO, or SUN)
EXCLUDE | UT | Boulder | 3699 | 1 | WAT | HY | 1.4 | 1.4 | 0 | 8819.3333 |  |  | 8819.3333 | 0 |  | Electric Utility | N | OP |  | Non Combustion (NUC, WAT, WND, GEO, or SUN)
EXCLUDE | UT | Boulder | 3699 | 2 | WAT | HY | 1.4 | 1.4 | 0 | 8819.3333 |  |  | 8819.3333 | 0 |  | Electric Utility | N | OP |  | Non Combustion (NUC, WAT, WND, GEO, or SUN)
EXCLUDE | UT | Boulder | 3699 | 3 | WAT | HY | 1.4 | 1.4 | 0 | 8819.3333 |  |  | 8819.3333 | 0 |  | Electric Utility | N | OP |  | Non Combustion (NUC, WAT, WND, GEO, or SUN)
EXCLUDE | UT | Bountiful City | 3665 | 2 | NG | IC | 1.2 | 1.2 | 0 | 0 |  |  | 0 | 0 |  | Electric Utility | N | RE | 2011 | Internal Combustion (PRMVR=IC)
EXCLUDE | UT | Bountiful City | 3665 | 3 | NG | IC | 1.2 | 1.2 | 0 | 0 |  |  | 0 | 0 |  | Electric Utility | N | RE | 2011 | Internal Combustion (PRMVR=IC)
EXCLUDE | UT | Bountiful City | 3665 | 4 | NG | IC | 1 | 1 | 0 | 0 |  |  | 0 | 0 |  | Electric Utility | N | RE | 2011 | Internal Combustion (PRMVR=IC)
EXCLUDE | UT | Bountiful City | 3665 | 5 | NG | IC | 1 | 1 | 0 | 0 |  |  | 0 | 0 |  | Electric Utility | N | RE | 2011 | Internal Combustion (PRMVR=IC)
EXCLUDE | UT | Bountiful City | 3665 | 6 | NG | IC | 2.5 | 2.5 | 0 | 0 |  |  | 0 | 0 |  | Electric Utility | N | RE | 2011 | Internal Combustion (PRMVR=IC)
EXCLUDE | UT | Bountiful City | 3665 | 7 | DFO | IC | 0.1 | 0.1 | 0 | 0 |  |  | 0 | 0 |  | Electric Utility | N | RE | 2011 | Internal Combustion (PRMVR=IC)
EXCLUDE | UT | Bountiful City | 3665 | 1A | NG | GT | 5.2 | 4.2 | 0 | 127 |  |  | 127 | 92.3999 |  | Electric Utility | N | OP |  | Simple Cycle Turbine (PRMVR=GT or OT) unit under 25MW
EXCLUDE | UT | Bountiful City | 3665 | 2A | NG | GT | 12.6 | 11 | 0 | 0 |  |  | 0 | 0 |  | Electric Utility | N | U |  | Simple Cycle Turbine (PRMVR=GT or OT) unit under 25MW
EXCLUDE | UT | Bountiful City | 3665 | 3A | NG | GT | 12.6 | 11 | 0 | 0 |  |  | 0 | 0 |  | Electric Utility | N | U |  | Simple Cycle Turbine (PRMVR=GT or OT) unit under 25MW
EXCLUDE | UT | Bountiful City | 3665 | IC8 | NG | IC | 7 | 7 | 0 | 0 |  |  | 0 | 0 |  | Electric Utility | N | OP |  | Internal Combustion (PRMVR=IC)
EXCLUDE | UT | Brigham City | 3666 | 1 | WAT | HY | 0.6 | 0.5 | 0 | 3421 |  |  | 3421 | 0 |  | Electric Utility | N | OP |  | Non Combustion (NUC, WAT, WND, GEO, or SUN)
EXCLUDE | UT | Brigham City | 3666 | 2 | WAT | HY | 0.6 | 0.5 | 0 | 3421 |  |  | 3421 | 0 |  | Electric Utility | N | OP |  | Non Combustion (NUC, WAT, WND, GEO, or SUN)
EXCLUDE | UT | Brigham City | 3666 | 8182 | WAT | HY | 0.6 | 0.4 | 0 | 3421 |  |  | 3421 | 0 |  | Electric Utility | N | OP |  | Non Combustion (NUC, WAT, WND, GEO, or SUN)
COALST | UT | Carbon | 3644 | 1 | BIT | ST | 75 | 67 | 1243 | 524804 |  |  | 524804 | 593716.278 |  | Electric Utility | N | OP | 2015
COALST | UT | Carbon | 3644 | 2 | BIT | ST | 113.6 | 105 | 1476 | 807414 |  |  | 807414 | 930647.627 |  | Electric Utility | N | OP | 2015
EXCLUDE | UT | Causey | 7548 | 1 | WAT | HY | 1.5 | 1.5 | 0 | 5043.5714 |  |  | 5043.5714 | 0 |  | Electric Utility | N | OP |  | Non Combustion (NUC, WAT, WND, GEO, or SUN)
EXCLUDE | UT | Causey | 7548 | 2 | WAT | HY | 0.6 | 0.6 | 0 | 2017.4286 |  |  | 2017.4286 | 0 |  | Electric Utility | N | OP |  | Non Combustion (NUC, WAT, WND, GEO, or SUN)
NGCC | UT | Currant Creek | 56102 | CT1A | NG | CC | 146.2 | 138.8 | 2165 | 616877.3477 |  |  | 616877.3477 | 250042.8736 |  | Electric Utility | N | OP
NGCC | UT | Currant Creek | 56102 | CT1B | NG | CC | 146.2 | 138.8 | 2156 | 616877.3477 |  |  | 616877.3477 | 250042.8736 |  | Electric Utility | N | OP
NGCC | UT | Currant Creek | 56102 | ST1 | NG | CC | 274.5 | 262.4 | 2165 | 1158227.3046 |  |  | 1158227.3046 | 469471.7428 |  | Electric Utility | N | OP
EXCLUDE | UT | Cutler | 3646 | 1 | WAT | HY | 15 | 14.5 | 0 | 79037.5 |  |  | 79037.5 | 0 |  | Electric Utility | N | OP |  | Non Combustion (NUC, WAT, WND, GEO, or SUN)
EXCLUDE | UT | Cutler | 3646 | 2 | WAT | HY | 15 | 14.5 | 0 | 79037.5 |  |  | 79037.5 | 0 |  | Electric Utility | N | OP |  | Non Combustion (NUC, WAT, WND, GEO, or SUN)
EXCLUDE | UT | Deer Creek | 6404 | 1 | WAT | HY | 2.4 | 2.7 | 0 | 16967.5 |  |  | 16967.5 | 0 |  | Electric Utility | N | OP |  | Non Combustion (NUC, WAT, WND, GEO, or SUN)
EXCLUDE | UT | Deer Creek | 6404 | 2 | WAT | HY | 2.4 | 2.7 | 0 | 16967.5 |  |  | 16967.5 | 0 |  | Electric Utility | N | OP |  | Non Combustion (NUC, WAT, WND, GEO, or SUN)
EXCLUDE | UT | Echo Dam | 4263 | 3 | WAT | HY | 1 | 1 | 0 | 4515.4545 |  |  | 4515.4545 | 0 |  | Electric Utility | N | OP |  | Non Combustion (NUC, WAT, WND, GEO, or SUN)
EXCLUDE | UT | Echo Dam | 4263 | NA1 | WAT | HY | 1.7 | 1.7 | 0 | 7676.2727 |  |  | 7676.2727 | 0 |  | Electric Utility | N | OP |  | Non Combustion (NUC, WAT, WND, GEO, or SUN)
EXCLUDE | UT | Echo Dam | 4263 | NA2 | WAT | HY | 1.7 | 1.7 | 0 | 7676.2727 |  |  | 7676.2727 | 0 |  | Electric Utility | N | OP |  | Non Combustion (NUC, WAT, WND, GEO, or SUN)
EXCLUDE | UT | Flaming Gorge | 6405 | 1 | WAT | HY | 50.6 | 50.6 | 0 | 228436.6667 |  |  | 228436.6667 | 0 |  | Electric Utility | N | OP |  | Non Combustion (NUC, WAT, WND, GEO, or SUN)
EXCLUDE | UT | Flaming Gorge | 6405 | 2 | WAT | HY | 50.6 | 50.6 | 0 | 228436.6667 |  |  | 228436.6667 | 0 |  | Electric Utility | N | OP |  | Non Combustion (NUC, WAT, WND, GEO, or SUN)
EXCLUDE | UT | Flaming Gorge | 6405 | 3 | WAT | HY | 50.6 | 50.6 | 0 | 228436.6667 |  |  | 228436.6667 | 0 |  | Electric Utility | N | OP |  | Non Combustion (NUC, WAT, WND, GEO, or SUN)
OGST | UT | Gadsby | 3648 | 1 | NG | ST | 69 | 57 | 720 | 10064 |  |  | 10064 | 12826.769 |  | Electric Utility | N | OP
OGST | UT | Gadsby | 3648 | 2 | NG | ST | 69 | 69 | 850 | 18481 |  |  | 18481 | 19238.446 |  | Electric Utility | N | OP
OGST | UT | Gadsby | 3648 | 3 | NG | ST | 113.6 | 104.5 | 1111 | 40903 |  |  | 40903 | 34818.829 |  | Electric Utility | N | OP
SSTLOGN | UT | Gadsby | 3648 | 4 | NG | GT | 60.4 | 39 | 400 | 41973.3333 |  |  | 41973.3333 | 30211.209 |  | Electric Utility | N | OP
SSTLOGN | UT | Gadsby | 3648 | 5 | NG | GT | 60.4 | 39 | 400 | 41973.3333 |  |  | 41973.3333 | 25559.833 |  | Electric Utility | N | OP
SSTLOGN | UT | Gadsby | 3648 | 6 | NG | GT | 60.4 | 39 | 400 | 41973.3333 |  |  | 41973.3333 | 28974.209 |  | Electric Utility | N | OP
EXCLUDE | UT | Gateway | 3697 | 1 | WAT | HY | 2 | 2 | 0 | 12507.5 |  |  | 12507.5 | 0 |  | Electric Utility | N | OP |  | Non Combustion (NUC, WAT, WND, GEO, or SUN)
EXCLUDE | UT | Gateway | 3697 | 2 | WAT | HY | 2 | 2 | 0 | 12507.5 |  |  | 12507.5 | 0 |  | Electric Utility | N | OP |  | Non Combustion (NUC, WAT, WND, GEO, or SUN)
EXCLUDE | UT | Granite | 3651 | 1 | WAT | HY | 2 | 1.2 | 0 | 8377 |  |  | 8377 | 0 |  | Electric Utility | N | OP |  | Non Combustion (NUC, WAT, WND, GEO, or SUN)
EXCLUDE | UT | Heber City | 7111 | 1 | NG | IC | 1.4 | 1.4 | 0 | 0 |  |  | 0 | 0 |  | Electric Utility | N | OP |  | Internal Combustion (PRMVR=IC)
EXCLUDE | UT | Heber City | 7111 | 2 | NG | IC | 1.4 | 1.4 | 0 | 0 |  |  | 0 | 0 |  | Electric Utility | N | OP |  | Internal Combustion (PRMVR=IC)
EXCLUDE | UT | Heber City | 7111 | 4 | NG | IC | 1.9 | 1.9 | 0 | 0 |  |  | 0 | 0 |  | Electric Utility | N | OP |  | Internal Combustion (PRMVR=IC)
EXCLUDE | UT | Heber City | 7111 | NA1 | NG | IC | 0.6 | 0.6 | 0 | 0 |  |  | 0 | 0 |  | Electric Utility | N | RE | 2003 | Internal Combustion (PRMVR=IC)
EXCLUDE | UT | Heber City | 7111 | NA10 | NG | IC | 1.9 | 1.9 | 0 | 0 |  |  | 0 | 0 |  | Electric Utility | N | OP |  | Internal Combustion (PRMVR=IC)
EXCLUDE | UT | Heber City | 7111 | NA2 | NG | IC | 0.6 | 0.6 | 0 | 0 |  |  | 0 | 0 |  | Electric Utility | N | RE | 2003 | Internal Combustion (PRMVR=IC)
EXCLUDE | UT | Heber City | 7111 | NA3 | NG | IC | 0.6 | 0.6 | 0 | 0 |  |  | 0 | 0 |  | Electric Utility | N | OP |  | Internal Combustion (PRMVR=IC)
EXCLUDE | UT | Heber City | 7111 | NA4 | NG | IC | 0.6 | 0.6 | 0 | 0 |  |  | 0 | 0 |  | Electric Utility | N | RE | 2003 | Internal Combustion (PRMVR=IC)
EXCLUDE | UT | Heber City | 7111 | NA5 | NG | IC | 0.7 | 0.7 | 0 | 0 |  |  | 0 | 0 |  | Electric Utility | N | OP |  | Internal Combustion (PRMVR=IC)
EXCLUDE | UT | Heber City | 7111 | NA6 | NG | IC | 0.7 | 0.7 | 0 | 0 |  |  | 0 | 0 |  | Electric Utility | N | OP |  | Internal Combustion (PRMVR=IC)
EXCLUDE | UT | Heber City | 7111 | NA7 | DFO | IC | 1.5 | 1.5 | 0 | 0 |  |  | 0 | 0 |  | Electric Utility | N | RE | 2005 | Internal Combustion (PRMVR=IC)
EXCLUDE | UT | Heber City | 7111 | NA8 | DFO | IC | 1.6 | 1.5 | 0 | 0 |  |  | 0 | 0 |  | Electric Utility | N | RE | 2005 | Internal Combustion (PRMVR=IC)
EXCLUDE | UT | Heber City | 7111 | NA9 | NG | IC | 1.9 | 1.9 | 0 | 0 |  |  | 0 | 0 |  | Electric Utility | N | OP |  | Internal Combustion (PRMVR=IC)
COALST | UT | Hunter | 6165 | 1 | BIT | ST | 488.3 | 446 | 5348 | 3046632 |  |  | 3046632 | 3092295.073 |  | Electric Utility | N | OP
COALST | UT | Hunter | 6165 | 2 | BIT | ST | 488.3 | 430 | 6130 | 2685787 |  |  | 2685787 | 2888972.389 |  | Electric Utility | N | OP
COALST | UT | Hunter | 6165 | 3 | BIT | ST | 495.6 | 460 | 5742 | 2986869 |  |  | 2986869 | 3517785.383 |  | Electric Utility | N | OP
COALST | UT | Huntington | 8069 | 1 | BIT | ST | 498 | 461 | 5263 | 3385988 |  |  | 3385988 | 3306554.387 |  | Electric Utility | N | OP
COALST | UT | Huntington | 8069 | 2 | BIT | ST | 498 | 450 | 5733 | 2565670 |  |  | 2565670 | 2666636.011 |  | Electric Utility | N | OP
EXCLUDE | UT | Hurricane City Power | 57899 | 1 | DFO | IC | 1.7 | 1.6 | 0 | 0 |  |  | 0 | 0 |  | IPP Non-CHP | N | SB |  | Internal Combustion (PRMVR=IC)
EXCLUDE | UT | Hurricane City Power | 57899 | 2 | DFO | IC | 1.7 | 1.6 | 0 | 0 |  |  | 0 | 0 |  | IPP Non-CHP | N | SB |  | Internal Combustion (PRMVR=IC)
EXCLUDE | UT | Hurricane City Power | 57899 | 3 | DFO | IC | 1.7 | 1.6 | 0 | 0 |  |  | 0 | 0 |  | IPP Non-CHP | N | SB |  | Internal Combustion (PRMVR=IC)
EXCLUDE | UT | Hurricane City Power | 57899 | 4 | NG | GT | 2 | 1.9 | 0 | 219.3333 |  |  | 219.3333 | 196.6249 |  | IPP Non-CHP | N | OP |  | Simple Cycle Turbine (PRMVR=GT or OT) unit under 25MW
EXCLUDE | UT | Hurricane City Power | 57899 | 5 | NG | GT | 2 | 1.9 | 0 | 219.3333 |  |  | 219.3333 | 196.6249 |  | IPP Non-CHP | N | OP |  | Simple Cycle Turbine (PRMVR=GT or OT) unit under 25MW
EXCLUDE | UT | Hurricane City Power | 57899 | 6 | NG | GT | 2 | 1.9 | 0 | 219.3333 |  |  | 219.3333 | 196.6249 |  | IPP Non-CHP | N | OP |  | Simple Cycle Turbine (PRMVR=GT or OT) unit under 25MW
EXCLUDE | UT | Hurricane City Power | 57899 | 7 | NG | GT | 2 | 1.9 | 0 | 219.3333 |  |  | 219.3333 | 196.6249 |  | IPP Non-CHP | N | OP |  | Simple Cycle Turbine (PRMVR=GT or OT) unit under 25MW
EXCLUDE | UT | Hurricane City Power | 57899 | 8 | NG | GT | 2 | 1.9 | 0 | 219.3333 |  |  | 219.3333 | 196.6249 |  | IPP Non-CHP | N | OP |  | Simple Cycle Turbine (PRMVR=GT or OT) unit under 25MW
EXCLUDE | UT | Hurricane City Power | 57899 | 9 | NG | GT | 2 | 1.9 | 0 | 219.3333 |  |  | 219.3333 | 196.6249 |  | IPP Non-CHP | N | OP |  | Simple Cycle Turbine (PRMVR=GT or OT) unit under 25MW
EXCLUDE | UT | Hydro II | 7034 | 1 | WAT | HY | 3.3 | 3.1 | 0 | 15198 |  |  | 15198 | 0 |  | Electric Utility | N | OP |  | Non Combustion (NUC, WAT, WND, GEO, or SUN)
EXCLUDE | UT | Hydro II | 7034 | 2 | WAT | HY | 3.3 | 3.1 | 0 | 15198 |  |  | 15198 | 0 |  | Electric Utility | N | OP |  | Non Combustion (NUC, WAT, WND, GEO, or SUN)
EXCLUDE | UT | Hydro III | 3675 | 1 | WAT | HY | 0.7 | 0.7 | 0 | 0 |  |  | 0 | 0 |  | Electric Utility | N | RE | 1970 | Non Combustion (NUC, WAT, WND, GEO, or SUN)
EXCLUDE | UT | Hydro III | 3675 | HY1 | WAT | HY | 0.7 | 0.7 | 0 | 3066.9333 |  |  | 3066.9333 | 0 |  | Electric Utility | N | OP |  | Non Combustion (NUC, WAT, WND, GEO, or SUN)
EXCLUDE | UT | Hydro III | 3675 | HY2 | WAT | HY | 0.7 | 0.7 | 0 | 3066.9333 |  |  | 3066.9333 | 0 |  | Electric Utility | N | OP |  | Non Combustion (NUC, WAT, WND, GEO, or SUN)
EXCLUDE | UT | Hydro III | 3675 | HY3 | WAT | HY | 0.1 | 0.1 | 0 | 438.1333 |  |  | 438.1333 | 0 |  | Electric Utility | N | OP |  | Non Combustion (NUC, WAT, WND, GEO, or SUN)
EXCLUDE | UT | Hydro III | 3675 | IC1 | DFO | IC | 0.6 | 0.6 | 0 | 0 |  |  | 0 | 0 |  | Electric Utility | N | RE | 2002 | Internal Combustion (PRMVR=IC)
EXCLUDE | UT | Hydro Plant No 3 | 925 | 2 | WAT | HY | 0.7 | 0.6 | 0 | 1609.5 |  |  | 1609.5 | 0 |  | Electric Utility | N | OP |  | Non Combustion (NUC, WAT, WND, GEO, or SUN)
EXCLUDE | UT | Hydro Plant No 3 | 925 | 3 | WAT | HY | 2.1 | 2 | 0 | 4828.5 |  |  | 4828.5 | 0 |  | Electric Utility | N | OP |  | Non Combustion (NUC, WAT, WND, GEO, or SUN)
COALST | UT | Intermountain Power Project | 6481 | 1 | BIT | ST | 820 | 900 | 10274 | 6123247 |  |  | 6123247 | 6023779.025 |  | Electric Utility | N | OP
COALST | UT | Intermountain Power Project | 6481 | 2 | BIT | ST | 820 | 900 | 10474 | 6879625 |  |  | 6879625 | 6887639.725 |  | Electric Utility | N | OP
EXCLUDE | UT | Joes Valley Dam | 4264 | NA1 | WAT | HY | 1.2 | 0.7 | 0 | 0 |  |  | 0 | 0 |  | Electric Utility | N | IP |  | Non Combustion (NUC, WAT, WND, GEO, or SUN)
EXCLUDE | UT | Joes Valley Dam | 4264 | NA2 | WAT | HY | 1.2 | 0.7 | 0 | 0 |  |  | 0 | 0 |  | Electric Utility | N | IP |  | Non Combustion (NUC, WAT, WND, GEO, or SUN)
EXCLUDE | UT | Joes Valley Dam | 4264 | NA3 | WAT | HY | 1 | 1 | 0 | 0 |  |  | 0 | 0 |  | Electric Utility | N | IP |  | Non Combustion (NUC, WAT, WND, GEO, or SUN)
EXCLUDE | UT | KUCC | 56163 | 1 | BIT | ST | 50 | 50 | 0 | 141861.3188 |  |  | 141861.3188 | 87429.6131 |  | Industrial CHP | N | OP |  | Commercial/Industrial Unit
EXCLUDE | UT | KUCC | 56163 | 2 | BIT | ST | 25 | 25 | 0 | 70930.6594 |  |  | 70930.6594 | 68585.5233 |  | Industrial CHP | N | OP |  | Commercial/Industrial Unit
EXCLUDE | UT | KUCC | 56163 | 3 | BIT | ST | 25 | 25 | 0 | 70930.6594 |  |  | 70930.6594 | 61044.8717 |  | Industrial CHP | N | OP |  | Commercial/Industrial Unit
EXCLUDE | UT | KUCC | 56163 | 4 | BIT | ST | 82 | 75 | 0 | 232652.5628 |  |  | 232652.5628 | 395022.6764 |  | Industrial CHP | N | OP |  | Commercial/Industrial Unit
EXCLUDE | UT | KUCC | 56163 | MCHP | NG | GT | 6.4 | 5.9 | 0 | 0 | 0.79373 | 0 | 0 | 0 |  | Industrial CHP | Y | U |  | Simple Cycle Turbine (PRMVR=GT or OT) unit under 25MW
EXCLUDE | UT | KUCC | 56163 | RCHP | NG | GT | 6.4 | 5.9 | 0 | 25617 | 0.79373 | 30285.6325 | 32274.1584 | 23417.9632 |  | Industrial CHP | Y | OP |  | Simple Cycle Turbine (PRMVR=GT or OT) unit under 25MW
EXCLUDE | UT | KUCC | 56163 | SM58 | WH | ST | 31.8 | 31.8 | 0 | 90223.7987 |  |  | 90223.7987 | 0 |  | Industrial CHP | N | OP |  | Non Fossil fuel type
EXCLUDE | UT | Lagoon Cogeneration Facility | 50942 | 1 | NG | IC | 1 | 0.5 | 0 | 0 | 0 |  |  | 0 |  | Commercial CHP | Y | SB |  | Internal Combustion (PRMVR=IC)
EXCLUDE | UT | Lagoon Cogeneration Facility | 50942 | 2 | NG | IC | 1 | 0.5 | 0 | 0 | 0 |  |  | 0 |  | Commercial CHP | Y | SB |  | Internal Combustion (PRMVR=IC)
EXCLUDE | UT | Lagoon Cogeneration Facility | 50942 | 3 | NG | IC | 1 | 0.5 | 0 | 0 | 0 |  |  | 0 |  | Commercial CHP | Y | SB |  | Internal Combustion (PRMVR=IC)
EXCLUDE | UT | Lake Creek | 159 | 1 | WAT | HY | 1.5 | 1 | 0 | 5654 |  |  | 5654 | 0 |  | Electric Utility | N | OP |  | Non Combustion (NUC, WAT, WND, GEO, or SUN)
NGCC | UT | Lake Side Power Plant | 56237 | CT01 | NG | CC | 182.7 | 172.1 | 1925 | 572015.9954 |  |  | 572015.9954 | 219512.0843 |  | Electric Utility | N | OP
NGCC | UT | Lake Side Power Plant | 56237 | CT02 | NG | CC | 182.7 | 172.1 | 1925 | 572015.9954 |  |  | 572015.9954 | 219512.0843 |  | Electric Utility | N | OP
NGCC | UT | Lake Side Power Plant | 56237 | ST01 | NG | CC | 225.9 | 212.8 | 1925 | 707271.0091 |  |  | 707271.0091 | 271416.4195 |  | Electric Utility | N | OP
EXCLUDE | UT | Little Cottonwood | 6537 | 1 | WAT | HY | 2.4 | 2.4 | 0 | 6753 |  |  | 6753 | 0 |  | Electric Utility | N | OP |  | Non Combustion (NUC, WAT, WND, GEO, or SUN)
EXCLUDE | UT | Little Cottonwood | 6537 | 2 | WAT | HY | 2.4 | 2.4 | 0 | 6753 |  |  | 6753 | 0 |  | Electric Utility | N | OP |  | Non Combustion (NUC, WAT, WND, GEO, or SUN)
EXCLUDE | UT | Little Mountain | 6553 | 1 | NG | GT | 16 | 14 | 0 | 58348 |  |  | 58348 | 96999.9432 |  | Electric Utility | N | OP |  | Simple Cycle Turbine (PRMVR=GT or OT) unit under 25MW
EXCLUDE | UT | Logan City | 4251 | 1 | NG | GT | 5.3 | 4.5 | 0 | -18 |  |  | -18 | 41.3783 |  | Electric Utility | N | OP |  | Simple Cycle Turbine (PRMVR=GT or OT) unit under 25MW
EXCLUDE | UT | Logan City | 4251 | 2 | NG | GT | 5.3 | 4.5 | 0 | -18 |  |  | -18 | 41.3783 |  | Electric Utility | N | OP |  | Simple Cycle Turbine (PRMVR=GT or OT) unit under 25MW
EXCLUDE | UT | Logan City | 4251 | 3 | NG | GT | 5.3 | 4.5 | 0 | -18 |  |  | -18 | 41.3783 |  | Electric Utility | N | OP |  | Simple Cycle Turbine (PRMVR=GT or OT) unit under 25MW
EXCLUDE | UT | Logan City | 4251 | IC2 | DFO | IC | 0.1 | 0.1 | 0 | 0 |  |  | 0 | 0 |  | Electric Utility | N | RE | 2002 | Internal Combustion (PRMVR=IC)
EXCLUDE | UT | Logan City | 4251 | IC3 | DFO | IC | 0.1 | 0.1 | 0 | 0 |  |  | 0 | 0 |  | Electric Utility | N | RE | 2002 | Internal Combustion (PRMVR=IC)
EXCLUDE | UT | Logan City | 4251 | IC4 | DFO | IC | 1.2 | 0.1 | 0 | 0 |  |  | 0 | 0 |  | Electric Utility | N | RE | 2002 | Internal Combustion (PRMVR=IC)
EXCLUDE | UT | Logan City | 4251 | IC5A | DFO | IC | 1 | 1.1 | 0 | 0 |  |  | 0 | 0 |  | Electric Utility | N | RE | 2002 | Internal Combustion (PRMVR=IC)
EXCLUDE | UT | Logan City | 4251 | IC5B | DFO | IC | 1 | 1.1 | 0 | 0 |  |  | 0 | 0 |  | Electric Utility | N | RE | 2002 | Internal Combustion (PRMVR=IC)
EXCLUDE | UT | Logan City | 4251 | IC6 | DFO | IC | 2.2 | 2.2 | 0 | 0 |  |  | 0 | 0 |  | Electric Utility | N | RE | 2002 | Internal Combustion (PRMVR=IC)
EXCLUDE | UT | Manti Lower | 1020 | 2 | WAT | HY | 0.6 | 0.5 | 0 | 689.5 |  |  | 689.5 | 0 |  | Electric Utility | N | OP |  | Non Combustion (NUC, WAT, WND, GEO, or SUN)
EXCLUDE | UT | Manti Lower | 1020 | HC1 | WAT | HY | 0.6 | 0.5 | 0 | 689.5 |  |  | 689.5 | 0 |  | Electric Utility | N | OP |  | Non Combustion (NUC, WAT, WND, GEO, or SUN)
EXCLUDE | UT | Manti Upper | 3676 | 1 | WAT | HY | 0.6 | 0.4 | 0 | 1395.75 |  |  | 1395.75 | 0 |  | Electric Utility | N | SB |  | Non Combustion (NUC, WAT, WND, GEO, or SUN)
EXCLUDE | UT | Manti Upper | 3676 | HC2 | WAT | HY | 1 | 0.8 | 0 | 2326.25 |  |  | 2326.25 | 0 |  | Electric Utility | N | OP |  | Non Combustion (NUC, WAT, WND, GEO, or SUN)
EXCLUDE | UT | Milford Wind Corridor I LLC | 57079 | 1 | WND | WT | 203.5 | 203.5 | 0 | 414420 |  |  | 414420 | 0 |  | IPP Non-CHP | N | OP |  | Non Combustion (NUC, WAT, WND, GEO, or SUN)
EXCLUDE | UT | Milford Wind Corridor Phase III | 57546 | 1 | WND | WT | 100 | 100 | 0 | 0 |  |  | 0 | 0 |  | IPP Non-CHP | N | P |  | Non Combustion (NUC, WAT, WND, GEO, or SUN)
EXCLUDE | UT | Milford Wind Corridor Stage II LLC | 57107 | 1 | WND | WT | 102 | 102 | 0 | 110991 |  |  | 110991 | 0 |  | IPP Non-CHP | N | OP |  | Non Combustion (NUC, WAT, WND, GEO, or SUN)
SSTLOGN | UT | Millcreek Power Generation | 56253 | MC1 | NG | GT | 40 | 36.8 | 360 | 32150.5 |  |  | 32150.5 | 22736.6 |  | Electric Utility | N | OP
SSTLOGN | UT | Millcreek Power Generation | 56253 | MC2 | NG | GT | 40 | 36.8 | 420 | 32150.5 |  |  | 32150.5 | 16754.561 |  | Electric Utility | N | OP
EXCLUDE | UT | Murray City | 3683 | 3 | NG | IC | 2.2 | 2 | 0 | 0 |  |  | 0 | 0 |  | Electric Utility | N | RE | 2002 | Internal Combustion (PRMVR=IC)
EXCLUDE | UT | Murray City | 3683 | 4 | NG | IC | 1 | 0.9 | 0 | 0 |  |  | 0 | 0 |  | Electric Utility | N | RE | 2002 | Internal Combustion (PRMVR=IC)
EXCLUDE | UT | Murray City | 3683 | 5 | NG | IC | 1 | 0.9 | 0 | 0 |  |  | 0 | 0 |  | Electric Utility | N | RE | 2002 | Internal Combustion (PRMVR=IC)
EXCLUDE | UT | Murray City | 3683 | 6 | NG | IC | 3 | 2.3 | 0 | 0 |  |  | 0 | 0 |  | Electric Utility | N | RE | 2002 | Internal Combustion (PRMVR=IC)
EXCLUDE | UT | Murray Turbine | 8010 | 1 | NG | GT | 14 | 12 | 0 | 1171 |  |  | 1171 | 855.6389 |  | Electric Utility | N | OP |  | Simple Cycle Turbine (PRMVR=GT or OT) unit under 25MW
EXCLUDE | UT | Murray Turbine | 8010 | 2 | NG | GT | 14 | 12 | 0 | 1171 |  |  | 1171 | 855.6389 |  | Electric Utility | N | OP |  | Simple Cycle Turbine (PRMVR=GT or OT) unit under 25MW
EXCLUDE | UT | Murray Turbine | 8010 | 3 | NG | GT | 14 | 12 | 0 | 1171 |  |  | 1171 | 855.6389 |  | Electric Utility | N | OP |  | Simple Cycle Turbine (PRMVR=GT or OT) unit under 25MW
NGCC | UT | Nebo Power Station | 56177 | GT1 | NG | CC | 65 | 65 | 1190 | 157693.25 |  |  | 157693.25 | 70280.7755 |  | Electric Utility/IPP Non-CHP | N | OP
NGCC | UT | Nebo Power Station | 56177 | ST1 | NG | CC | 75 | 65 | 1190 | 181953.75 |  |  | 181953.75 | 81093.2025 |  | Electric Utility/IPP Non-CHP | N | OP
EXCLUDE | UT | Olmstead | 3655 | 1 | WAT | HY | 2.4 | 2.3 | 0 | 10544.8544 |  |  | 10544.8544 | 0 |  | Electric Utility | N | OP |  | Non Combustion (NUC, WAT, WND, GEO, or SUN)
EXCLUDE | UT | Olmstead | 3655 | 2 | WAT | HY | 2.4 | 2.3 | 0 | 10544.8544 |  |  | 10544.8544 | 0 |  | Electric Utility | N | OP |  | Non Combustion (NUC, WAT, WND, GEO, or SUN)
EXCLUDE | UT | Olmstead | 3655 | 4 | WAT | HY | 5.5 | 5.4 | 0 | 24165.2913 |  |  | 24165.2913 | 0 |  | Electric Utility | N | OP |  | Non Combustion (NUC, WAT, WND, GEO, or SUN)
EXCLUDE | UT | Payson | 7408 | 86-1 | NG | IC | 2.6 | 2.6 | 0 | 0 |  |  | 0 | 0 |  | Electric Utility | N | OP |  | Internal Combustion (PRMVR=IC)
EXCLUDE | UT | Payson | 7408 | 86-2 | NG | IC | 2.6 | 2.6 | 0 | 0 |  |  | 0 | 0 |  | Electric Utility | N | OP |  | Internal Combustion (PRMVR=IC)
EXCLUDE | UT | Payson | 7408 | 86-3 | NG | IC | 2.5 | 2 | 0 | 0 |  |  | 0 | 0 |  | Electric Utility | N | OP |  | Internal Combustion (PRMVR=IC)
EXCLUDE | UT | Payson | 7408 | 86-4 | NG | IC | 2 | 2 | 0 | 0 |  |  | 0 | 0 |  | Electric Utility | N | OP |  | Internal Combustion (PRMVR=IC)
EXCLUDE | UT | Pine View Dam | 7132 | NA1 | WAT | HY | 1.8 | 1.8 | 0 | 8998 |  |  | 8998 | 0 |  | Electric Utility | N | OP |  | Non Combustion (NUC, WAT, WND, GEO, or SUN)
EXCLUDE | UT | Pioneer | 3656 | 1 | WAT | HY | 2.5 | 2 | 0 | 14317 |  |  | 14317 | 0 |  | Electric Utility | N | OP |  | Non Combustion (NUC, WAT, WND, GEO, or SUN)
EXCLUDE | UT | Pioneer | 3656 | 2 | WAT | HY | 2.5 | 2 | 0 | 14317 |  |  | 14317 | 0 |  | Electric Utility | N | OP |  | Non Combustion (NUC, WAT, WND, GEO, or SUN)
EXCLUDE | UT | Provo | 3686 | 4 | NG | ST | 7.5 | 9.2 | 0 | 0 |  |  | 0 | 0 |  | Electric Utility | N | SB |  | Steam unit (PRMVR=ST) under 25MW/250 MMBtu/hr
EXCLUDE | UT | Provo | 3686 | 5 | NG | IC | 2.5 | 2.5 | 0 | 0 |  |  | 0 | 0 |  | Electric Utility | N | OP |  | Internal Combustion (PRMVR=IC)
EXCLUDE | UT | Provo | 3686 | 6 | NG | IC | 2.5 | 2.5 | 0 | 0 |  |  | 0 | 0 |  | Electric Utility | N | OP |  | Internal Combustion (PRMVR=IC)
EXCLUDE | UT | Provo | 3686 | 7 | NG | IC | 2.5 | 2.5 | 0 | 0 |  |  | 0 | 0 |  | Electric Utility | N | OP |  | Internal Combustion (PRMVR=IC)
EXCLUDE | UT | Provo | 3686 | 8 | NG | IC | 2.5 | 2.5 | 0 | 0 |  |  | 0 | 0 |  | Electric Utility | N | OP |  | Internal Combustion (PRMVR=IC)
EXCLUDE | UT | Quail Creek Hydro Plant #1 | 52039 | 1 | WAT | HY | 2.3 | 2.3 | 0 | 13132 |  |  | 13132 | 0 |  | IPP Non-CHP | N | OP |  | Non Combustion (NUC, WAT, WND, GEO, or SUN)
EXCLUDE | UT | Salt Lake Energy Systems | 56554 | Unit1 | LFG | IC | 0.8 | 0.8 | 0 | 0 |  |  | 0 | 0 |  | IPP Non-CHP | N | OP |  | Internal Combustion (PRMVR=IC)
EXCLUDE | UT | Salt Lake Energy Systems | 56554 | Unit2 | LFG | IC | 0.8 | 0.8 | 0 | 0 |  |  | 0 | 0 |  | IPP Non-CHP | N | OP |  | Internal Combustion (PRMVR=IC)
EXCLUDE | UT | Salt Lake Energy Systems | 56554 | Unit3 | LFG | IC | 1.6 | 1.5 | 0 | 0 |  |  | 0 | 0 |  | IPP Non-CHP | N | OP |  | Internal Combustion (PRMVR=IC)
EXCLUDE | UT | Salt Palace Solar Gen Plant | 58006 | 1 | SUN | PV | 0.8 | 0.8 | 0 | 0 |  |  | 0 | 0 |  | IPP Non-CHP | N | U |  | Non Combustion (NUC, WAT, WND, GEO, or SUN)
EXCLUDE | UT | Salt Palace Solar Gen Plant | 58006 | 2 | SUN | PV | 0.5 | 0.5 | 0 | 0 |  |  | 0 | 0 |  | IPP Non-CHP | N | U |  | Non Combustion (NUC, WAT, WND, GEO, or SUN)
EXCLUDE | UT | Snake Creek | 3658 | 1 | WAT | HY | 0.6 | 0.5 | 0 | 1769.5 |  |  | 1769.5 | 0 |  | Electric Utility | N | OP |  | Non Combustion (NUC, WAT, WND, GEO, or SUN)
EXCLUDE | UT | Snake Creek | 3658 | 2 | WAT | HY | 0.6 | 0.5 | 0 | 1769.5 |  |  | 1769.5 | 0 |  | Electric Utility | N | OP |  | Non Combustion (NUC, WAT, WND, GEO, or SUN)
EXCLUDE | UT | Snowbird Power Plant | 10215 | 1367 | NG | IC | 0.6 | 0.6 | 0 | 0 | 0.41279 | 0 | 0 | 0 |  | Commercial CHP | Y | OP |  | Internal Combustion (PRMVR=IC)
EXCLUDE | UT | Snowbird Power Plant | 10215 | 1391 | NG | IC | 0.6 | 0.6 | 0 | 0 | 0.41279 | 0 | 0 | 0 |  | Commercial CHP | Y | OP |  | Internal Combustion (PRMVR=IC)
EXCLUDE | UT | Snowbird Power Plant | 10215 | 1392 | NG | IC | 0.6 | 0.6 | 0 | 0 | 0.41279 | 0 | 0 | 0 |  | Commercial CHP | Y | OP |  | Internal Combustion (PRMVR=IC)
EXCLUDE | UT | Spanish Fork | 3691 | 1 | WAT | HY | 1.7 | 1.7 | 0 | 8426.8056 |  |  | 8426.8056 | 0 |  | Electric Utility | N | OP |  | Non Combustion (NUC, WAT, WND, GEO, or SUN)
EXCLUDE | UT | Spanish Fork | 3691 | 2 | WAT | HY | 1.7 | 1.7 | 0 | 8426.8056 |  |  | 8426.8056 | 0 |  | Electric Utility | N | OP |  | Non Combustion (NUC, WAT, WND, GEO, or SUN)
EXCLUDE | UT | Spanish Fork | 3691 | 3 | WAT | HY | 0.2 | 0.2 | 0 | 991.3889 |  |  | 991.3889 | 0 |  | Electric Utility | N | OP |  | Non Combustion (NUC, WAT, WND, GEO, or SUN)
EXCLUDE | UT | Spanish Fork Wind Park 2 LLC | 56751 | 1 | WND | WT | 18.9 | 18.9 | 0 | 47379 |  |  | 47379 | 0 |  | IPP Non-CHP | N | OP |  | Non Combustion (NUC, WAT, WND, GEO, or SUN)
EXCLUDE | UT | St George Red Rock | 7080 | 1 | DFO | IC | 7 | 7 | 0 | 0 |  |  | 0 | 0 |  | Electric Utility | N | SB |  | Internal Combustion (PRMVR=IC)
EXCLUDE | UT | St George Red Rock | 7080 | 2 | DFO | IC | 7 | 7 | 0 | 0 |  |  | 0 | 0 |  | Electric Utility | N | SB |  | Internal Combustion (PRMVR=IC)
EXCLUDE | UT | Stairs | 3659 | 3 | WAT | HY | 1 | 1.2 | 0 | 7356 |  |  | 7356 | 0 |  | Electric Utility | N | OP |  | Non Combustion (NUC, WAT, WND, GEO, or SUN)
COALST | UT | Sunnyside Cogen Associates | 50951 | GEN1 | WC | ST | 58.1 | 51 | 0 | 419227 |  |  | 419227 | 543451.3887 |  | IPP Non-CHP | N | OP
EXCLUDE | UT | Tesoro SLC Cogeneration Plant | 56509 | 1 | NG | GT | 12.5 | 11 | 0 | 86769 | 0.52658 | 354883.5606 | 164776.8167 | 59563.4398 |  | Industrial CHP | Y | OP |  | Simple Cycle Turbine (PRMVR=GT or OT) unit under 25MW
EXCLUDE | UT | Tesoro SLC Cogeneration Plant | 56509 | 2 | NG | GT | 12.5 | 11 | 0 | 86769 | 0.52658 | 354883.5606 | 164776.8167 | 59563.4398 |  | Industrial CHP | Y | OP |  | Simple Cycle Turbine (PRMVR=GT or OT) unit under 25MW
EXCLUDE | UT | Thermo No 1 | 57353 | 1 | GEO | BT | 14 | 12.5 | 0 | 52108 |  |  | 52108 | 0 |  | IPP Non-CHP | N | OP |  | Non Combustion (NUC, WAT, WND, GEO, or SUN)
EXCLUDE | UT | Trans-Jordan Generating Station | 56853 | 1 | LFG | IC | 1.6 | 1.5 | 0 | 0 |  |  | 0 | 0 |  | IPP Non-CHP | N | OP |  | Internal Combustion (PRMVR=IC)
EXCLUDE | UT | Trans-Jordan Generating Station | 56853 | 2 | LFG | IC | 1.6 | 1.5 | 0 | 0 |  |  | 0 | 0 |  | IPP Non-CHP | N | OP |  | Internal Combustion (PRMVR=IC)
EXCLUDE | UT | Trans-Jordan Generating Station | 56853 | 3 | LFG | IC | 1.6 | 1.5 | 0 | 0 |  |  | 0 | 0 |  | IPP Non-CHP | N | OP |  | Internal Combustion (PRMVR=IC)
EXCLUDE | UT | Uintah | 3704 | 1 | WAT | HY | 0.6 | 0.6 | 0 | 3226.5 |  |  | 3226.5 | 0 |  | Electric Utility | N | OP |  | Non Combustion (NUC, WAT, WND, GEO, or SUN)
EXCLUDE | UT | Uintah | 3704 | 2 | WAT | HY | 0.6 | 0.6 | 0 | 3226.5 |  |  | 3226.5 | 0 |  | Electric Utility | N | OP |  | Non Combustion (NUC, WAT, WND, GEO, or SUN)
EXCLUDE | UT | Unit 4 | 7015 | 1 | WAT | HY | 1.5 | 1.1 | 0 | 3102 |  |  | 3102 | 0 |  | Electric Utility | N | OP |  | Non Combustion (NUC, WAT, WND, GEO, or SUN)
EXCLUDE | UT | Upper Beaver | 3643 | 1 | WAT | HY | 1.3 | 1.3 | 0 | 6412.12 |  |  | 6412.12 | 0 |  | Electric Utility | N | OP |  | Non Combustion (NUC, WAT, WND, GEO, or SUN)
EXCLUDE | UT | Upper Beaver | 3643 | 2 | WAT | HY | 1.2 | 1.2 | 0 | 5918.88 |  |  | 5918.88 | 0 |  | Electric Utility | N | OP |  | Non Combustion (NUC, WAT, WND, GEO, or SUN)
EXCLUDE | UT | Wanship | 3698 | 1 | WAT | HY | 1.9 | 1.9 | 0 | 13539 |  |  | 13539 | 0 |  | Electric Utility | N | OP |  | Non Combustion (NUC, WAT, WND, GEO, or SUN)
EXCLUDE | UT | Wasatch Energy Systems Energy Recovery | 55302 | 1 | MSB | ST | 1.6 | 1.4 | 0 | 9441.01 | 0.034096 | 1216737.0957 | 276894.9437 | 142611.8792 |  | IPP CHP | Y | OP |  | Non Fossil fuel type
EXCLUDE | UT | Weber | 3661 | 1 | WAT | HY | 3.8 | 2 | 0 | 23866 |  |  | 23866 | 0 |  | Electric Utility | N | OP |  | Non Combustion (NUC, WAT, WND, GEO, or SUN)
SSTLOGN | UT | West Valley Generation Project | 55622 | U1 | NG | GT | 43.4 | 37.8 | 425 | 35397.6 |  |  | 35397.6 | 28560.995 |  | Electric Utility/IPP Non-CHP | N | OP
SSTLOGN | UT | West Valley Generation Project | 55622 | U2 | NG | GT | 43.4 | 37.8 | 425 | 35397.6 |  |  | 35397.6 | 22350.516 |  | Electric Utility/IPP Non-CHP | N | OP
SSTLOGN | UT | West Valley Generation Project | 55622 | U3 | NG | GT | 43.4 | 37.8 | 425 | 35397.6 |  |  | 35397.6 | 23301.945 |  | Electric Utility/IPP Non-CHP | N | OP
SSTLOGN | UT | West Valley Generation Project | 55622 | U4 | NG | GT | 43.4 | 37.8 | 425 | 35397.6 |  |  | 35397.6 | 23301.428 |  | Electric Utility/IPP Non-CHP | N | OP
SSTLOGN | UT | West Valley Generation Project | 55622 | U5 | NG | GT | 43.4 | 37.8 | 425 | 35397.6 |  |  | 35397.6 | 20768.466 |  | Electric Utility/IPP Non-CHP | N | OP
EXCLUDE | UT | Whitehead | 7028 | K1 | NG | IC | 7 | 5.9 | 0 | 0 | 1 | 0 | 0 | 0 |  | Electric Utility | Y | OP |  | Internal Combustion (PRMVR=IC)
EXCLUDE | UT | Whitehead | 7028 | K2 | NG | IC | 7 | 6 | 0 | 0 | 1 | 0 | 0 | 0 |  | Electric Utility | Y | OP |  | Internal Combustion (PRMVR=IC)
EXCLUDE | UT | Whitehead | 7028 | K3 | NG | IC | 7 | 5.9 | 0 | 0 | 1 | 0 | 0 | 0 |  | Electric Utility | Y | OP |  | Internal Combustion (PRMVR=IC)
EXCLUDE | UT | Whitehead | 7028 | K4 | NG | IC | 5 | 4 | 0 | 0 | 1 | 0 | 0 | 0 |  | Electric Utility | Y | OP |  | Internal Combustion (PRMVR=IC)
COALST | Ute | Bonanza | 7790 | 1 | BIT | ST | 499.5 | 458 | 5500 | 3306393 |  |  | 3306393 | 3481320.1 |  | Electric Utility | N | OP
EXCLUDE | Ute | Bonanza | 7790 | 2 | WC | ST | 110 | 86 | 0 | 0 |  |  | 0 | 0 |  | Electric Utility | N | IP |  | Status of operation (IP,L,P,T,or U)
COALST | VA | Altavista Power Station | 10773 | 1 | BIT | ST | 71.1 | 63 | 0 | 0 |  |  | 0 | 0 |  | Electric Utility | N | OP
EXCLUDE | VA | Amelia | 56681 | 1 | LFG | IC | 0.3 | 0.3 | 0 | 0 |  |  | 0 | 0 |  | IPP Non-CHP | N | OP |  | Internal Combustion (PRMVR=IC)
EXCLUDE | VA | Amelia | 56681 | 2 | LFG | IC | 0.3 | 0.3 | 0 | 0 |  |  | 0 | 0 |  | IPP Non-CHP | N | OP |  | Internal Combustion (PRMVR=IC)
EXCLUDE | VA | Amelia | 56681 | 3 | LFG | IC | 0.3 | 0.3 | 0 | 0 |  |  | 0 | 0 |  | IPP Non-CHP | N | OP |  | Internal Combustion (PRMVR=IC)
EXCLUDE | VA | Amelia | 56681 | 4 | LFG | IC | 0.3 | 0.3 | 0 | 0 |  |  | 0 | 0 |  | IPP Non-CHP | N | OP |  | Internal Combustion (PRMVR=IC)
EXCLUDE | VA | Amelia | 56681 | 5 | LFG | IC | 0.3 | 0.3 | 0 | 0 |  |  | 0 | 0 |  | IPP Non-CHP | N | OP |  | Internal Combustion (PRMVR=IC)
EXCLUDE | VA | Amelia | 56681 | 6 | LFG | IC | 0.3 | 0.3 | 0 | 0 |  |  | 0 | 0 |  | IPP Non-CHP | N | OP |  | Internal Combustion (PRMVR=IC)
EXCLUDE | VA | Amelia | 56681 | 7 | LFG | IC | 0.3 | 0.3 | 0 | 0 |  |  | 0 | 0 |  | IPP Non-CHP | N | OP |  | Internal Combustion (PRMVR=IC)
EXCLUDE | VA | Amelia | 56681 | 8 | LFG | IC | 0.3 | 0.3 | 0 | 0 |  |  | 0 | 0 |  | IPP Non-CHP | N | OP |  | Internal Combustion (PRMVR=IC)
EXCLUDE | VA | Amelia | 56681 | 9 | LFG | IC | 0.3 | 0.3 | 0 | 0 |  |  | 0 | 0 |  | IPP Non-CHP | N | OP |  | Internal Combustion (PRMVR=IC)
EXCLUDE | VA | Amelia | 56681 | 10 | LFG | IC | 0.3 | 0.3 | 0 | 0 |  |  | 0 | 0 |  | IPP Non-CHP | N | OP |  | Internal Combustion (PRMVR=IC)
EXCLUDE | VA | Amelia | 56681 | 11 | LFG | IC | 0.3 | 0.3 | 0 | 0 |  |  | 0 | 0 |  | IPP Non-CHP | N | OP |  | Internal Combustion (PRMVR=IC)
EXCLUDE | VA | Amelia | 56681 | 12 | LFG | IC | 0.3 | 0.3 | 0 | 0 |  |  | 0 | 0 |  | IPP Non-CHP | N | OP |  | Internal Combustion (PRMVR=IC)
EXCLUDE | VA | Amelia | 56681 | 13 | LFG | IC | 0.3 | 0.3 | 0 | 0 |  |  | 0 | 0 |  | IPP Non-CHP | N | OP |  | Internal Combustion (PRMVR=IC)
EXCLUDE | VA | Amelia | 56681 | 14 | LFG | IC | 0.3 | 0.3 | 0 | 0 |  |  | 0 | 0 |  | IPP Non-CHP | N | OP |  | Internal Combustion (PRMVR=IC)
EXCLUDE | VA | Amelia | 56681 | 15 | LFG | IC | 0.3 | 0.3 | 0 | 0 |  |  | 0 | 0 |  | IPP Non-CHP | N | OP |  | Internal Combustion (PRMVR=IC)
EXCLUDE | VA | Amelia | 56681 | 16 | LFG | IC | 0.3 | 0.3 | 0 | 0 |  |  | 0 | 0 |  | IPP Non-CHP | N | OP |  | Internal Combustion (PRMVR=IC)
EXCLUDE | VA | Amelia | 56681 | 17 | LFG | IC | 0.3 | 0.3 | 0 | 0 |  |  | 0 | 0 |  | IPP Non-CHP | N | OP |  | Internal Combustion (PRMVR=IC)
EXCLUDE | VA | Amelia | 56681 | 18 | LFG | IC | 0.3 | 0.3 | 0 | 0 |  |  | 0 | 0 |  | IPP Non-CHP | N | OP |  | Internal Combustion (PRMVR=IC)
EXCLUDE | VA | Amelia | 56681 | 19 | LFG | IC | 0.3 | 0.3 | 0 | 0 |  |  | 0 | 0 |  | IPP Non-CHP | N | OP |  | Internal Combustion (PRMVR=IC)
EXCLUDE | VA | Amelia | 56681 | 20 | LFG | IC | 0.3 | 0.3 | 0 | 0 |  |  | 0 | 0 |  | IPP Non-CHP | N | OP |  | Internal Combustion (PRMVR=IC)
EXCLUDE | VA | Amelia | 56681 | 21 | LFG | IC | 0.3 | 0.3 | 0 | 0 |  |  | 0 | 0 |  | IPP Non-CHP | N | OP |  | Internal Combustion (PRMVR=IC)
EXCLUDE | VA | Amelia | 56681 | 22 | LFG | IC | 0.3 | 0.3 | 0 | 0 |  |  | 0 | 0 |  | IPP Non-CHP | N | OP |  | Internal Combustion (PRMVR=IC)
EXCLUDE | VA | Amelia | 56681 | 23 | LFG | IC | 0.3 | 0.3 | 0 | 0 |  |  | 0 | 0 |  | IPP Non-CHP | N | OP |  | Internal Combustion (PRMVR=IC)
EXCLUDE | VA | Amelia | 56681 | 24 | LFG | IC | 0.3 | 0.3 | 0 | 0 |  |  | 0 | 0 |  | IPP Non-CHP | N | OP |  | Internal Combustion (PRMVR=IC)
EXCLUDE | VA | Amelia | 56681 | 25 | LFG | IC | 0.3 | 0.3 | 0 | 0 |  |  | 0 | 0 |  | IPP Non-CHP | N | OP |  | Internal Combustion (PRMVR=IC)
EXCLUDE | VA | Amelia | 56681 | 26 | LFG | IC | 0.3 | 0.3 | 0 | 0 |  |  | 0 | 0 |  | IPP Non-CHP | N | OP |  | Internal Combustion (PRMVR=IC)
EXCLUDE | VA | Amelia | 56681 | 27 | LFG | IC | 0.3 | 0.3 | 0 | 0 |  |  | 0 | 0 |  | IPP Non-CHP | N | OP |  | Internal Combustion (PRMVR=IC)
EXCLUDE | VA | Amelia | 56681 | 28 | LFG | IC | 0.3 | 0.3 | 0 | 0 |  |  | 0 | 0 |  | IPP Non-CHP | N | OP |  | Internal Combustion (PRMVR=IC)
EXCLUDE | VA | Amelia | 56681 | 29 | LFG | IC | 0.3 | 0.3 | 0 | 0 |  |  | 0 | 0 |  | IPP Non-CHP | N | OP |  | Internal Combustion (PRMVR=IC)
EXCLUDE | VA | Amelia | 56681 | 30 | LFG | IC | 0.3 | 0.3 | 0 | 0 |  |  | 0 | 0 |  | IPP Non-CHP | N | OP |  | Internal Combustion (PRMVR=IC)
EXCLUDE | VA | Amelia | 56681 | 31 | LFG | IC | 0.3 | 0.3 | 0 | 0 |  |  | 0 | 0 |  | IPP Non-CHP | N | OP |  | Internal Combustion (PRMVR=IC)
EXCLUDE | VA | Amelia | 56681 | 32 | LFG | IC | 0.3 | 0.3 | 0 | 0 |  |  | 0 | 0 |  | IPP Non-CHP | N | OP |  | Internal Combustion (PRMVR=IC)
EXCLUDE | VA | Amelia | 56681 | 33 | LFG | IC | 0.3 | 0.3 | 0 | 0 |  |  | 0 | 0 |  | IPP Non-CHP | N | OP |  | Internal Combustion (PRMVR=IC)
EXCLUDE | VA | Amelia | 56681 | 34 | LFG | IC | 0.3 | 0.3 | 0 | 0 |  |  | 0 | 0 |  | IPP Non-CHP | N | OP |  | Internal Combustion (PRMVR=IC)
EXCLUDE | VA | Amelia | 56681 | 35 | LFG | IC | 0.3 | 0.3 | 0 | 0 |  |  | 0 | 0 |  | IPP Non-CHP | N | OP |  | Internal Combustion (PRMVR=IC)
EXCLUDE | VA | Amelia | 56681 | 36 | LFG | IC | 0.3 | 0.3 | 0 | 0 |  |  | 0 | 0 |  | IPP Non-CHP | N | OP |  | Internal Combustion (PRMVR=IC)
EXCLUDE | VA | Amelia | 56681 | 37 | LFG | IC | 0.3 | 0.3 | 0 | 0 |  |  | 0 | 0 |  | IPP Non-CHP | N | OP |  | Internal Combustion (PRMVR=IC)
EXCLUDE | VA | Amelia | 56681 | 38 | LFG | IC | 0.3 | 0.3 | 0 | 0 |  |  | 0 | 0 |  | IPP Non-CHP | N | OP |  | Internal Combustion (PRMVR=IC)
EXCLUDE | VA | Amelia | 56681 | 39 | LFG | IC | 0.3 | 0.3 | 0 | 0 |  |  | 0 | 0 |  | IPP Non-CHP | N | OP |  | Internal Combustion (PRMVR=IC)
EXCLUDE | VA | Amelia | 56681 | 40 | LFG | IC | 0.3 | 0.3 | 0 | 0 |  |  | 0 | 0 |  | IPP Non-CHP | N | OP |  | Internal Combustion (PRMVR=IC)
EXCLUDE | VA | Amelia | 56681 | 41 | LFG | IC | 0.3 | 0.3 | 0 | 0 |  |  | 0 | 0 |  | IPP Non-CHP | N | OP |  | Internal Combustion (PRMVR=IC)
EXCLUDE | VA | Amelia | 56681 | 42 | LFG | IC | 0.3 | 0.3 | 0 | 0 |  |  | 0 | 0 |  | IPP Non-CHP | N | OP |  | Internal Combustion (PRMVR=IC)
EXCLUDE | VA | Amelia | 56681 | 43 | LFG | IC | 0.3 | 0.3 | 0 | 0 |  |  | 0 | 0 |  | IPP Non-CHP | N | OP |  | Internal Combustion (PRMVR=IC)
EXCLUDE | VA | Amelia | 56681 | 44 | LFG | IC | 0.3 | 0.3 | 0 | 0 |  |  | 0 | 0 |  | IPP Non-CHP | N | OP |  | Internal Combustion (PRMVR=IC)
EXCLUDE | VA | Amelia | 56681 | 45 | LFG | IC | 0.3 | 0.3 | 0 | 0 |  |  | 0 | 0 |  | IPP Non-CHP | N | OP |  | Internal Combustion (PRMVR=IC)
EXCLUDE | VA | Amelia | 56681 | 46 | LFG | IC | 0.3 | 0.3 | 0 | 0 |  |  | 0 | 0 |  | IPP Non-CHP | N | OP |  | Internal Combustion (PRMVR=IC)
EXCLUDE | VA | Amelia | 56681 | 47 | LFG | IC | 0.3 | 0.3 | 0 | 0 |  |  | 0 | 0 |  | IPP Non-CHP | N | OP |  | Internal Combustion (PRMVR=IC)
EXCLUDE | VA | Amelia | 56681 | 48 | LFG | IC | 0.3 | 0.3 | 0 | 0 |  |  | 0 | 0 |  | IPP Non-CHP | N | OP |  | Internal Combustion (PRMVR=IC)
EXCLUDE | VA | AMERESCO Stafford | 56894 | 1 | LFG | IC | 1.1 | 1 | 0 | 0 |  |  | 0 | 0 |  | IPP Non-CHP | N | OP |  | Internal Combustion (PRMVR=IC)
EXCLUDE | VA | AMERESCO Stafford | 56894 | 2 | LFG | IC | 1.1 | 1 | 0 | 0 |  |  | 0 | 0 |  | IPP Non-CHP | N | OP |  | Internal Combustion (PRMVR=IC)
EXCLUDE | VA | Bath County | 6167 | 1 | WAT | PS | 477 | 500 | 0 | -163908 |  |  | -163908 | 0 |  | Electric Utility | N | OP |  | Non Combustion (NUC, WAT, WND, GEO, or SUN)
EXCLUDE | VA | Bath County | 6167 | 2 | WAT | PS | 477 | 500 | 0 | -163908 |  |  | -163908 | 0 |  | Electric Utility | N | OP |  | Non Combustion (NUC, WAT, WND, GEO, or SUN)
EXCLUDE | VA | Bath County | 6167 | 3 | WAT | PS | 477 | 502 | 0 | -163908 |  |  | -163908 | 0 |  | Electric Utility | N | OP |  | Non Combustion (NUC, WAT, WND, GEO, or SUN)
EXCLUDE | VA | Bath County | 6167 | 4 | WAT | PS | 477 | 500 | 0 | -163908 |  |  | -163908 | 0 |  | Electric Utility | N | OP |  | Non Combustion (NUC, WAT, WND, GEO, or SUN)
EXCLUDE | VA | Bath County | 6167 | 5 | WAT | PS | 477 | 501 | 0 | -163908 |  |  | -163908 | 0 |  | Electric Utility | N | OP |  | Non Combustion (NUC, WAT, WND, GEO, or SUN)
EXCLUDE | VA | Bath County | 6167 | 6 | WAT | PS | 477 | 500 | 0 | -163908 |  |  | -163908 | 0 |  | Electric Utility | N | OP |  | Non Combustion (NUC, WAT, WND, GEO, or SUN)
EXCLUDE | VA | Bayview | 3782 | BAYV | DFO | IC | 2 | 2.1 | 0 | 0 |  |  | 0 | 0 |  | IPP Non-CHP | N | SB |  | Internal Combustion (PRMVR=IC)
EXCLUDE | VA | Bayview | 3782 | BYV2 | DFO | IC | 2 | 2.1 | 0 | 0 |  |  | 0 | 0 |  | IPP Non-CHP | N | SB |  | Internal Combustion (PRMVR=IC)
EXCLUDE | VA | Bayview | 3782 | BYV3 | DFO | IC | 2 | 2.1 | 0 | 0 |  |  | 0 | 0 |  | IPP Non-CHP | N | SB |  | Internal Combustion (PRMVR=IC)
EXCLUDE | VA | Bayview | 3782 | BYV4 | DFO | IC | 2 | 2.1 | 0 | 0 |  |  | 0 | 0 |  | IPP Non-CHP | N | SB |  | Internal Combustion (PRMVR=IC)
EXCLUDE | VA | Bayview | 3782 | BYV5 | DFO | IC | 2 | 2.1 | 0 | 0 |  |  | 0 | 0 |  | IPP Non-CHP | N | SB |  | Internal Combustion (PRMVR=IC)
EXCLUDE | VA | Bayview | 3782 | BYV6 | DFO | IC | 2 | 2.1 | 0 | 0 |  |  | 0 | 0 |  | IPP Non-CHP | N | SB |  | Internal Combustion (PRMVR=IC)
NGCC | VA | Bear Garden | 56807 | 1A | NG | CC | 145 | 165 | 2345 | 579800.5215 |  |  | 579800.5215 | 262431.508 |  | Electric Utility | N | OP
NGCC | VA | Bear Garden | 56807 | 1B | NG | CC | 152 | 170 | 2345 | 607790.8915 |  |  | 607790.8915 | 275100.6152 |  | Electric Utility | N | OP
NGCC | VA | Bear Garden | 56807 | 1C | NG | CC | 262 | 254 | 2345 | 1047639.563 |  |  | 1047639.563 | 474186.5868 |  | Electric Utility | N | OP
NGCC | VA | Bellmeade Power Station | 50966 | 1 | NG | CC | 110 | 95 | 1243 | 169932.9993 |  |  | 169932.9993 | 89799.4933 |  | Electric Utility | N | OP
NGCC | VA | Bellmeade Power Station | 50966 | 2 | NG | CC | 110 | 95 | 1243 | 169932.9993 |  |  | 169932.9993 | 89799.4933 |  | Electric Utility | N | OP
NGCC | VA | Bellmeade Power Station | 50966 | 3 | NG | CC | 110 | 77 | 1243 | 169932.9993 |  |  | 169932.9993 | 89799.4933 |  | Electric Utility | N | OP
COALST | VA | Birchwood Power | 54304 | 1 | BIT | ST | 258.3 | 237.8 | 2857 | 507932 |  |  | 507932 | 540691.8092 |  | IPP Non-CHP | N | OP
EXCLUDE | VA | Boydton Plank Road Cogen Plant | 54766 | GEN1 | WO | IC | 0.3 | 0.3 | 0 | 0 |  |  | 0 | 0 |  | IPP Non-CHP | N | OP |  | Internal Combustion (PRMVR=IC)
EXCLUDE | VA | Boydton Plank Road Cogen Plant | 54766 | GEN10 | WO | IC | 0.3 | 0.3 | 0 | 0 |  |  | 0 | 0 |  | IPP Non-CHP | N | OP |  | Internal Combustion (PRMVR=IC)
EXCLUDE | VA | Boydton Plank Road Cogen Plant | 54766 | GEN11 | WO | IC | 0.3 | 0.3 | 0 | 0 |  |  | 0 | 0 |  | IPP Non-CHP | N | OP |  | Internal Combustion (PRMVR=IC)
EXCLUDE | VA | Boydton Plank Road Cogen Plant | 54766 | GEN12 | WO | IC | 0.3 | 0.3 | 0 | 0 |  |  | 0 | 0 |  | IPP Non-CHP | N | OP |  | Internal Combustion (PRMVR=IC)
EXCLUDE | VA | Boydton Plank Road Cogen Plant | 54766 | GEN13 | WO | IC | 0.3 | 0.3 | 0 | 0 |  |  | 0 | 0 |  | IPP Non-CHP | N | OP |  | Internal Combustion (PRMVR=IC)
EXCLUDE | VA | Boydton Plank Road Cogen Plant | 54766 | GEN14 | WO | IC | 0.3 | 0.3 | 0 | 0 |  |  | 0 | 0 |  | IPP Non-CHP | N | OP |  | Internal Combustion (PRMVR=IC)
EXCLUDE | VA | Boydton Plank Road Cogen Plant | 54766 | GEN15 | WO | IC | 0.3 | 0.3 | 0 | 0 |  |  | 0 | 0 |  | IPP Non-CHP | N | OP |  | Internal Combustion (PRMVR=IC)
EXCLUDE | VA | Boydton Plank Road Cogen Plant | 54766 | GEN16 | WO | IC | 0.3 | 0.3 | 0 | 0 |  |  | 0 | 0 |  | IPP Non-CHP | N | OP |  | Internal Combustion (PRMVR=IC)
EXCLUDE | VA | Boydton Plank Road Cogen Plant | 54766 | GEN17 | WO | IC | 0.3 | 0.3 | 0 | 0 |  |  | 0 | 0 |  | IPP Non-CHP | N | OP |  | Internal Combustion (PRMVR=IC)
EXCLUDE | VA | Boydton Plank Road Cogen Plant | 54766 | GEN18 | WO | IC | 0.3 | 0.3 | 0 | 0 |  |  | 0 | 0 |  | IPP Non-CHP | N | OP |  | Internal Combustion (PRMVR=IC)
EXCLUDE | VA | Boydton Plank Road Cogen Plant | 54766 | GEN19 | WO | IC | 0.3 | 0.3 | 0 | 0 |  |  | 0 | 0 |  | IPP Non-CHP | N | OP |  | Internal Combustion (PRMVR=IC)
EXCLUDE | VA | Boydton Plank Road Cogen Plant | 54766 | GEN2 | WO | IC | 0.3 | 0.3 | 0 | 0 |  |  | 0 | 0 |  | IPP Non-CHP | N | OP |  | Internal Combustion (PRMVR=IC)
EXCLUDE | VA | Boydton Plank Road Cogen Plant | 54766 | GEN20 | WO | IC | 0.3 | 0.3 | 0 | 0 |  |  | 0 | 0 |  | IPP Non-CHP | N | OP |  | Internal Combustion (PRMVR=IC)
EXCLUDE | VA | Boydton Plank Road Cogen Plant | 54766 | GEN21 | WO | IC | 0.3 | 0.3 | 0 | 0 |  |  | 0 | 0 |  | IPP Non-CHP | N | OP |  | Internal Combustion (PRMVR=IC)
EXCLUDE | VA | Boydton Plank Road Cogen Plant | 54766 | GEN22 | WO | IC | 0.3 | 0.3 | 0 | 0 |  |  | 0 | 0 |  | IPP Non-CHP | N | OP |  | Internal Combustion (PRMVR=IC)
EXCLUDE | VA | Boydton Plank Road Cogen Plant | 54766 | GEN23 | WO | IC | 0.3 | 0.3 | 0 | 0 |  |  | 0 | 0 |  | IPP Non-CHP | N | OP |  | Internal Combustion (PRMVR=IC)
EXCLUDE | VA | Boydton Plank Road Cogen Plant | 54766 | GEN24 | WO | IC | 0.3 | 0.3 | 0 | 0 |  |  | 0 | 0 |  | IPP Non-CHP | N | OP |  | Internal Combustion (PRMVR=IC)
EXCLUDE | VA | Boydton Plank Road Cogen Plant | 54766 | GEN25 | WO | IC | 0.3 | 0.3 | 0 | 0 |  |  | 0 | 0 |  | IPP Non-CHP | N | OP |  | Internal Combustion (PRMVR=IC)
EXCLUDE | VA | Boydton Plank Road Cogen Plant | 54766 | GEN26 | WO | IC | 0.3 | 0.3 | 0 | 0 |  |  | 0 | 0 |  | IPP Non-CHP | N | OP |  | Internal Combustion (PRMVR=IC)
EXCLUDE | VA | Boydton Plank Road Cogen Plant | 54766 | GEN27 | WO | IC | 0.3 | 0.3 | 0 | 0 |  |  | 0 | 0 |  | IPP Non-CHP | N | OP |  | Internal Combustion (PRMVR=IC)
EXCLUDE | VA | Boydton Plank Road Cogen Plant | 54766 | GEN28 | WO | IC | 0.3 | 0.3 | 0 | 0 |  |  | 0 | 0 |  | IPP Non-CHP | N | OP |  | Internal Combustion (PRMVR=IC)
EXCLUDE | VA | Boydton Plank Road Cogen Plant | 54766 | GEN29 | WO | IC | 0.3 | 0.3 | 0 | 0 |  |  | 0 | 0 |  | IPP Non-CHP | N | OP |  | Internal Combustion (PRMVR=IC)
EXCLUDE | VA | Boydton Plank Road Cogen Plant | 54766 | GEN3 | WO | IC | 0.3 | 0.3 | 0 | 0 |  |  | 0 | 0 |  | IPP Non-CHP | N | OP |  | Internal Combustion (PRMVR=IC)
EXCLUDE | VA | Boydton Plank Road Cogen Plant | 54766 | GEN30 | WO | IC | 0.3 | 0.3 | 0 | 0 |  |  | 0 | 0 |  | IPP Non-CHP | N | OP |  | Internal Combustion (PRMVR=IC)
EXCLUDE | VA | Boydton Plank Road Cogen Plant | 54766 | GEN31 | WO | IC | 0.3 | 0.3 | 0 | 0 |  |  | 0 | 0 |  | IPP Non-CHP | N | OP |  | Internal Combustion (PRMVR=IC)
EXCLUDE | VA | Boydton Plank Road Cogen Plant | 54766 | GEN32 | WO | IC | 0.3 | 0.3 | 0 | 0 |  |  | 0 | 0 |  | IPP Non-CHP | N | OP |  | Internal Combustion (PRMVR=IC)
EXCLUDE | VA | Boydton Plank Road Cogen Plant | 54766 | GEN33 | WO | IC | 0.3 | 0.3 | 0 | 0 |  |  | 0 | 0 |  | IPP Non-CHP | N | OP |  | Internal Combustion (PRMVR=IC)
EXCLUDE | VA | Boydton Plank Road Cogen Plant | 54766 | GEN34 | WO | IC | 0.3 | 0.3 | 0 | 0 |  |  | 0 | 0 |  | IPP Non-CHP | N | OP |  | Internal Combustion (PRMVR=IC)
EXCLUDE | VA | Boydton Plank Road Cogen Plant | 54766 | GEN4 | WO | IC | 0.3 | 0.3 | 0 | 0 |  |  | 0 | 0 |  | IPP Non-CHP | N | OP |  | Internal Combustion (PRMVR=IC)
EXCLUDE | VA | Boydton Plank Road Cogen Plant | 54766 | GEN5 | WO | IC | 0.3 | 0.3 | 0 | 0 |  |  | 0 | 0 |  | IPP Non-CHP | N | OP |  | Internal Combustion (PRMVR=IC)
EXCLUDE | VA | Boydton Plank Road Cogen Plant | 54766 | GEN6 | WO | IC | 0.3 | 0.3 | 0 | 0 |  |  | 0 | 0 |  | IPP Non-CHP | N | OP |  | Internal Combustion (PRMVR=IC)
EXCLUDE | VA | Boydton Plank Road Cogen Plant | 54766 | GEN7 | WO | IC | 0.3 | 0.3 | 0 | 0 |  |  | 0 | 0 |  | IPP Non-CHP | N | OP |  | Internal Combustion (PRMVR=IC)
EXCLUDE | VA | Boydton Plank Road Cogen Plant | 54766 | GEN8 | WO | IC | 0.3 | 0.3 | 0 | 0 |  |  | 0 | 0 |  | IPP Non-CHP | N | OP |  | Internal Combustion (PRMVR=IC)
EXCLUDE | VA | Boydton Plank Road Cogen Plant | 54766 | GEN9 | WO | IC | 0.3 | 0.3 | 0 | 0 |  |  | 0 | 0 |  | IPP Non-CHP | N | OP |  | Internal Combustion (PRMVR=IC)
EXCLUDE | VA | Brasfield | 10155 | 1 | WAT | HY | 2.9 | 2.9 | 0 | 10153 |  |  | 10153 | 0 |  | IPP Non-CHP | N | OP |  | Non Combustion (NUC, WAT, WND, GEO, or SUN)
COALST | VA | Bremo Bluff | 3796 | 3 | BIT | ST | 69 | 71 | 1041 | 112887 |  |  | 112887 | 134663.572 |  | Electric Utility | N | OP
COALST | VA | Bremo Bluff | 3796 | 4 | BIT | ST | 185.2 | 156 | 1838 | 705069 |  |  | 705069 | 702815.057 |  | Electric Utility | N | OP
EXCLUDE | VA | Brunswick | 56682 | 2 | LFG | IC | 0.3 | 0.3 | 0 | 0 |  |  | 0 | 0 |  | IPP Non-CHP | N | OP |  | Internal Combustion (PRMVR=IC)
EXCLUDE | VA | Brunswick | 56682 | 3 | LFG | IC | 0.3 | 0.3 | 0 | 0 |  |  | 0 | 0 |  | IPP Non-CHP | N | OP |  | Internal Combustion (PRMVR=IC)
EXCLUDE | VA | Brunswick | 56682 | 4 | LFG | IC | 0.3 | 0.3 | 0 | 0 |  |  | 0 | 0 |  | IPP Non-CHP | N | OP |  | Internal Combustion (PRMVR=IC)
EXCLUDE | VA | Brunswick | 56682 | 5 | LFG | IC | 0.3 | 0.3 | 0 | 0 |  |  | 0 | 0 |  | IPP Non-CHP | N | OP |  | Internal Combustion (PRMVR=IC)
EXCLUDE | VA | Brunswick | 56682 | 6 | LFG | IC | 0.3 | 0.3 | 0 | 0 |  |  | 0 | 0 |  | IPP Non-CHP | N | OP |  | Internal Combustion (PRMVR=IC)
EXCLUDE | VA | Brunswick | 56682 | 7 | LFG | IC | 0.3 | 0.3 | 0 | 0 |  |  | 0 | 0 |  | IPP Non-CHP | N | OP |  | Internal Combustion (PRMVR=IC)
EXCLUDE | VA | Brunswick | 56682 | 8 | LFG | IC | 0.3 | 0.3 | 0 | 0 |  |  | 0 | 0 |  | IPP Non-CHP | N | OP |  | Internal Combustion (PRMVR=IC)
EXCLUDE | VA | Brunswick | 56682 | 9 | LFG | IC | 0.3 | 0.3 | 0 | 0 |  |  | 0 | 0 |  | IPP Non-CHP | N | OP |  | Internal Combustion (PRMVR=IC)
EXCLUDE | VA | Brunswick | 56682 | 10 | LFG | IC | 0.3 | 0.3 | 0 | 0 |  |  | 0 | 0 |  | IPP Non-CHP | N | OP |  | Internal Combustion (PRMVR=IC)
EXCLUDE | VA | Brunswick | 56682 | 11 | LFG | IC | 0.3 | 0.3 | 0 | 0 |  |  | 0 | 0 |  | IPP Non-CHP | N | OP |  | Internal Combustion (PRMVR=IC)
EXCLUDE | VA | Brunswick | 56682 | 12 | LFG | IC | 0.3 | 0.3 | 0 | 0 |  |  | 0 | 0 |  | IPP Non-CHP | N | OP |  | Internal Combustion (PRMVR=IC)
EXCLUDE | VA | Brunswick | 56682 | 13 | LFG | IC | 0.3 | 0.3 | 0 | 0 |  |  | 0 | 0 |  | IPP Non-CHP | N | OP |  | Internal Combustion (PRMVR=IC)
EXCLUDE | VA | Brunswick | 56682 | 14 | LFG | IC | 0.3 | 0.3 | 0 | 0 |  |  | 0 | 0 |  | IPP Non-CHP | N | OP |  | Internal Combustion (PRMVR=IC)
EXCLUDE | VA | Brunswick | 56682 | 15 | LFG | IC | 0.3 | 0.3 | 0 | 0 |  |  | 0 | 0 |  | IPP Non-CHP | N | OP |  | Internal Combustion (PRMVR=IC)
EXCLUDE | VA | Brunswick | 56682 | 16 | LFG | IC | 0.3 | 0.3 | 0 | 0 |  |  | 0 | 0 |  | IPP Non-CHP | N | OP |  | Internal Combustion (PRMVR=IC)
EXCLUDE | VA | Brunswick | 56682 | 17 | LFG | IC | 0.3 | 0.3 | 0 | 0 |  |  | 0 | 0 |  | IPP Non-CHP | N | OP |  | Internal Combustion (PRMVR=IC)
EXCLUDE | VA | Brunswick | 56682 | 18 | LFG | IC | 0.3 | 0.3 | 0 | 0 |  |  | 0 | 0 |  | IPP Non-CHP | N | OP |  | Internal Combustion (PRMVR=IC)
EXCLUDE | VA | Brunswick | 56682 | 19 | LFG | IC | 0.3 | 0.3 | 0 | 0 |  |  | 0 | 0 |  | IPP Non-CHP | N | OP |  | Internal Combustion (PRMVR=IC)
EXCLUDE | VA | Brunswick | 56682 | 20 | LFG | IC | 0.3 | 0.3 | 0 | 0 |  |  | 0 | 0 |  | IPP Non-CHP | N | OP |  | Internal Combustion (PRMVR=IC)
EXCLUDE | VA | Brunswick | 56682 | 21 | LFG | IC | 0.3 | 0.3 | 0 | 0 |  |  | 0 | 0 |  | IPP Non-CHP | N | OP |  | Internal Combustion (PRMVR=IC)
EXCLUDE | VA | Brunswick | 56682 | 22 | LFG | IC | 0.3 | 0.3 | 0 | 0 |  |  | 0 | 0 |  | IPP Non-CHP | N | OP |  | Internal Combustion (PRMVR=IC)
EXCLUDE | VA | Brunswick | 56682 | 23 | LFG | IC | 0.3 | 0.3 | 0 | 0 |  |  | 0 | 0 |  | IPP Non-CHP | N | OP |  | Internal Combustion (PRMVR=IC)
EXCLUDE | VA | Brunswick | 56682 | 24 | LFG | IC | 0.3 | 0.3 | 0 | 0 |  |  | 0 | 0 |  | IPP Non-CHP | N | OP |  | Internal Combustion (PRMVR=IC)
EXCLUDE | VA | Brunswick | 56682 | 25 | LFG | IC | 0.3 | 0.3 | 0 | 0 |  |  | 0 | 0 |  | IPP Non-CHP | N | OP |  | Internal Combustion (PRMVR=IC)
EXCLUDE | VA | Brunswick | 56682 | 26 | LFG | IC | 0.3 | 0.3 | 0 | 0 |  |  | 0 | 0 |  | IPP Non-CHP | N | OP |  | Internal Combustion (PRMVR=IC)
EXCLUDE | VA | Brunswick | 56682 | 27 | LFG | IC | 0.3 | 0.3 | 0 | 0 |  |  | 0 | 0 |  | IPP Non-CHP | N | OP |  | Internal Combustion (PRMVR=IC)
EXCLUDE | VA | Brunswick | 56682 | 28 | LFG | IC | 0.3 | 0.3 | 0 | 0 |  |  | 0 | 0 |  | IPP Non-CHP | N | OP |  | Internal Combustion (PRMVR=IC)
EXCLUDE | VA | Brunswick | 56682 | 29 | LFG | IC | 0.3 | 0.3 | 0 | 0 |  |  | 0 | 0 |  | IPP Non-CHP | N | OP |  | Internal Combustion (PRMVR=IC)
EXCLUDE | VA | Brunswick | 56682 | 30 | LFG | IC | 0.3 | 0.3 | 0 | 0 |  |  | 0 | 0 |  | IPP Non-CHP | N | OP |  | Internal Combustion (PRMVR=IC)
EXCLUDE | VA | Brunswick | 56682 | 31 | LFG | IC | 0.3 | 0.3 | 0 | 0 |  |  | 0 | 0 |  | IPP Non-CHP | N | OP |  | Internal Combustion (PRMVR=IC)
EXCLUDE | VA | Brunswick | 56682 | 32 | LFG | IC | 0.3 | 0.3 | 0 | 0 |  |  | 0 | 0 |  | IPP Non-CHP | N | OP |  | Internal Combustion (PRMVR=IC)
EXCLUDE | VA | Brunswick | 56682 | 33 | LFG | IC | 0.3 | 0.3 | 0 | 0 |  |  | 0 | 0 |  | IPP Non-CHP | N | OP |  | Internal Combustion (PRMVR=IC)
EXCLUDE | VA | Brunswick | 56682 | 34 | LFG | IC | 0.3 | 0.3 | 0 | 0 |  |  | 0 | 0 |  | IPP Non-CHP | N | OP |  | Internal Combustion (PRMVR=IC)
EXCLUDE | VA | Brunswick | 56682 | 35 | LFG | IC | 0.3 | 0.3 | 0 | 0 |  |  | 0 | 0 |  | IPP Non-CHP | N | OP |  | Internal Combustion (PRMVR=IC)
EXCLUDE | VA | Brunswick | 56682 | 36 | LFG | IC | 0.3 | 0.3 | 0 | 0 |  |  | 0 | 0 |  | IPP Non-CHP | N | OP |  | Internal Combustion (PRMVR=IC)
SSTLOGN | VA | Buchanan Generation LLC | 55738 | 1 | NG | GT | 44 | 40 | 449 | 17841.5 |  |  | 17841.5 | 10072.288 |  | Electric Utility/IPP Non-CHP | N | OP
SSTLOGN | VA | Buchanan Generation LLC | 55738 | 2 | NG | GT | 44 | 40 | 449 | 17841.5 |  |  | 17841.5 | 9361.391 |  | Electric Utility/IPP Non-CHP | N | OP
EXCLUDE | VA | Buck | 3772 | 1 | WAT | HY | 2.8 | 3 | 0 | 12362 |  |  | 12362 | 0 |  | Electric Utility | N | OP |  | Non Combustion (NUC, WAT, WND, GEO, or SUN)
EXCLUDE | VA | Buck | 3772 | 2 | WAT | HY | 2.8 | 3 | 0 | 12362 |  |  | 12362 | 0 |  | Electric Utility | N | OP |  | Non Combustion (NUC, WAT, WND, GEO, or SUN)
EXCLUDE | VA | Buck | 3772 | 3 | WAT | HY | 2.8 | 3 | 0 | 12362 |  |  | 12362 | 0 |  | Electric Utility | N | OP |  | Non Combustion (NUC, WAT, WND, GEO, or SUN)
EXCLUDE | VA | Byllesby 2 | 3773 | 1 | WAT | HY | 5.4 | 7.9 | 0 | 10432.75 |  |  | 10432.75 | 0 |  | Electric Utility | N | OP |  | Non Combustion (NUC, WAT, WND, GEO, or SUN)
EXCLUDE | VA | Byllesby 2 | 3773 | 2 | WAT | HY | 5.4 | 7.9 | 0 | 10432.75 |  |  | 10432.75 | 0 |  | Electric Utility | N | OP |  | Non Combustion (NUC, WAT, WND, GEO, or SUN)
EXCLUDE | VA | Byllesby 2 | 3773 | 3 | WAT | HY | 5.4 | 7.9 | 0 | 10432.75 |  |  | 10432.75 | 0 |  | Electric Utility | N | OP |  | Non Combustion (NUC, WAT, WND, GEO, or SUN)
EXCLUDE | VA | Byllesby 2 | 3773 | 4 | WAT | HY | 5.4 | 7.9 | 0 | 10432.75 |  |  | 10432.75 | 0 |  | Electric Utility | N | OP |  | Non Combustion (NUC, WAT, WND, GEO, or SUN)
EXCLUDE | VA | Celanese Acetate LLC | 52089 | DEG1 | DFO | IC | 2.6 | 2 | 0 | 0 | 0 |  |  | 0 |  | Industrial CHP | Y | RE | 2003 | Internal Combustion (PRMVR=IC)
EXCLUDE | VA | Celanese Acetate LLC | 52089 | GEN1 | BIT | ST | 6 | 6 | 0 | 46855.917 | 0.076267 | 2581796.4314 | 614366.8559 | 286233.6853 |  | Industrial CHP | Y | OP |  | Steam unit (PRMVR=ST) under 25MW/250 MMBtu/hr
EXCLUDE | VA | Celanese Acetate LLC | 52089 | GEN2 | BIT | ST | 6 | 6 | 0 | 33188.928 | 0.076267 | 1828735.0106 | 435167.6085 | 202744.7072 |  | Industrial CHP | Y | OP |  | Steam unit (PRMVR=ST) under 25MW/250 MMBtu/hr
EXCLUDE | VA | Celanese Acetate LLC | 52089 | GEN3 | BIT | ST | 6 | 6 | 0 | 47040.296 | 0.076267 | 2591955.8537 | 616784.4022 | 287360.0207 |  | Industrial CHP | Y | OP |  | Steam unit (PRMVR=ST) under 25MW/250 MMBtu/hr
EXCLUDE | VA | Celanese Acetate LLC | 52089 | GEN4 | BIT | ST | 9.2 | 9.2 | 0 | 39964.807 | 0.076267 | 2202091.0635 | 524011.7875 | 244137.2343 |  | Industrial CHP | Y | OP |  | Steam unit (PRMVR=ST) under 25MW/250 MMBtu/hr
EXCLUDE | VA | Charles City | 56683 | 1 | LFG | IC | 0.3 | 0.3 | 0 | 0 |  |  | 0 | 0 |  | IPP Non-CHP | N | OP |  | Internal Combustion (PRMVR=IC)
EXCLUDE | VA | Charles City | 56683 | 2 | LFG | IC | 0.3 | 0.3 | 0 | 0 |  |  | 0 | 0 |  | IPP Non-CHP | N | OP |  | Internal Combustion (PRMVR=IC)
EXCLUDE | VA | Charles City | 56683 | 3 | LFG | IC | 0.3 | 0.3 | 0 | 0 |  |  | 0 | 0 |  | IPP Non-CHP | N | OP |  | Internal Combustion (PRMVR=IC)
EXCLUDE | VA | Charles City | 56683 | 4 | LFG | IC | 0.3 | 0.3 | 0 | 0 |  |  | 0 | 0 |  | IPP Non-CHP | N | OP |  | Internal Combustion (PRMVR=IC)
EXCLUDE | VA | Charles City | 56683 | 5 | LFG | IC | 0.3 | 0.3 | 0 | 0 |  |  | 0 | 0 |  | IPP Non-CHP | N | OP |  | Internal Combustion (PRMVR=IC)
EXCLUDE | VA | Charles City | 56683 | 6 | LFG | IC | 0.3 | 0.3 | 0 | 0 |  |  | 0 | 0 |  | IPP Non-CHP | N | OP |  | Internal Combustion (PRMVR=IC)
EXCLUDE | VA | Charles City | 56683 | 7 | LFG | IC | 0.3 | 0.3 | 0 | 0 |  |  | 0 | 0 |  | IPP Non-CHP | N | OP |  | Internal Combustion (PRMVR=IC)
EXCLUDE | VA | Charles City | 56683 | 8 | LFG | IC | 0.3 | 0.3 | 0 | 0 |  |  | 0 | 0 |  | IPP Non-CHP | N | OP |  | Internal Combustion (PRMVR=IC)
EXCLUDE | VA | Charles City | 56683 | 9 | LFG | IC | 0.3 | 0.3 | 0 | 0 |  |  | 0 | 0 |  | IPP Non-CHP | N | OP |  | Internal Combustion (PRMVR=IC)
EXCLUDE | VA | Charles City | 56683 | 10 | LFG | IC | 0.3 | 0.3 | 0 | 0 |  |  | 0 | 0 |  | IPP Non-CHP | N | OP |  | Internal Combustion (PRMVR=IC)
EXCLUDE | VA | Charles City | 56683 | 11 | LFG | IC | 0.3 | 0.3 | 0 | 0 |  |  | 0 | 0 |  | IPP Non-CHP | N | OP |  | Internal Combustion (PRMVR=IC)
EXCLUDE | VA | Charles City | 56683 | 12 | LFG | IC | 0.3 | 0.3 | 0 | 0 |  |  | 0 | 0 |  | IPP Non-CHP | N | OP |  | Internal Combustion (PRMVR=IC)
EXCLUDE | VA | Charles City | 56683 | 13 | LFG | IC | 0.3 | 0.3 | 0 | 0 |  |  | 0 | 0 |  | IPP Non-CHP | N | OP |  | Internal Combustion (PRMVR=IC)
EXCLUDE | VA | Charles City | 56683 | 14 | LFG | IC | 0.3 | 0.3 | 0 | 0 |  |  | 0 | 0 |  | IPP Non-CHP | N | OP |  | Internal Combustion (PRMVR=IC)
EXCLUDE | VA | Charles City | 56683 | 15 | LFG | IC | 0.3 | 0.3 | 0 | 0 |  |  | 0 | 0 |  | IPP Non-CHP | N | OP |  | Internal Combustion (PRMVR=IC)
EXCLUDE | VA | Charles City | 56683 | 16 | LFG | IC | 0.3 | 0.3 | 0 | 0 |  |  | 0 | 0 |  | IPP Non-CHP | N | OP |  | Internal Combustion (PRMVR=IC)
EXCLUDE | VA | Charles City | 56683 | 17 | LFG | IC | 0.3 | 0.3 | 0 | 0 |  |  | 0 | 0 |  | IPP Non-CHP | N | OP |  | Internal Combustion (PRMVR=IC)
EXCLUDE | VA | Charles City | 56683 | 18 | LFG | IC | 0.3 | 0.3 | 0 | 0 |  |  | 0 | 0 |  | IPP Non-CHP | N | OP |  | Internal Combustion (PRMVR=IC)
EXCLUDE | VA | Charles City | 56683 | 19 | LFG | IC | 0.3 | 0.3 | 0 | 0 |  |  | 0 | 0 |  | IPP Non-CHP | N | OP |  | Internal Combustion (PRMVR=IC)
EXCLUDE | VA | Charles City | 56683 | 20 | LFG | IC | 0.3 | 0.3 | 0 | 0 |  |  | 0 | 0 |  | IPP Non-CHP | N | OP |  | Internal Combustion (PRMVR=IC)
EXCLUDE | VA | Charles City | 56683 | 21 | LFG | IC | 0.3 | 0.3 | 0 | 0 |  |  | 0 | 0 |  | IPP Non-CHP | N | OP |  | Internal Combustion (PRMVR=IC)
EXCLUDE | VA | Charles City | 56683 | 22 | LFG | IC | 0.3 | 0.3 | 0 | 0 |  |  | 0 | 0 |  | IPP Non-CHP | N | OP |  | Internal Combustion (PRMVR=IC)
EXCLUDE | VA | Charles City | 56683 | 23 | LFG | IC | 0.3 | 0.3 | 0 | 0 |  |  | 0 | 0 |  | IPP Non-CHP | N | OP |  | Internal Combustion (PRMVR=IC)
EXCLUDE | VA | Charles City | 56683 | 24 | LFG | IC | 0.3 | 0.3 | 0 | 0 |  |  | 0 | 0 |  | IPP Non-CHP | N | OP |  | Internal Combustion (PRMVR=IC)
EXCLUDE | VA | Charles City | 56683 | 25 | LFG | IC | 0.3 | 0.3 | 0 | 0 |  |  | 0 | 0 |  | IPP Non-CHP | N | OP |  | Internal Combustion (PRMVR=IC)
EXCLUDE | VA | Charles City | 56683 | 26 | LFG | IC | 0.3 | 0.3 | 0 | 0 |  |  | 0 | 0 |  | IPP Non-CHP | N | OP |  | Internal Combustion (PRMVR=IC)
EXCLUDE | VA | Charles City | 56683 | 27 | LFG | IC | 0.3 | 0.3 | 0 | 0 |  |  | 0 | 0 |  | IPP Non-CHP | N | OP |  | Internal Combustion (PRMVR=IC)
EXCLUDE | VA | Charles City | 56683 | 28 | LFG | IC | 0.3 | 0.3 | 0 | 0 |  |  | 0 | 0 |  | IPP Non-CHP | N | OP |  | Internal Combustion (PRMVR=IC)
EXCLUDE | VA | Charles City | 56683 | 29 | LFG | IC | 0.3 | 0.3 | 0 | 0 |  |  | 0 | 0 |  | IPP Non-CHP | N | OP |  | Internal Combustion (PRMVR=IC)
EXCLUDE | VA | Charles City | 56683 | 30 | LFG | IC | 0.3 | 0.3 | 0 | 0 |  |  | 0 | 0 |  | IPP Non-CHP | N | OP |  | Internal Combustion (PRMVR=IC)
EXCLUDE | VA | Charles City | 56683 | 31 | LFG | IC | 0.3 | 0.3 | 0 | 0 |  |  | 0 | 0 |  | IPP Non-CHP | N | OP |  | Internal Combustion (PRMVR=IC)
EXCLUDE | VA | Charles City | 56683 | 32 | LFG | IC | 0.3 | 0.3 | 0 | 0 |  |  | 0 | 0 |  | IPP Non-CHP | N | OP |  | Internal Combustion (PRMVR=IC)
EXCLUDE | VA | Charles City | 56683 | 33 | LFG | IC | 0.3 | 0.3 | 0 | 0 |  |  | 0 | 0 |  | IPP Non-CHP | N | OP |  | Internal Combustion (PRMVR=IC)
EXCLUDE | VA | Charles City | 56683 | 34 | LFG | IC | 0.3 | 0.3 | 0 | 0 |  |  | 0 | 0 |  | IPP Non-CHP | N | OP |  | Internal Combustion (PRMVR=IC)
EXCLUDE | VA | Charles City | 56683 | 35 | LFG | IC | 0.3 | 0.3 | 0 | 0 |  |  | 0 | 0 |  | IPP Non-CHP | N | OP |  | Internal Combustion (PRMVR=IC)
EXCLUDE | VA | Charles City | 56683 | 36 | LFG | IC | 0.3 | 0.3 | 0 | 0 |  |  | 0 | 0 |  | IPP Non-CHP | N | OP |  | Internal Combustion (PRMVR=IC)
EXCLUDE | VA | Charles City | 56683 | 37 | LFG | IC | 0.3 | 0.3 | 0 | 0 |  |  | 0 | 0 |  | IPP Non-CHP | N | OP |  | Internal Combustion (PRMVR=IC)
EXCLUDE | VA | Charles City | 56683 | 38 | LFG | IC | 0.3 | 0.3 | 0 | 0 |  |  | 0 | 0 |  | IPP Non-CHP | N | OP |  | Internal Combustion (PRMVR=IC)
EXCLUDE | VA | Charles City | 56683 | 39 | LFG | IC | 0.3 | 0.3 | 0 | 0 |  |  | 0 | 0 |  | IPP Non-CHP | N | OP |  | Internal Combustion (PRMVR=IC)
EXCLUDE | VA | Charles City | 56683 | 40 | LFG | IC | 0.3 | 0.3 | 0 | 0 |  |  | 0 | 0 |  | IPP Non-CHP | N | OP |  | Internal Combustion (PRMVR=IC)
EXCLUDE | VA | Charles City | 56683 | 41 | LFG | IC | 0.3 | 0.3 | 0 | 0 |  |  | 0 | 0 |  | IPP Non-CHP | N | OP |  | Internal Combustion (PRMVR=IC)
EXCLUDE | VA | Charles City | 56683 | 42 | LFG | IC | 0.3 | 0.3 | 0 | 0 |  |  | 0 | 0 |  | IPP Non-CHP | N | OP |  | Internal Combustion (PRMVR=IC)
EXCLUDE | VA | Charles City | 56683 | 43 | LFG | IC | 0.3 | 0.3 | 0 | 0 |  |  | 0 | 0 |  | IPP Non-CHP | N | OP |  | Internal Combustion (PRMVR=IC)
EXCLUDE | VA | Charles City | 56683 | 44 | LFG | IC | 0.3 | 0.3 | 0 | 0 |  |  | 0 | 0 |  | IPP Non-CHP | N | OP |  | Internal Combustion (PRMVR=IC)
EXCLUDE | VA | Charles City | 56683 | 45 | LFG | IC | 0.3 | 0.3 | 0 | 0 |  |  | 0 | 0 |  | IPP Non-CHP | N | OP |  | Internal Combustion (PRMVR=IC)
EXCLUDE | VA | Charles City | 56683 | 46 | LFG | IC | 0.3 | 0.3 | 0 | 0 |  |  | 0 | 0 |  | IPP Non-CHP | N | OP |  | Internal Combustion (PRMVR=IC)
EXCLUDE | VA | Charles City | 56683 | 47 | LFG | IC | 0.3 | 0.3 | 0 | 0 |  |  | 0 | 0 |  | IPP Non-CHP | N | OP |  | Internal Combustion (PRMVR=IC)
EXCLUDE | VA | Charles City | 56683 | 48 | LFG | IC | 0.3 | 0.3 | 0 | 0 |  |  | 0 | 0 |  | IPP Non-CHP | N | OP |  | Internal Combustion (PRMVR=IC)
COALST | VA | Chesapeake | 3803 | 3 | BIT | ST | 185.2 | 156 | 1717 | 771162 |  |  | 771162 | 842422.516 |  | Electric Utility | N | OP | 2014
EXCLUDE | VA | Chesapeake | 3803 | 6 | DFO | GT | 16.3 | 12 | 0 | 86.6125 |  |  | 86.6125 | 127.635 |  | Electric Utility | N | OP |  | Simple Cycle Turbine (PRMVR=GT or OT) unit under 25MW
EXCLUDE | VA | Chesapeake | 3803 | 7 | DFO | GT | 23.8 | 16 | 0 | 126.4649 |  |  | 126.4649 | 186.3627 |  | Electric Utility | N | RE | 2011 | Simple Cycle Turbine (PRMVR=GT or OT) unit under 25MW
EXCLUDE | VA | Chesapeake | 3803 | 8 | DFO | GT | 23.8 | 16 | 0 | 126.4649 |  |  | 126.4649 | 186.3627 |  | Electric Utility | N | RE | 2011 | Simple Cycle Turbine (PRMVR=GT or OT) unit under 25MW
EXCLUDE | VA | Chesapeake | 3803 | 9 | DFO | GT | 23.8 | 16 | 0 | 126.4649 |  |  | 126.4649 | 186.3627 |  | Electric Utility | N | RE | 2011 | Simple Cycle Turbine (PRMVR=GT or OT) unit under 25MW
EXCLUDE | VA | Chesapeake | 3803 | 10 | DFO | GT | 23.8 | 16 | 0 | 126.4649 |  |  | 126.4649 | 186.3627 |  | Electric Utility | N | RE | 2011 | Simple Cycle Turbine (PRMVR=GT or OT) unit under 25MW
EXCLUDE | VA | Chesapeake | 3803 | GT1 | DFO | GT | 18.5 | 15 | 0 | 98.3026 |  |  | 98.3026 | 144.8618 |  | Electric Utility | N | OP |  | Simple Cycle Turbine (PRMVR=GT or OT) unit under 25MW
EXCLUDE | VA | Chesapeake | 3803 | GT2 | DFO | GT | 16.3 | 12 | 0 | 86.6125 |  |  | 86.6125 | 127.635 |  | Electric Utility | N | OP |  | Simple Cycle Turbine (PRMVR=GT or OT) unit under 25MW
EXCLUDE | VA | Chesapeake | 3803 | GT4 | DFO | GT | 16.3 | 12 | 0 | 86.6125 |  |  | 86.6125 | 127.635 |  | Electric Utility | N | OP |  | Simple Cycle Turbine (PRMVR=GT or OT) unit under 25MW
COALST | VA | Chesapeake | 3803 | ST1 | BIT | ST | 112.5 | 111 | 1377 | 350342 |  |  | 350342 | 395857.962 |  | Electric Utility | N | OP | 2014
COALST | VA | Chesapeake | 3803 | ST2 | BIT | ST | 112.5 | 111 | 1381 | 384345 |  |  | 384345 | 445067.477 |  | Electric Utility | N | OP | 2015
COALST | VA | Chesapeake | 3803 | ST4 | BIT | ST | 239.3 | 217 | 2482 | 1238534 |  |  | 1238534 | 1310932.646 |  | Electric Utility | N | OP | 2015
EXCLUDE | VA | Chesterfield | 56684 | 1 | LFG | IC | 0.3 | 0.3 | 0 | 0 |  |  | 0 | 0 |  | IPP Non-CHP | N | OP |  | Internal Combustion (PRMVR=IC)
EXCLUDE | VA | Chesterfield | 56684 | 2 | LFG | IC | 0.3 | 0.3 | 0 | 0 |  |  | 0 | 0 |  | IPP Non-CHP | N | OP |  | Internal Combustion (PRMVR=IC)
COALST | VA | Chesterfield | 3797 | 3 | BIT | ST | 112.5 | 100 | 1308 | 144423 |  |  | 144423 | 181497.279 |  | Electric Utility | N | OP
EXCLUDE | VA | Chesterfield | 56684 | 3 | LFG | IC | 0.3 | 0.3 | 0 | 0 |  |  | 0 | 0 |  | IPP Non-CHP | N | OP |  | Internal Combustion (PRMVR=IC)
COALST | VA | Chesterfield | 3797 | 4 | BIT | ST | 187.5 | 162.5 | 1761 | 632454 |  |  | 632454 | 683154.408 |  | Electric Utility | N | OP
EXCLUDE | VA | Chesterfield | 56684 | 4 | LFG | IC | 0.3 | 0.3 | 0 | 0 |  |  | 0 | 0 |  | IPP Non-CHP | N | OP |  | Internal Combustion (PRMVR=IC)
COALST | VA | Chesterfield | 3797 | 5 | BIT | ST | 359 | 329 | 3604 | 1115890 |  |  | 1115890 | 1296570.806 |  | Electric Utility | N | OP
EXCLUDE | VA | Chesterfield | 56684 | 5 | LFG | IC | 0.3 | 0.3 | 0 | 0 |  |  | 0 | 0 |  | IPP Non-CHP | N | OP |  | Internal Combustion (PRMVR=IC)
COALST | VA | Chesterfield | 3797 | 6 | BIT | ST | 693.9 | 657 | 7206 | 3454626 |  |  | 3454626 | 3473270.054 |  | Electric Utility | N | OP
EXCLUDE | VA | Chesterfield | 56684 | 6 | LFG | IC | 0.3 | 0.3 | 0 | 0 |  |  | 0 | 0 |  | IPP Non-CHP | N | OP |  | Internal Combustion (PRMVR=IC)
EXCLUDE | VA | Chesterfield | 56684 | 7 | LFG | IC | 0.3 | 0.3 | 0 | 0 |  |  | 0 | 0 |  | IPP Non-CHP | N | OP |  | Internal Combustion (PRMVR=IC)
EXCLUDE | VA | Chesterfield | 56684 | 8 | LFG | IC | 0.3 | 0.3 | 0 | 0 |  |  | 0 | 0 |  | IPP Non-CHP | N | OP |  | Internal Combustion (PRMVR=IC)
EXCLUDE | VA | Chesterfield | 56684 | 9 | LFG | IC | 0.3 | 0.3 | 0 | 0 |  |  | 0 | 0 |  | IPP Non-CHP | N | OP |  | Internal Combustion (PRMVR=IC)
EXCLUDE | VA | Chesterfield | 56684 | 10 | LFG | IC | 0.3 | 0.3 | 0 | 0 |  |  | 0 | 0 |  | IPP Non-CHP | N | OP |  | Internal Combustion (PRMVR=IC)
EXCLUDE | VA | Chesterfield | 56684 | 11 | LFG | IC | 0.3 | 0.3 | 0 | 0 |  |  | 0 | 0 |  | IPP Non-CHP | N | OP |  | Internal Combustion (PRMVR=IC)
EXCLUDE | VA | Chesterfield | 56684 | 12 | LFG | IC | 0.3 | 0.3 | 0 | 0 |  |  | 0 | 0 |  | IPP Non-CHP | N | OP |  | Internal Combustion (PRMVR=IC)
EXCLUDE | VA | Chesterfield | 56684 | 13 | LFG | IC | 0.3 | 0.3 | 0 | 0 |  |  | 0 | 0 |  | IPP Non-CHP | N | OP |  | Internal Combustion (PRMVR=IC)
EXCLUDE | VA | Chesterfield | 56684 | 14 | LFG | IC | 0.3 | 0.3 | 0 | 0 |  |  | 0 | 0 |  | IPP Non-CHP | N | OP |  | Internal Combustion (PRMVR=IC)
EXCLUDE | VA | Chesterfield | 56684 | 15 | LFG | IC | 0.3 | 0.3 | 0 | 0 |  |  | 0 | 0 |  | IPP Non-CHP | N | OP |  | Internal Combustion (PRMVR=IC)
EXCLUDE | VA | Chesterfield | 56684 | 16 | LFG | IC | 0.3 | 0.3 | 0 | 0 |  |  | 0 | 0 |  | IPP Non-CHP | N | OP |  | Internal Combustion (PRMVR=IC)
EXCLUDE | VA | Chesterfield | 56684 | 17 | LFG | IC | 0.3 | 0.3 | 0 | 0 |  |  | 0 | 0 |  | IPP Non-CHP | N | OP |  | Internal Combustion (PRMVR=IC)
EXCLUDE | VA | Chesterfield | 56684 | 18 | LFG | IC | 0.3 | 0.3 | 0 | 0 |  |  | 0 | 0 |  | IPP Non-CHP | N | OP |  | Internal Combustion (PRMVR=IC)
EXCLUDE | VA | Chesterfield | 56684 | 19 | LFG | IC | 0.3 | 0.3 | 0 | 0 |  |  | 0 | 0 |  | IPP Non-CHP | N | OP |  | Internal Combustion (PRMVR=IC)
EXCLUDE | VA | Chesterfield | 56684 | 20 | LFG | IC | 0.3 | 0.3 | 0 | 0 |  |  | 0 | 0 |  | IPP Non-CHP | N | OP |  | Internal Combustion (PRMVR=IC)
EXCLUDE | VA | Chesterfield | 56684 | 21 | LFG | IC | 0.3 | 0.3 | 0 | 0 |  |  | 0 | 0 |  | IPP Non-CHP | N | OP |  | Internal Combustion (PRMVR=IC)
EXCLUDE | VA | Chesterfield | 56684 | 22 | LFG | IC | 0.3 | 0.3 | 0 | 0 |  |  | 0 | 0 |  | IPP Non-CHP | N | OP |  | Internal Combustion (PRMVR=IC)
EXCLUDE | VA | Chesterfield | 56684 | 23 | LFG | IC | 0.3 | 0.3 | 0 | 0 |  |  | 0 | 0 |  | IPP Non-CHP | N | OP |  | Internal Combustion (PRMVR=IC)
EXCLUDE | VA | Chesterfield | 56684 | 24 | LFG | IC | 0.3 | 0.3 | 0 | 0 |  |  | 0 | 0 |  | IPP Non-CHP | N | OP |  | Internal Combustion (PRMVR=IC)
EXCLUDE | VA | Chesterfield | 56684 | 25 | LFG | IC | 0.3 | 0.3 | 0 | 0 |  |  | 0 | 0 |  | IPP Non-CHP | N | OP |  | Internal Combustion (PRMVR=IC)
EXCLUDE | VA | Chesterfield | 56684 | 26 | LFG | IC | 0.3 | 0.3 | 0 | 0 |  |  | 0 | 0 |  | IPP Non-CHP | N | OP |  | Internal Combustion (PRMVR=IC)
EXCLUDE | VA | Chesterfield | 56684 | 27 | LFG | IC | 0.3 | 0.3 | 0 | 0 |  |  | 0 | 0 |  | IPP Non-CHP | N | OP |  | Internal Combustion (PRMVR=IC)
EXCLUDE | VA | Chesterfield | 56684 | 28 | LFG | IC | 0.3 | 0.3 | 0 | 0 |  |  | 0 | 0 |  | IPP Non-CHP | N | OP |  | Internal Combustion (PRMVR=IC)
EXCLUDE | VA | Chesterfield | 56684 | 29 | LFG | IC | 0.3 | 0.3 | 0 | 0 |  |  | 0 | 0 |  | IPP Non-CHP | N | OP |  | Internal Combustion (PRMVR=IC)
EXCLUDE | VA | Chesterfield | 56684 | 30 | LFG | IC | 0.3 | 0.3 | 0 | 0 |  |  | 0 | 0 |  | IPP Non-CHP | N | OP |  | Internal Combustion (PRMVR=IC)
EXCLUDE | VA | Chesterfield | 56684 | 31 | LFG | IC | 0.3 | 0.3 | 0 | 0 |  |  | 0 | 0 |  | IPP Non-CHP | N | OP |  | Internal Combustion (PRMVR=IC)
EXCLUDE | VA | Chesterfield | 56684 | 32 | LFG | IC | 0.3 | 0.3 | 0 | 0 |  |  | 0 | 0 |  | IPP Non-CHP | N | OP |  | Internal Combustion (PRMVR=IC)
EXCLUDE | VA | Chesterfield | 56684 | 33 | LFG | IC | 0.3 | 0.3 | 0 | 0 |  |  | 0 | 0 |  | IPP Non-CHP | N | OP |  | Internal Combustion (PRMVR=IC)
EXCLUDE | VA | Chesterfield | 56684 | 34 | LFG | IC | 0.3 | 0.3 | 0 | 0 |  |  | 0 | 0 |  | IPP Non-CHP | N | OP |  | Internal Combustion (PRMVR=IC)
EXCLUDE | VA | Chesterfield | 56684 | 35 | LFG | IC | 0.3 | 0.3 | 0 | 0 |  |  | 0 | 0 |  | IPP Non-CHP | N | OP |  | Internal Combustion (PRMVR=IC)
EXCLUDE | VA | Chesterfield | 56684 | 36 | LFG | IC | 0.3 | 0.3 | 0 | 0 |  |  | 0 | 0 |  | IPP Non-CHP | N | OP |  | Internal Combustion (PRMVR=IC)
EXCLUDE | VA | Chesterfield | 56684 | 37 | LFG | IC | 0.3 | 0.3 | 0 | 0 |  |  | 0 | 0 |  | IPP Non-CHP | N | OP |  | Internal Combustion (PRMVR=IC)
EXCLUDE | VA | Chesterfield | 56684 | 38 | LFG | IC | 0.3 | 0.3 | 0 | 0 |  |  | 0 | 0 |  | IPP Non-CHP | N | OP |  | Internal Combustion (PRMVR=IC)
EXCLUDE | VA | Chesterfield | 56684 | 39 | LFG | IC | 0.3 | 0.3 | 0 | 0 |  |  | 0 | 0 |  | IPP Non-CHP | N | OP |  | Internal Combustion (PRMVR=IC)
EXCLUDE | VA | Chesterfield | 56684 | 40 | LFG | IC | 0.3 | 0.3 | 0 | 0 |  |  | 0 | 0 |  | IPP Non-CHP | N | OP |  | Internal Combustion (PRMVR=IC)
EXCLUDE | VA | Chesterfield | 56684 | 41 | LFG | IC | 0.3 | 0.3 | 0 | 0 |  |  | 0 | 0 |  | IPP Non-CHP | N | OP |  | Internal Combustion (PRMVR=IC)
EXCLUDE | VA | Chesterfield | 56684 | 42 | LFG | IC | 0.3 | 0.3 | 0 | 0 |  |  | 0 | 0 |  | IPP Non-CHP | N | OP |  | Internal Combustion (PRMVR=IC)
EXCLUDE | VA | Chesterfield | 56684 | 43 | LFG | IC | 0.3 | 0.3 | 0 | 0 |  |  | 0 | 0 |  | IPP Non-CHP | N | OP |  | Internal Combustion (PRMVR=IC)
EXCLUDE | VA | Chesterfield | 56684 | 44 | LFG | IC | 0.3 | 0.3 | 0 | 0 |  |  | 0 | 0 |  | IPP Non-CHP | N | OP |  | Internal Combustion (PRMVR=IC)
EXCLUDE | VA | Chesterfield | 56684 | 45 | LFG | IC | 0.3 | 0.3 | 0 | 0 |  |  | 0 | 0 |  | IPP Non-CHP | N | OP |  | Internal Combustion (PRMVR=IC)
EXCLUDE | VA | Chesterfield | 56684 | 46 | LFG | IC | 0.3 | 0.3 | 0 | 0 |  |  | 0 | 0 |  | IPP Non-CHP | N | OP |  | Internal Combustion (PRMVR=IC)
EXCLUDE | VA | Chesterfield | 56684 | 47 | LFG | IC | 0.3 | 0.3 | 0 | 0 |  |  | 0 | 0 |  | IPP Non-CHP | N | OP |  | Internal Combustion (PRMVR=IC)
EXCLUDE | VA | Chesterfield | 56684 | 48 | LFG | IC | 0.3 | 0.3 | 0 | 0 |  |  | 0 | 0 |  | IPP Non-CHP | N | OP |  | Internal Combustion (PRMVR=IC)
NGCC | VA | Chesterfield | 3797 | CT7 | NG | CC | 145 | 142 | 1980 | 782736.3584 |  |  | 782736.3584 | 286792.6225 |  | Electric Utility | N | OP
NGCC | VA | Chesterfield | 3797 | CT8 | NG | CC | 148 | 140 | 1980 | 798930.9038 |  |  | 798930.9038 | 292726.2629 |  | Electric Utility | N | OP
NGCC | VA | Chesterfield | 3797 | CW7 | NG | CC | 74.4 | 55 | 1980 | 401624.7246 |  |  | 401624.7246 | 147154.2835 |  | Electric Utility | N | OP
NGCC | VA | Chesterfield | 3797 | CW8 | NG | CC | 79.2 | 60 | 1980 | 427535.9972 |  |  | 427535.9972 | 156648.1083 |  | Electric Utility | N | OP
EXCLUDE | VA | Church Street Plant | 7438 | C1 | DFO | IC | 1 | 1 | 0 | 0 |  |  | 0 | 0 |  | Electric Utility | N | OP |  | Internal Combustion (PRMVR=IC)
EXCLUDE | VA | Church Street Plant | 7438 | C2 | DFO | IC | 1 | 1 | 0 | 0 |  |  | 0 | 0 |  | Electric Utility | N | OP |  | Internal Combustion (PRMVR=IC)
EXCLUDE | VA | Church Street Plant | 7438 | C3A | DFO | IC | 1.1 | 1 | 0 | 0 |  |  | 0 | 0 |  | Electric Utility | N | OP |  | Internal Combustion (PRMVR=IC)
EXCLUDE | VA | Church Street Plant | 7438 | C4 | DFO | IC | 1 | 1 | 0 | 0 |  |  | 0 | 0 |  | Electric Utility | N | OP |  | Internal Combustion (PRMVR=IC)
EXCLUDE | VA | Church Street Plant | 7438 | C5 | DFO | IC | 1.6 | 1.5 | 0 | 0 |  |  | 0 | 0 |  | Electric Utility | N | OP |  | Internal Combustion (PRMVR=IC)
EXCLUDE | VA | Church Street Plant | 7438 | C6 | DFO | IC | 1.6 | 1.5 | 0 | 0 |  |  | 0 | 0 |  | Electric Utility | N | OP |  | Internal Combustion (PRMVR=IC)
EXCLUDE | VA | Claytor | 3774 | 1 | WAT | HY | 18.7 | 14.7 | 0 | 55592.75 |  |  | 55592.75 | 0 |  | Electric Utility | N | OP |  | Non Combustion (NUC, WAT, WND, GEO, or SUN)
EXCLUDE | VA | Claytor | 3774 | 2 | WAT | HY | 18.7 | 14.7 | 0 | 55592.75 |  |  | 55592.75 | 0 |  | Electric Utility | N | OP |  | Non Combustion (NUC, WAT, WND, GEO, or SUN)
EXCLUDE | VA | Claytor | 3774 | 3 | WAT | HY | 18.7 | 14.7 | 0 | 55592.75 |  |  | 55592.75 | 0 |  | Electric Utility | N | OP |  | Non Combustion (NUC, WAT, WND, GEO, or SUN)
EXCLUDE | VA | Claytor | 3774 | 4 | WAT | HY | 18.7 | 14.7 | 0 | 55592.75 |  |  | 55592.75 | 0 |  | Electric Utility | N | OP |  | Non Combustion (NUC, WAT, WND, GEO, or SUN)
COALST | VA | Clinch River | 3775 | 1 | BIT | ST | 237.5 | 230 | 1920 | 298971 |  |  | 298971 | 325619.999 |  | Electric Utility | N | OP
COALST | VA | Clinch River | 3775 | 2 | BIT | ST | 237.5 | 230 | 1920 | 496891 |  |  | 496891 | 560959.873 |  | Electric Utility | N | OP
COALST | VA | Clinch River | 3775 | 3 | BIT | ST | 237.5 | 230 | 1920 | 504316 |  |  | 504316 | 560360.848 |  | Electric Utility | N | OP | 2015
COALST | VA | Clover | 7213 | 1 | BIT | ST | 424 | 431 | 5127 | 2693813 |  |  | 2693813 | 2966009.78 |  | Electric Utility | N | OP
COALST | VA | Clover | 7213 | 2 | BIT | ST | 424 | 434 | 5173 | 2482919 |  |  | 2482919 | 2803931.257 |  | Electric Utility | N | OP
EXCLUDE | VA | Coleman Falls | 56313 | CGH2 | WAT | HY | 0.5 | 0.5 | 0 | 1633.3333 |  |  | 1633.3333 | 0 |  | Industrial Non-CHP | N | OP |  | Non Combustion (NUC, WAT, WND, GEO, or SUN)
EXCLUDE | VA | Coleman Falls | 56313 | CGH3 | WAT | HY | 0.5 | 0.5 | 0 | 1633.3333 |  |  | 1633.3333 | 0 |  | Industrial Non-CHP | N | OP |  | Non Combustion (NUC, WAT, WND, GEO, or SUN)
EXCLUDE | VA | Coleman Falls | 56313 | CHG1 | WAT | HY | 0.5 | 0.5 | 0 | 1633.3333 |  |  | 1633.3333 | 0 |  | Industrial Non-CHP | N | OP |  | Non Combustion (NUC, WAT, WND, GEO, or SUN)
SSTLOGN | VA | Commonwealth Atlantic LP | 52087 | GEN1 | NG | GT | 129.6 | 116 | 1553 | 44910.0003 |  |  | 44910.0003 | 38108.8 |  | Electric Utility | N | SB
SSTLOGN | VA | Commonwealth Atlantic LP | 52087 | GEN2 | NG | GT | 129.6 | 116 | 1553 | 44910.0003 |  |  | 44910.0003 | 30955.1 |  | Electric Utility | N | SB
SSTLOGN | VA | Commonwealth Atlantic LP | 52087 | GEN3 | NG | GT | 129.6 | 116 | 1553 | 44910.0003 |  |  | 44910.0003 | 32023.2 |  | Electric Utility | N | SB
SSTLOGN | VA | Commonwealth Chesapeake | 55381 | UNT1 | DFO | GT | 57.5 | 45.1 | 454 | 4481.4286 |  |  | 4481.4286 | 7234.475 |  | Electric Utility/IPP Non-CHP | N | SB
SSTLOGN | VA | Commonwealth Chesapeake | 55381 | UNT2 | DFO | GT | 57.5 | 44.6 | 454 | 4481.4286 |  |  | 4481.4286 | 6844.8 |  | Electric Utility/IPP Non-CHP | N | SB
SSTLOGN | VA | Commonwealth Chesapeake | 55381 | UNT3 | DFO | GT | 57.5 | 45.1 | 454 | 4481.4286 |  |  | 4481.4286 | 5212 |  | Electric Utility/IPP Non-CHP | N | SB
SSTLOGN | VA | Commonwealth Chesapeake | 55381 | UNT4 | DFO | GT | 57.5 | 46.2 | 454 | 4481.4286 |  |  | 4481.4286 | 1721.025 |  | Electric Utility/IPP Non-CHP | N | SB
SSTLOGN | VA | Commonwealth Chesapeake | 55381 | UNT5 | DFO | GT | 57.5 | 46 | 454 | 4481.4286 |  |  | 4481.4286 | 1970.025 |  | Electric Utility/IPP Non-CHP | N | SB
SSTLOGN | VA | Commonwealth Chesapeake | 55381 | UNT6 | DFO | GT | 57.5 | 45.2 | 454 | 4481.4286 |  |  | 4481.4286 | 2012.725 |  | Electric Utility/IPP Non-CHP | N | SB
SSTLOGN | VA | Commonwealth Chesapeake | 55381 | UNT7 | DFO | GT | 57.5 | 45.4 | 454 | 4481.4286 |  |  | 4481.4286 | 2224.825 |  | Electric Utility/IPP Non-CHP | N | SB
EXCLUDE | VA | Covanta Alexandria/Arlington Energy | 50663 | GEN1 | MSB | ST | 14.5 | 14.5 | 0 | 97255.111 |  |  | 97255.111 | 173843.7547 |  | Commercial Non-CHP | N | OP |  | Non Fossil fuel type
EXCLUDE | VA | Covanta Alexandria/Arlington Energy | 50663 | GEN2 | MSB | ST | 14.5 | 14.5 | 0 | 66423.692 |  |  | 66423.692 | 173843.7547 |  | Commercial Non-CHP | N | OP |  | Non Fossil fuel type
EXCLUDE | VA | Covanta Fairfax Energy | 50658 | GEN1 | MSB | ST | 62 | 49 | 0 | 302240 |  |  | 302240 | 591481.9213 |  | IPP Non-CHP | N | OP |  | Non Fossil fuel type
EXCLUDE | VA | Covanta Fairfax Energy | 50658 | GEN2 | MSB | ST | 62 | 49 | 0 | 297882 |  |  | 297882 | 582953.3406 |  | IPP Non-CHP | N | OP |  | Non Fossil fuel type
EXCLUDE | VA | Covington Facility | 50900 | GEN1 | BIT | ST | 10.5 | 10.5 | 322.2814 | 227008.08 | 0.11399 | 8027380.4237 | 1991526.0512 | 567660.3155 |  | Industrial CHP | Y | OP | 2013 | Steam unit (PRMVR=ST) under 25MW/250 MMBtu/hr
EXCLUDE | VA | Covington Facility | 50900 | GEN2 | BIT | ST | 10.5 | 10.5 | 322.2814 | 243458.22 | 0.11399 | 8609084.5278 | 2135841.982 | 608795.819 |  | Industrial CHP | Y | OP |  | Steam unit (PRMVR=ST) under 25MW/250 MMBtu/hr
EXCLUDE | VA | Covington Facility | 50900 | GEN3 | BIT | ST | 10.5 | 10.5 | 322.2814 | 58623.388 | 0.11399 | 2073019.7674 | 514298.8937 | 146594.6539 |  | Industrial CHP | Y | OP |  | Steam unit (PRMVR=ST) under 25MW/250 MMBtu/hr
EXCLUDE | VA | Covington Facility | 50900 | GEN4 | BLQ | ST | 34 | 32.5 | 1043.5779 | 62656.74 | 0.11399 | 2215645.7519 | 549683.2095 | 156680.5234 |  | Industrial CHP | Y | OP |  | Commercial/Industrial Unit
EXCLUDE | VA | Covington Facility | 50900 | GEN5 | BIT | ST | 34 | 32.5 | 1043.5779 | 60929.757 | 0.11399 | 2154576.7823 | 534532.5081 | 152362 |  | Industrial CHP | Y | OP |  | Commercial/Industrial Unit
EXCLUDE | VA | Covington Facility | 50900 | GEN6 | BLQ | ST | 5.5 | 5.5 | 0 | 0 | 0.11399 | 0 | 0 | 0 |  | Industrial CHP | Y | RE | 2009 | Steam unit (PRMVR=ST) under 25MW/250 MMBtu/hr
EXCLUDE | VA | Covington Facility | 50900 | GEN7 | WDS | ST | 82.4 | 81 | 0 | 0 | 0.11399 | 0 | 0 | 0 |  | Industrial CHP | Y | T |  | Non Fossil fuel type
EXCLUDE | VA | Cushaw | 3798 | 1 | WAT | HY | 1.5 | 0.4 | 0 | 972.2 |  |  | 972.2 | 0 |  | Electric Utility | N | OP |  | Non Combustion (NUC, WAT, WND, GEO, or SUN)
EXCLUDE | VA | Cushaw | 3798 | 2 | WAT | HY | 1.5 | 0.4 | 0 | 972.2 |  |  | 972.2 | 0 |  | Electric Utility | N | OP |  | Non Combustion (NUC, WAT, WND, GEO, or SUN)
EXCLUDE | VA | Cushaw | 3798 | 3 | WAT | HY | 1.5 | 0.4 | 0 | 972.2 |  |  | 972.2 | 0 |  | Electric Utility | N | OP |  | Non Combustion (NUC, WAT, WND, GEO, or SUN)
EXCLUDE | VA | Cushaw | 3798 | 4 | WAT | HY | 1.5 | 0.4 | 0 | 972.2 |  |  | 972.2 | 0 |  | Electric Utility | N | OP |  | Non Combustion (NUC, WAT, WND, GEO, or SUN)
EXCLUDE | VA | Cushaw | 3798 | 5 | WAT | HY | 1.5 | 0.4 | 0 | 972.2 |  |  | 972.2 | 0 |  | Electric Utility | N | OP |  | Non Combustion (NUC, WAT, WND, GEO, or SUN)
EXCLUDE | VA | Danville Kentuck Road Plant | 56364 | GEN1 | DFO | IC | 1.8 | 1.2 | 0 | 0 |  |  | 0 | 0 |  | Electric Utility | N | SB |  | Internal Combustion (PRMVR=IC)
EXCLUDE | VA | Danville New Design Plant | 56363 | GEN1 | DFO | IC | 1.8 | 1.2 | 0 | 0 |  |  | 0 | 0 |  | Electric Utility | N | SB |  | Internal Combustion (PRMVR=IC)
EXCLUDE | VA | Danville Westover Plant | 56365 | GEN1 | DFO | IC | 1.8 | 1.2 | 0 | 0 |  |  | 0 | 0 |  | Electric Utility | N | SB |  | Internal Combustion (PRMVR=IC)
SSTLOGN | VA | Darbytown | 7212 | 1 | NG | GT | 92.1 | 84 | 1308 | 23043.25 |  |  | 23043.25 | 19169.6 |  | Electric Utility | N | OP
SSTLOGN | VA | Darbytown | 7212 | 2 | NG | GT | 92.1 | 84 | 1308 | 23043.25 |  |  | 23043.25 | 15997 |  | Electric Utility | N | OP
SSTLOGN | VA | Darbytown | 7212 | 3 | NG | GT | 92.1 | 84 | 1308 | 23043.25 |  |  | 23043.25 | 15815.5 |  | Electric Utility | N | OP
SSTLOGN | VA | Darbytown | 7212 | 4 | NG | GT | 92.1 | 84 | 1308 | 23043.25 |  |  | 23043.25 | 18429.1 |  | Electric Utility | N | OP
EXCLUDE | VA | Dean Drive Area Electric Generators | 56491 | PG1 | DFO | IC | 1.6 | 1.6 | 0 | 0 |  |  | 0 | 0 |  | Electric Utility | N | OP |  | Internal Combustion (PRMVR=IC)
EXCLUDE | VA | Dean Drive Area Electric Generators | 56491 | PG2 | DFO | IC | 1.6 | 1.6 | 0 | 0 |  |  | 0 | 0 |  | Electric Utility | N | OP |  | Internal Combustion (PRMVR=IC)
EXCLUDE | VA | Diesel Group 1 | 7939 | 1 | DFO | IC | 12 | 12 | 0 | 0 |  |  | 0 | 0 |  | Electric Utility | N | SB |  | Internal Combustion (PRMVR=IC)
EXCLUDE | VA | Diesel Group 2 | 7940 | 1 | DFO | IC | 4 | 4 | 0 | 0 |  |  | 0 | 0 |  | Electric Utility | N | SB |  | Internal Combustion (PRMVR=IC)
EXCLUDE | VA | Diesel Group 3 | 7941 | 1 | DFO | IC | 4 | 4 | 0 | 0 |  |  | 0 | 0 |  | Electric Utility | N | SB |  | Internal Combustion (PRMVR=IC)
EXCLUDE | VA | Dominion/Lo Mar | 7797 | DOM1 | DFO | GT | 12 | 11.1 | 0 | 74 |  |  | 74 | 105.1639 |  | Electric Utility | N | OP |  | Simple Cycle Turbine (PRMVR=GT or OT) unit under 25MW
EXCLUDE | VA | Dominion/Lo Mar | 7797 | DOM2 | DFO | IC | 1.8 | 1.7 | 0 | 0 |  |  | 0 | 0 |  | Electric Utility | N | OP |  | Internal Combustion (PRMVR=IC)
EXCLUDE | VA | Dominion/Lo Mar | 7797 | DOM3 | DFO | IC | 1.8 | 1.6 | 0 | 0 |  |  | 0 | 0 |  | Electric Utility | N | IP |  | Internal Combustion (PRMVR=IC)
EXCLUDE | VA | Dominion/Lo Mar | 7797 | DOM4 | DFO | IC | 1.8 | 1.6 | 0 | 0 |  |  | 0 | 0 |  | Electric Utility | N | IP |  | Internal Combustion (PRMVR=IC)
EXCLUDE | VA | Dominion/Lo Mar | 7797 | LOM1 | DFO | IC | 1.8 | 1.7 | 0 | 0 |  |  | 0 | 0 |  | Electric Utility | N | OP |  | Internal Combustion (PRMVR=IC)
EXCLUDE | VA | Dominion/Lo Mar | 7797 | LOM2 | DFO | IC | 1.8 | 1.7 | 0 | 0 |  |  | 0 | 0 |  | Electric Utility | N | OP |  | Internal Combustion (PRMVR=IC)
EXCLUDE | VA | Dominion/Lo Mar | 7797 | LOM3 | DFO | IC | 1.8 | 1.7 | 0 | 0 |  |  | 0 | 0 |  | Electric Utility | N | OP |  | Internal Combustion (PRMVR=IC)
EXCLUDE | VA | Dominion/Lo Mar | 7797 | LOM4 | DFO | IC | 1.8 | 1.6 | 0 | 0 |  |  | 0 | 0 |  | Electric Utility | N | IP |  | Internal Combustion (PRMVR=IC)
NGCC | VA | Doswell Energy Center | 52019 | GEN1 | NG | CC | 122 | 104.7 | 1582.5 | 437679.3855 |  |  | 437679.3855 | 219156.5603 |  | Electric Utility/IPP Non-CHP | N | OP
NGCC | VA | Doswell Energy Center | 52019 | GEN2 | NG | CC | 122 | 104.7 | 1592.9 | 437679.3855 |  |  | 437679.3855 | 219156.5603 |  | Electric Utility/IPP Non-CHP | N | OP
NGCC | VA | Doswell Energy Center | 52019 | GEN3 | NG | CC | 132 | 123 | 1582.5 | 473554.745 |  |  | 473554.745 | 237120.2127 |  | Electric Utility/IPP Non-CHP | N | OP
NGCC | VA | Doswell Energy Center | 52019 | GEN4 | NG | CC | 122 | 104.7 | 1539.3 | 437679.3855 |  |  | 437679.3855 | 219156.5603 |  | Electric Utility/IPP Non-CHP | N | OP
NGCC | VA | Doswell Energy Center | 52019 | GEN5 | NG | CC | 122 | 104.7 | 1533.5 | 437679.3855 |  |  | 437679.3855 | 219156.5603 |  | Electric Utility/IPP Non-CHP | N | OP
NGCC | VA | Doswell Energy Center | 52019 | GEN6 | NG | CC | 132 | 123 | 1539.3 | 473554.745 |  |  | 473554.745 | 237120.2127 |  | Electric Utility/IPP Non-CHP | N | OP
SSTLOGN | VA | Doswell Energy Center | 52019 | GEN7 | NG | GT | 187 | 149 | 2141.9 | 89887.24 |  |  | 89887.24 | 61482.77 |  | Electric Utility/IPP Non-CHP | N | OP
EXCLUDE | VA | Downtown | 55954 | 1 | DFO | IC | 1.6 | 1.6 | 0 | 0 |  |  | 0 | 0 |  | Electric Utility | N | OP |  | Internal Combustion (PRMVR=IC)
EXCLUDE | VA | Downtown | 55954 | 2 | DFO | IC | 1.6 | 1.6 | 0 | 0 |  |  | 0 | 0 |  | Electric Utility | N | OP |  | Internal Combustion (PRMVR=IC)
EXCLUDE | VA | Electric Avenue Facility | 56367 | 1 | DFO | IC | 1.8 | 1.8 | 0 | 0 |  |  | 0 | 0 |  | Electric Utility | N | OP |  | Internal Combustion (PRMVR=IC)
EXCLUDE | VA | Electric Avenue Facility | 56367 | 2 | DFO | IC | 1.8 | 1.8 | 0 | 0 |  |  | 0 | 0 |  | Electric Utility | N | OP |  | Internal Combustion (PRMVR=IC)
EXCLUDE | VA | Electric Avenue Facility | 56367 | 3 | DFO | IC | 1.8 | 1.8 | 0 | 0 |  |  | 0 | 0 |  | Electric Utility | N | OP |  | Internal Combustion (PRMVR=IC)
EXCLUDE | VA | Elkton | 52148 | GEN1 | NG | ST | 6.2 | 2 | 0 | 14338 | 0.091293 | 649266.1033 | 157054.7578 | 56828.2631 |  | Industrial CHP | Y | OP |  | Steam unit (PRMVR=ST) under 25MW/250 MMBtu/hr
EXCLUDE | VA | Elkton | 52148 | GEN2 | DFO | IC | 0.9 | 0.8 | 0 | 0 |  |  | 0 | 0 |  | Industrial CHP | N | SB |  | Internal Combustion (PRMVR=IC)
EXCLUDE | VA | Emporia | 50175 | GEN1 | WAT | HY | 2 | 2 | 0 | 4008.8 |  |  | 4008.8 | 0 |  | IPP Non-CHP | N | OP |  | Non Combustion (NUC, WAT, WND, GEO, or SUN)
EXCLUDE | VA | Emporia | 50175 | GEN2 | WAT | HY | 0.5 | 0.5 | 0 | 1002.2 |  |  | 1002.2 | 0 |  | IPP Non-CHP | N | OP |  | Non Combustion (NUC, WAT, WND, GEO, or SUN)
EXCLUDE | VA | Fauquier Landfill Gas | 56318 | 1 | LFG | IC | 1 | 1 | 0 | 0 |  |  | 0 | 0 |  | IPP Non-CHP | N | OP |  | Internal Combustion (PRMVR=IC)
EXCLUDE | VA | Fauquier Landfill Gas | 56318 | 2 | LFG | IC | 1 | 1 | 0 | 0 |  |  | 0 | 0 |  | IPP Non-CHP | N | OP |  | Internal Combustion (PRMVR=IC)
EXCLUDE | VA | FirstEnergy Luray | 3789 | 1 | WAT | HY | 0.6 | 0.4 | 0 | 2060.25 |  |  | 2060.25 | 0 |  | IPP Non-CHP | N | OP |  | Non Combustion (NUC, WAT, WND, GEO, or SUN)
EXCLUDE | VA | FirstEnergy Luray | 3789 | 2 | WAT | HY | 0.4 | 0.3 | 0 | 1373.5 |  |  | 1373.5 | 0 |  | IPP Non-CHP | N | OP |  | Non Combustion (NUC, WAT, WND, GEO, or SUN)
EXCLUDE | VA | FirstEnergy Luray | 3789 | 3 | WAT | HY | 0.6 | 0.4 | 0 | 2060.25 |  |  | 2060.25 | 0 |  | IPP Non-CHP | N | OP |  | Non Combustion (NUC, WAT, WND, GEO, or SUN)
EXCLUDE | VA | FirstEnergy Newport | 3790 | 1 | WAT | HY | 0.4 | 0.3 | 0 | 1556.8571 |  |  | 1556.8571 | 0 |  | IPP Non-CHP | N | OP |  | Non Combustion (NUC, WAT, WND, GEO, or SUN)
EXCLUDE | VA | FirstEnergy Newport | 3790 | 2 | WAT | HY | 0.4 | 0.5 | 0 | 1556.8571 |  |  | 1556.8571 | 0 |  | IPP Non-CHP | N | OP |  | Non Combustion (NUC, WAT, WND, GEO, or SUN)
EXCLUDE | VA | FirstEnergy Newport | 3790 | 3 | WAT | HY | 0.6 | 0.5 | 0 | 2335.2857 |  |  | 2335.2857 | 0 |  | IPP Non-CHP | N | OP |  | Non Combustion (NUC, WAT, WND, GEO, or SUN)
EXCLUDE | VA | Frederick County LFGTE Facility | 57754 | 1 | LFG | IC | 1 | 1 | 0 | 0 |  |  | 0 | 0 |  | Commercial Non-CHP | N | OP |  | Internal Combustion (PRMVR=IC)
EXCLUDE | VA | Frederick County LFGTE Facility | 57754 | 2 | LFG | IC | 1 | 1 | 0 | 0 |  |  | 0 | 0 |  | Commercial Non-CHP | N | OP |  | Internal Combustion (PRMVR=IC)
EXCLUDE | VA | Fries Hydroelectric Project | 10798 | GEN1 | WAT | HY | 2 | 2 | 0 | 9673.7037 |  |  | 9673.7037 | 0 |  | IPP Non-CHP | N | OP |  | Non Combustion (NUC, WAT, WND, GEO, or SUN)
EXCLUDE | VA | Fries Hydroelectric Project | 10798 | GEN2 | WAT | HY | 0.8 | 0.8 | 0 | 3869.4815 |  |  | 3869.4815 | 0 |  | IPP Non-CHP | N | OP |  | Non Combustion (NUC, WAT, WND, GEO, or SUN)
EXCLUDE | VA | Fries Hydroelectric Project | 10798 | GEN3 | WAT | HY | 0.2 | 0.2 | 0 | 967.3704 |  |  | 967.3704 | 0 |  | IPP Non-CHP | N | OP |  | Non Combustion (NUC, WAT, WND, GEO, or SUN)
EXCLUDE | VA | Fries Hydroelectric Project | 10798 | GEN4 | WAT | HY | 2.4 | 2 | 0 | 11608.4444 |  |  | 11608.4444 | 0 |  | IPP Non-CHP | N | OP |  | Non Combustion (NUC, WAT, WND, GEO, or SUN)
EXCLUDE | VA | Gateway Gen | 7798 | 1 | DFO | IC | 1.8 | 1.7 | 0 | 0 |  |  | 0 | 0 |  | Electric Utility | N | OP |  | Internal Combustion (PRMVR=IC)
EXCLUDE | VA | Gateway Gen | 7798 | 2 | DFO | IC | 1.8 | 1.7 | 0 | 0 |  |  | 0 | 0 |  | Electric Utility | N | OP |  | Internal Combustion (PRMVR=IC)
EXCLUDE | VA | Georgia Pacific Big Island | 50479 | BHG1 | WAT | HY | 0.2 | 0.2 | 0 | 106 |  |  | 106 | 0 |  | Industrial CHP | N | OP |  | Non Combustion (NUC, WAT, WND, GEO, or SUN)
EXCLUDE | VA | Georgia Pacific Big Island | 50479 | BHG2 | WAT | HY | 0.2 | 0.2 | 0 | 106 |  |  | 106 | 0 |  | Industrial CHP | N | OP |  | Non Combustion (NUC, WAT, WND, GEO, or SUN)
EXCLUDE | VA | Georgia Pacific Big Island | 50479 | GEN1 | WDS | ST | 7.5 | 6.5 | 0 | 57000 | 0.048836 | 5050541.3868 | 1167171.7585 | 528133.9568 |  | Industrial CHP | Y | OP |  | Non Fossil fuel type
COALST | VA | Glen Lyn | 3776 | 5 | BIT | ST | 100 | 90 | 1144 | 28501 |  |  | 28501 | 43295.215 |  | Electric Utility | N | OP | 2015
COALST | VA | Glen Lyn | 3776 | 6 | BIT | ST | 237.5 | 235 | 2040 | 196348 |  |  | 196348 | 219120.063 |  | Electric Utility | N | OP | 2015
EXCLUDE | VA | Godwin Drive Plant | 7439 | C10 | DFO | IC | 1.5 | 1.5 | 0 | 0 |  |  | 0 | 0 |  | Electric Utility | N | OP |  | Internal Combustion (PRMVR=IC)
EXCLUDE | VA | Godwin Drive Plant | 7439 | C7 | DFO | IC | 1.6 | 1.5 | 0 | 0 |  |  | 0 | 0 |  | Electric Utility | N | OP |  | Internal Combustion (PRMVR=IC)
EXCLUDE | VA | Godwin Drive Plant | 7439 | C8 | DFO | IC | 1.6 | 1.5 | 0 | 0 |  |  | 0 | 0 |  | Electric Utility | N | OP |  | Internal Combustion (PRMVR=IC)
EXCLUDE | VA | Godwin Drive Plant | 7439 | C9 | DFO | IC | 1.6 | 1.5 | 0 | 0 |  |  | 0 | 0 |  | Electric Utility | N | OP |  | Internal Combustion (PRMVR=IC)
NGCC | VA | Gordonsville Energy LP | 54844 | GOR1 | NG | CC | 97.2 | 68.4 | 1510 | 246509.4248 |  |  | 246509.4248 | 127112.2846 |  | Electric Utility | N | OP
NGCC | VA | Gordonsville Energy LP | 54844 | GOR2 | NG | CC | 97.2 | 68.4 | 1510 | 246509.4248 |  |  | 246509.4248 | 127112.2846 |  | Electric Utility | N | OP
NGCC | VA | Gordonsville Energy LP | 54844 | GOR3 | NG | CC | 53 | 40.6 | 1510 | 134413.5752 |  |  | 134413.5752 | 69310.1964 |  | Electric Utility | N | OP
NGCC | VA | Gordonsville Energy LP | 54844 | GOR4 | NG | CC | 53 | 40.6 | 1510 | 134413.5752 |  |  | 134413.5752 | 69310.1964 |  | Electric Utility | N | OP
EXCLUDE | VA | Gravel Neck | 7032 | 1 | DFO | GT | 16.3 | 12 | 209.1773 | 2621.9132 |  |  | 2621.9132 | 2120.0435 |  | Electric Utility | N | OP |  | Simple Cycle Turbine (PRMVR=GT or OT) unit under 25MW
EXCLUDE | VA | Gravel Neck | 7032 | 2 | DFO | GT | 23.8 | 16 | 305.4246 | 3828.3149 |  |  | 3828.3149 | 3095.5236 |  | Electric Utility | N | OP |  | Simple Cycle Turbine (PRMVR=GT or OT) unit under 25MW
SSTLOGN | VA | Gravel Neck | 7032 | 3 | NG | GT | 91.9 | 85 | 1179.3495 | 14782.443 |  |  | 14782.443 | 11952.8832 |  | Electric Utility | N | OP
SSTLOGN | VA | Gravel Neck | 7032 | 4 | NG | GT | 91.9 | 85 | 1179.3495 | 14782.443 |  |  | 14782.443 | 11952.8832 |  | Electric Utility | N | OP
SSTLOGN | VA | Gravel Neck | 7032 | 5 | NG | GT | 91.9 | 85 | 1179.3495 | 14782.443 |  |  | 14782.443 | 11952.8832 |  | Electric Utility | N | OP
SSTLOGN | VA | Gravel Neck | 7032 | 6 | NG | GT | 91.9 | 85 | 1179.3495 | 14782.443 |  |  | 14782.443 | 11952.8832 |  | Electric Utility | N | OP
EXCLUDE | VA | GRS Richmond | 55587 | 1 | LFG | IC | 1 | 0.9 | 0 | 0 |  |  | 0 | 0 |  | IPP Non-CHP | N | OP |  | Internal Combustion (PRMVR=IC)
EXCLUDE | VA | GRS Richmond | 55587 | 2 | LFG | IC | 1 | 0.9 | 0 | 0 |  |  | 0 | 0 |  | IPP Non-CHP | N | OS |  | Internal Combustion (PRMVR=IC)
EXCLUDE | VA | GRS Richmond | 55587 | 3 | LFG | IC | 1 | 0.9 | 0 | 0 |  |  | 0 | 0 |  | IPP Non-CHP | N | OP |  | Internal Combustion (PRMVR=IC)
EXCLUDE | VA | Halifax | 50178 | GEN1 | WAT | HY | 0.8 | 0.8 | 0 | 979 |  |  | 979 | 0 |  | IPP Non-CHP | N | OP |  | Non Combustion (NUC, WAT, WND, GEO, or SUN)
EXCLUDE | VA | Halifax | 50178 | GEN2 | WAT | HY | 0.4 | 0.4 | 0 | 489.5 |  |  | 489.5 | 0 |  | IPP Non-CHP | N | OP |  | Non Combustion (NUC, WAT, WND, GEO, or SUN)
EXCLUDE | VA | Halifax | 50178 | GEN3 | WAT | HY | 0.4 | 0.4 | 0 | 489.5 |  |  | 489.5 | 0 |  | IPP Non-CHP | N | OP |  | Non Combustion (NUC, WAT, WND, GEO, or SUN)
EXCLUDE | VA | Harrisonburg Power Plant | 56006 | ST-1 | NG | ST | 2.5 | 2.7 | 0 | 0 |  |  | 0 | 0 |  | Electric Utility | N | OP |  | Steam unit (PRMVR=ST) under 25MW/250 MMBtu/hr
EXCLUDE | VA | Henrico | 57356 | 1 | LFG | IC | 0.3 | 0.3 | 0 | 0 |  |  | 0 | 0 |  | IPP Non-CHP | N | OP |  | Internal Combustion (PRMVR=IC)
EXCLUDE | VA | Henrico | 57356 | 2 | LFG | IC | 0.3 | 0.3 | 0 | 0 |  |  | 0 | 0 |  | IPP Non-CHP | N | OP |  | Internal Combustion (PRMVR=IC)
EXCLUDE | VA | Henrico | 57356 | 3 | LFG | IC | 0.3 | 0.3 | 0 | 0 |  |  | 0 | 0 |  | IPP Non-CHP | N | OP |  | Internal Combustion (PRMVR=IC)
EXCLUDE | VA | Henrico | 57356 | 4 | LFG | IC | 0.3 | 0.3 | 0 | 0 |  |  | 0 | 0 |  | IPP Non-CHP | N | OP |  | Internal Combustion (PRMVR=IC)
EXCLUDE | VA | Henrico | 57356 | 5 | LFG | IC | 0.3 | 0.3 | 0 | 0 |  |  | 0 | 0 |  | IPP Non-CHP | N | OP |  | Internal Combustion (PRMVR=IC)
EXCLUDE | VA | Henrico | 57356 | 6 | LFG | IC | 0.3 | 0.3 | 0 | 0 |  |  | 0 | 0 |  | IPP Non-CHP | N | OP |  | Internal Combustion (PRMVR=IC)
EXCLUDE | VA | Henrico | 57356 | 7 | LFG | IC | 0.3 | 0.3 | 0 | 0 |  |  | 0 | 0 |  | IPP Non-CHP | N | OP |  | Internal Combustion (PRMVR=IC)
EXCLUDE | VA | Henrico | 57356 | 8 | LFG | IC | 0.3 | 0.3 | 0 | 0 |  |  | 0 | 0 |  | IPP Non-CHP | N | OP |  | Internal Combustion (PRMVR=IC)
EXCLUDE | VA | Henrico | 57356 | 9 | LFG | IC | 0.3 | 0.3 | 0 | 0 |  |  | 0 | 0 |  | IPP Non-CHP | N | OP |  | Internal Combustion (PRMVR=IC)
EXCLUDE | VA | Henrico | 57356 | 10 | LFG | IC | 0.3 | 0.3 | 0 | 0 |  |  | 0 | 0 |  | IPP Non-CHP | N | OP |  | Internal Combustion (PRMVR=IC)
EXCLUDE | VA | Henrico | 57356 | 11 | LFG | IC | 0.3 | 0.3 | 0 | 0 |  |  | 0 | 0 |  | IPP Non-CHP | N | OP |  | Internal Combustion (PRMVR=IC)
EXCLUDE | VA | Henrico | 57356 | 12 | LFG | IC | 0.3 | 0.3 | 0 | 0 |  |  | 0 | 0 |  | IPP Non-CHP | N | OP |  | Internal Combustion (PRMVR=IC)
EXCLUDE | VA | Holcomb Rock | 56314 | HG1 | WAT | HY | 0.6 | 0.2 | 0 | 1933.3333 |  |  | 1933.3333 | 0 |  | Industrial Non-CHP | N | OP |  | Non Combustion (NUC, WAT, WND, GEO, or SUN)
EXCLUDE | VA | Holcomb Rock | 56314 | HG2 | WAT | HY | 0.6 | 0.2 | 0 | 1933.3333 |  |  | 1933.3333 | 0 |  | Industrial Non-CHP | N | OS |  | Non Combustion (NUC, WAT, WND, GEO, or SUN)
EXCLUDE | VA | Holcomb Rock | 56314 | HG3 | WAT | HY | 0.6 | 0.2 | 0 | 1933.3333 |  |  | 1933.3333 | 0 |  | Industrial Non-CHP | N | OP |  | Non Combustion (NUC, WAT, WND, GEO, or SUN)
NGCC | VA | Hopewell Cogeneration | 10633 | GT1 | NG | CC | 101 | 84.1 | 1517 | 252571.6346 | 0.89536 | 134289.3734 | 282090.1076 | 140924.1229 |  | IPP CHP | Y | OP
NGCC | VA | Hopewell Cogeneration | 10633 | GT2 | NG | CC | 101 | 84.1 | 1517 | 252571.6346 | 0.89536 | 134289.3734 | 282090.1076 | 140924.1229 |  | IPP CHP | Y | OP
NGCC | VA | Hopewell Cogeneration | 10633 | GT3 | NG | CC | 101 | 84.1 | 1517 | 252571.6346 | 0.89536 | 134289.3734 | 282090.1076 | 140924.1229 |  | IPP CHP | Y | OP
NGCC | VA | Hopewell Cogeneration | 10633 | ST1 | NG | CC | 96 | 96 | 1517 | 240068.0883 | 0.89536 | 127641.3846 | 268125.2508 | 133947.6812 |  | IPP CHP | Y | OP
EXCLUDE | VA | Hopewell Mill | 50813 | GEN1 | BLQ | ST | 47.6 | 40.7 | 0 | 281153 | 0.14589 | 7488282.9949 | 1927170.6571 | 1024667.526 |  | Industrial CHP | Y | OP |  | Commercial/Industrial Unit
COALST | VA | Hopewell Power Station | 10771 | 1 | BIT | ST | 71.1 | 63 | 793.3 | 66796 |  |  | 66796 | 91878.888 |  | Electric Utility | N | OP
EXCLUDE | VA | I 95 Landfill Phase II | 54723 | UNT1 | LFG | IC | 0.8 | 0.8 | 0 | 0 |  |  | 0 | 0 |  | IPP Non-CHP | N | OP |  | Internal Combustion (PRMVR=IC)
EXCLUDE | VA | I 95 Landfill Phase II | 54723 | UNT2 | LFG | IC | 0.8 | 0.8 | 0 | 0 |  |  | 0 | 0 |  | IPP Non-CHP | N | OP |  | Internal Combustion (PRMVR=IC)
EXCLUDE | VA | I 95 Landfill Phase II | 54723 | UNT3 | LFG | IC | 0.8 | 0.8 | 0 | 0 |  |  | 0 | 0 |  | IPP Non-CHP | N | OP |  | Internal Combustion (PRMVR=IC)
EXCLUDE | VA | I 95 Landfill Phase II | 54723 | UNT4 | LFG | IC | 0.8 | 0.8 | 0 | 0 |  |  | 0 | 0 |  | IPP Non-CHP | N | OP |  | Internal Combustion (PRMVR=IC)
EXCLUDE | VA | I 95 Municipal Landfill Phase I | 52051 | UNT1 | LFG | IC | 0.8 | 0.8 | 0 | 0 |  |  | 0 | 0 |  | IPP Non-CHP | N | OP |  | Internal Combustion (PRMVR=IC)
EXCLUDE | VA | I 95 Municipal Landfill Phase I | 52051 | UNT2 | LFG | IC | 0.8 | 0.8 | 0 | 0 |  |  | 0 | 0 |  | IPP Non-CHP | N | OP |  | Internal Combustion (PRMVR=IC)
EXCLUDE | VA | I 95 Municipal Landfill Phase I | 52051 | UNT3 | LFG | IC | 0.8 | 0.8 | 0 | 0 |  |  | 0 | 0 |  | IPP Non-CHP | N | OP |  | Internal Combustion (PRMVR=IC)
EXCLUDE | VA | I 95 Municipal Landfill Phase I | 52051 | UNT4 | LFG | IC | 0.8 | 0.8 | 0 | 0 |  |  | 0 | 0 |  | IPP Non-CHP | N | OP |  | Internal Combustion (PRMVR=IC)
EXCLUDE | VA | International Paper Franklin Mill | 52152 | GE10 | NG | GT | 46.4 | 38 | 893 | 0 | 0.40641 | 0 | 0 | 0 |  | Industrial CHP | Y | OP |  | Commercial/Industrial Unit
EXCLUDE | VA | International Paper Franklin Mill | 52152 | GEN1 | BLQ | ST | 5 | 5 | 0 | 0 | 0.21438 | 0 | 0 | 0 |  | Industrial CHP | Y | OS |  | Steam unit (PRMVR=ST) under 25MW/250 MMBtu/hr
EXCLUDE | VA | International Paper Franklin Mill | 52152 | GEN2 | BLQ | ST | 3.7 | 3.7 | 0 | 0 | 0.21438 | 0 | 0 | 0 |  | Industrial CHP | Y | OS |  | Steam unit (PRMVR=ST) under 25MW/250 MMBtu/hr
EXCLUDE | VA | International Paper Franklin Mill | 52152 | GEN3 | BLQ | ST | 2.5 | 2.5 | 0 | 0 | 0.21438 | 0 | 0 | 0 |  | Industrial CHP | Y | OS |  | Steam unit (PRMVR=ST) under 25MW/250 MMBtu/hr
EXCLUDE | VA | International Paper Franklin Mill | 52152 | GEN6 | BLQ | ST | 9.3 | 9.3 | 0 | 0 | 0.21438 | 0 | 0 | 0 |  | Industrial CHP | Y | OS |  | Steam unit (PRMVR=ST) under 25MW/250 MMBtu/hr
EXCLUDE | VA | International Paper Franklin Mill | 52152 | GEN7 | BLQ | ST | 15.6 | 15.6 | 0 | 0 | 0.21438 | 0 | 0 | 0 |  | Industrial CHP | Y | OS |  | Steam unit (PRMVR=ST) under 25MW/250 MMBtu/hr
EXCLUDE | VA | International Paper Franklin Mill | 52152 | GEN8 | BLQ | ST | 27.5 | 27.5 | 0 | 0 | 0.21438 | 0 | 0 | 0 |  | Industrial CHP | Y | OP |  | Commercial/Industrial Unit
EXCLUDE | VA | International Paper Franklin Mill | 52152 | GEN9 | BLQ | ST | 36.1 | 36.1 | 0 | 0 | 0.21438 | 0 | 0 | 0 |  | Industrial CHP | Y | OP |  | Commercial/Industrial Unit
COALST | VA | James River Genco LLC | 10377 | GEN1 | BIT | ST | 57.4 | 46.3 | 600 | 57423 | 0.082405 | 2908915.5403 | 696838.7841 | 360570.968 |  | IPP CHP | Y | OP
COALST | VA | James River Genco LLC | 10377 | GEN2 | BIT | ST | 57.4 | 46.3 | 600 | 53272 | 0.082405 | 2698635.5408 | 646465.6271 | 319424.599 |  | IPP CHP | Y | OP
EXCLUDE | VA | John H Kerr | 3833 | 1 | WAT | HY | 13.8 | 13.8 | 0 | 12810.4265 |  |  | 12810.4265 | 0 |  | Electric Utility | N | OP |  | Non Combustion (NUC, WAT, WND, GEO, or SUN)
EXCLUDE | VA | John H Kerr | 3833 | 2 | WAT | HY | 46.8 | 46.8 | 0 | 43444.0553 |  |  | 43444.0553 | 0 |  | Electric Utility | N | OP |  | Non Combustion (NUC, WAT, WND, GEO, or SUN)
EXCLUDE | VA | John H Kerr | 3833 | 3 | WAT | HY | 46.8 | 46.8 | 0 | 43444.0553 |  |  | 43444.0553 | 0 |  | Electric Utility | N | OP |  | Non Combustion (NUC, WAT, WND, GEO, or SUN)
EXCLUDE | VA | John H Kerr | 3833 | 4 | WAT | HY | 46.8 | 46.8 | 0 | 43444.0553 |  |  | 43444.0553 | 0 |  | Electric Utility | N | OP |  | Non Combustion (NUC, WAT, WND, GEO, or SUN)
EXCLUDE | VA | John H Kerr | 3833 | 5 | WAT | HY | 46.8 | 46.8 | 0 | 43444.0553 |  |  | 43444.0553 | 0 |  | Electric Utility | N | OP |  | Non Combustion (NUC, WAT, WND, GEO, or SUN)
EXCLUDE | VA | John H Kerr | 3833 | 6 | WAT | HY | 46.8 | 46.8 | 0 | 43444.0553 |  |  | 43444.0553 | 0 |  | Electric Utility | N | OP |  | Non Combustion (NUC, WAT, WND, GEO, or SUN)
EXCLUDE | VA | John H Kerr | 3833 | 7 | WAT | HY | 46.8 | 46.8 | 0 | 43444.0553 |  |  | 43444.0553 | 0 |  | Electric Utility | N | OP |  | Non Combustion (NUC, WAT, WND, GEO, or SUN)
EXCLUDE | VA | John H Kerr | 3833 | A | WAT | HY | 1.1 | 1 | 0 | 1021.121 |  |  | 1021.121 | 0 |  | Electric Utility | N | OP |  | Non Combustion (NUC, WAT, WND, GEO, or SUN)
EXCLUDE | VA | John H Kerr | 3833 | B | WAT | HY | 1.1 | 1 | 0 | 1021.121 |  |  | 1021.121 | 0 |  | Electric Utility | N | OP |  | Non Combustion (NUC, WAT, WND, GEO, or SUN)
EXCLUDE | VA | King & Queen | 56686 | 1 | LFG | IC | 0.3 | 0.3 | 0 | 0 |  |  | 0 | 0 |  | IPP Non-CHP | N | OP |  | Internal Combustion (PRMVR=IC)
EXCLUDE | VA | King & Queen | 56686 | 2 | LFG | IC | 0.3 | 0.3 | 0 | 0 |  |  | 0 | 0 |  | IPP Non-CHP | N | OP |  | Internal Combustion (PRMVR=IC)
EXCLUDE | VA | King & Queen | 56686 | 3 | LFG | IC | 0.3 | 0.3 | 0 | 0 |  |  | 0 | 0 |  | IPP Non-CHP | N | OP |  | Internal Combustion (PRMVR=IC)
EXCLUDE | VA | King & Queen | 56686 | 4 | LFG | IC | 0.3 | 0.3 | 0 | 0 |  |  | 0 | 0 |  | IPP Non-CHP | N | OP |  | Internal Combustion (PRMVR=IC)
EXCLUDE | VA | King & Queen | 56686 | 5 | LFG | IC | 0.3 | 0.3 | 0 | 0 |  |  | 0 | 0 |  | IPP Non-CHP | N | OP |  | Internal Combustion (PRMVR=IC)
EXCLUDE | VA | King & Queen | 56686 | 6 | LFG | IC | 0.3 | 0.3 | 0 | 0 |  |  | 0 | 0 |  | IPP Non-CHP | N | OP |  | Internal Combustion (PRMVR=IC)
EXCLUDE | VA | King & Queen | 56686 | 7 | LFG | IC | 0.3 | 0.3 | 0 | 0 |  |  | 0 | 0 |  | IPP Non-CHP | N | OP |  | Internal Combustion (PRMVR=IC)
EXCLUDE | VA | King & Queen | 56686 | 8 | LFG | IC | 0.3 | 0.3 | 0 | 0 |  |  | 0 | 0 |  | IPP Non-CHP | N | OP |  | Internal Combustion (PRMVR=IC)
EXCLUDE | VA | King & Queen | 56686 | 9 | LFG | IC | 0.3 | 0.3 | 0 | 0 |  |  | 0 | 0 |  | IPP Non-CHP | N | OP |  | Internal Combustion (PRMVR=IC)
EXCLUDE | VA | King & Queen | 56686 | 10 | LFG | IC | 0.3 | 0.3 | 0 | 0 |  |  | 0 | 0 |  | IPP Non-CHP | N | OP |  | Internal Combustion (PRMVR=IC)
EXCLUDE | VA | King & Queen | 56686 | 11 | LFG | IC | 0.3 | 0.3 | 0 | 0 |  |  | 0 | 0 |  | IPP Non-CHP | N | OP |  | Internal Combustion (PRMVR=IC)
EXCLUDE | VA | King & Queen | 56686 | 12 | LFG | IC | 0.3 | 0.3 | 0 | 0 |  |  | 0 | 0 |  | IPP Non-CHP | N | OP |  | Internal Combustion (PRMVR=IC)
EXCLUDE | VA | King & Queen | 56686 | 13 | LFG | IC | 0.3 | 0.3 | 0 | 0 |  |  | 0 | 0 |  | IPP Non-CHP | N | OP |  | Internal Combustion (PRMVR=IC)
EXCLUDE | VA | King & Queen | 56686 | 14 | LFG | IC | 0.3 | 0.3 | 0 | 0 |  |  | 0 | 0 |  | IPP Non-CHP | N | OP |  | Internal Combustion (PRMVR=IC)
EXCLUDE | VA | King & Queen | 56686 | 15 | LFG | IC | 0.3 | 0.3 | 0 | 0 |  |  | 0 | 0 |  | IPP Non-CHP | N | OP |  | Internal Combustion (PRMVR=IC)
EXCLUDE | VA | King & Queen | 56686 | 16 | LFG | IC | 0.3 | 0.3 | 0 | 0 |  |  | 0 | 0 |  | IPP Non-CHP | N | OP |  | Internal Combustion (PRMVR=IC)
EXCLUDE | VA | King & Queen | 56686 | 17 | LFG | IC | 0.3 | 0.3 | 0 | 0 |  |  | 0 | 0 |  | IPP Non-CHP | N | OP |  | Internal Combustion (PRMVR=IC)
EXCLUDE | VA | King & Queen | 56686 | 18 | LFG | IC | 0.3 | 0.3 | 0 | 0 |  |  | 0 | 0 |  | IPP Non-CHP | N | OP |  | Internal Combustion (PRMVR=IC)
EXCLUDE | VA | King & Queen | 56686 | 19 | LFG | IC | 0.3 | 0.3 | 0 | 0 |  |  | 0 | 0 |  | IPP Non-CHP | N | OP |  | Internal Combustion (PRMVR=IC)
EXCLUDE | VA | King & Queen | 56686 | 20 | LFG | IC | 0.3 | 0.3 | 0 | 0 |  |  | 0 | 0 |  | IPP Non-CHP | N | OP |  | Internal Combustion (PRMVR=IC)
EXCLUDE | VA | King & Queen | 56686 | 21 | LFG | IC | 0.3 | 0.3 | 0 | 0 |  |  | 0 | 0 |  | IPP Non-CHP | N | OP |  | Internal Combustion (PRMVR=IC)
EXCLUDE | VA | King & Queen | 56686 | 22 | LFG | IC | 0.3 | 0.3 | 0 | 0 |  |  | 0 | 0 |  | IPP Non-CHP | N | OP |  | Internal Combustion (PRMVR=IC)
EXCLUDE | VA | King & Queen | 56686 | 23 | LFG | IC | 0.3 | 0.3 | 0 | 0 |  |  | 0 | 0 |  | IPP Non-CHP | N | OP |  | Internal Combustion (PRMVR=IC)
EXCLUDE | VA | King & Queen | 56686 | 24 | LFG | IC | 0.3 | 0.3 | 0 | 0 |  |  | 0 | 0 |  | IPP Non-CHP | N | OP |  | Internal Combustion (PRMVR=IC)
EXCLUDE | VA | King & Queen | 56686 | 25 | LFG | IC | 0.3 | 0.3 | 0 | 0 |  |  | 0 | 0 |  | IPP Non-CHP | N | OP |  | Internal Combustion (PRMVR=IC)
EXCLUDE | VA | King & Queen | 56686 | 26 | LFG | IC | 0.3 | 0.3 | 0 | 0 |  |  | 0 | 0 |  | IPP Non-CHP | N | OP |  | Internal Combustion (PRMVR=IC)
EXCLUDE | VA | King & Queen | 56686 | 27 | LFG | IC | 0.3 | 0.3 | 0 | 0 |  |  | 0 | 0 |  | IPP Non-CHP | N | OP |  | Internal Combustion (PRMVR=IC)
EXCLUDE | VA | King & Queen | 56686 | 28 | LFG | IC | 0.3 | 0.3 | 0 | 0 |  |  | 0 | 0 |  | IPP Non-CHP | N | OP |  | Internal Combustion (PRMVR=IC)
EXCLUDE | VA | King & Queen | 56686 | 29 | LFG | IC | 0.3 | 0.3 | 0 | 0 |  |  | 0 | 0 |  | IPP Non-CHP | N | OP |  | Internal Combustion (PRMVR=IC)
EXCLUDE | VA | King & Queen | 56686 | 30 | LFG | IC | 0.3 | 0.3 | 0 | 0 |  |  | 0 | 0 |  | IPP Non-CHP | N | OP |  | Internal Combustion (PRMVR=IC)
EXCLUDE | VA | King & Queen | 56686 | 31 | LFG | IC | 0.3 | 0.3 | 0 | 0 |  |  | 0 | 0 |  | IPP Non-CHP | N | OP |  | Internal Combustion (PRMVR=IC)
EXCLUDE | VA | King & Queen | 56686 | 32 | LFG | IC | 0.3 | 0.3 | 0 | 0 |  |  | 0 | 0 |  | IPP Non-CHP | N | OP |  | Internal Combustion (PRMVR=IC)
EXCLUDE | VA | King & Queen | 56686 | 33 | LFG | IC | 0.3 | 0.3 | 0 | 0 |  |  | 0 | 0 |  | IPP Non-CHP | N | OP |  | Internal Combustion (PRMVR=IC)
EXCLUDE | VA | King & Queen | 56686 | 34 | LFG | IC | 0.3 | 0.3 | 0 | 0 |  |  | 0 | 0 |  | IPP Non-CHP | N | OP |  | Internal Combustion (PRMVR=IC)
EXCLUDE | VA | King & Queen | 56686 | 35 | LFG | IC | 0.3 | 0.3 | 0 | 0 |  |  | 0 | 0 |  | IPP Non-CHP | N | OP |  | Internal Combustion (PRMVR=IC)
EXCLUDE | VA | King & Queen | 56686 | 36 | LFG | IC | 0.3 | 0.3 | 0 | 0 |  |  | 0 | 0 |  | IPP Non-CHP | N | OP |  | Internal Combustion (PRMVR=IC)
SSTLOGN | VA | Ladysmith | 7839 | 1 | NG | GT | 178.5 | 151 | 1703.2 | 80565.3994 |  |  | 80565.3994 | 37245.3882 |  | Electric Utility | N | OP
SSTLOGN | VA | Ladysmith | 7839 | 2 | NG | GT | 178.5 | 151 | 1703.2 | 80565.3994 |  |  | 80565.3994 | 37245.3882 |  | Electric Utility | N | OP
SSTLOGN | VA | Ladysmith | 7839 | 3 | NG | GT | 178.5 | 161 | 1703.2 | 80565.3994 |  |  | 80565.3994 | 37245.3882 |  | Electric Utility | N | OP
SSTLOGN | VA | Ladysmith | 7839 | 4 | NG | GT | 178.5 | 160 | 1703.2 | 80565.3994 |  |  | 80565.3994 | 37245.3882 |  | Electric Utility | N | OP
SSTLOGN | VA | Ladysmith | 7839 | 5 | NG | GT | 178.5 | 160 | 1703.2 | 80565.3994 |  |  | 80565.3994 | 37245.3882 |  | Electric Utility | N | OP
EXCLUDE | VA | Leesville | 3777 | 1 | WAT | HY | 20 | 25 | 0 | 28936.5 |  |  | 28936.5 | 0 |  | Electric Utility | N | OP |  | Non Combustion (NUC, WAT, WND, GEO, or SUN)
EXCLUDE | VA | Leesville | 3777 | 2 | WAT | HY | 20 | 25 | 0 | 28936.5 |  |  | 28936.5 | 0 |  | Electric Utility | N | OP |  | Non Combustion (NUC, WAT, WND, GEO, or SUN)
SSTLOGN | VA | Louisa Generating | 7837 | 1 | NG | GT | 84.5 | 77 | 1300 | 18129.7396 |  |  | 18129.7396 | 10858.98 |  | Electric Utility | N | OP
SSTLOGN | VA | Louisa Generating | 7837 | 2 | NG | GT | 84.5 | 77 | 1300 | 18129.7396 |  |  | 18129.7396 | 11532.715 |  | Electric Utility | N | OP
SSTLOGN | VA | Louisa Generating | 7837 | 3 | NG | GT | 84.5 | 77 | 1300 | 18129.7396 |  |  | 18129.7396 | 9974.925 |  | Electric Utility | N | OP
SSTLOGN | VA | Louisa Generating | 7837 | 4 | NG | GT | 84.5 | 77 | 1300 | 18129.7396 |  |  | 18129.7396 | 9032.134 |  | Electric Utility | N | OP
SSTLOGN | VA | Louisa Generating | 7837 | 5 | NG | GT | 171.1 | 158 | 2400 | 36710.0407 |  |  | 36710.0407 | 35103.13 |  | Electric Utility | N | OP
EXCLUDE | VA | Low Moor | 3799 | GT1 | DFO | GT | 20.7 | 12 | 0 | 30 |  |  | 30 | 52.7043 |  | Electric Utility | N | OP |  | Simple Cycle Turbine (PRMVR=GT or OT) unit under 25MW
EXCLUDE | VA | Low Moor | 3799 | GT2 | DFO | GT | 20.7 | 12 | 0 | 30 |  |  | 30 | 52.7043 |  | Electric Utility | N | OP |  | Simple Cycle Turbine (PRMVR=GT or OT) unit under 25MW
EXCLUDE | VA | Low Moor | 3799 | GT3 | DFO | GT | 20.7 | 12 | 0 | 30 |  |  | 30 | 52.7043 |  | Electric Utility | N | OP |  | Simple Cycle Turbine (PRMVR=GT or OT) unit under 25MW
EXCLUDE | VA | Low Moor | 3799 | GT4 | DFO | GT | 20.7 | 12 | 0 | 30 |  |  | 30 | 52.7043 |  | Electric Utility | N | OP |  | Simple Cycle Turbine (PRMVR=GT or OT) unit under 25MW
SSTLOGN | VA | Marsh Run Generating | 7836 | 1 | NG | GT | 171.1 | 160 | 2400 | 48930.666 |  |  | 48930.666 | 31921.4097 |  | Electric Utility | N | OP
SSTLOGN | VA | Marsh Run Generating | 7836 | 2 | NG | GT | 171.1 | 159 | 2400 | 48930.666 |  |  | 48930.666 | 31921.4097 |  | Electric Utility | N | OP
SSTLOGN | VA | Marsh Run Generating | 7836 | 3 | NG | GT | 171.1 | 162 | 2400 | 48930.666 |  |  | 48930.666 | 31921.4097 |  | Electric Utility | N | OP
EXCLUDE | VA | Marsh Run Generating | 7836 | 4 | NG | GT | 195.5 | 195.5 | 0 | 0 |  |  | 0 | 0 |  | Electric Utility | N | IP |  | Status of operation (IP,L,P,T,or U)
EXCLUDE | VA | Martinsville | 3826 | 1 | WAT | HY | 0.3 | 0.3 | 0 | 327.6923 |  |  | 327.6923 | 0 |  | Electric Utility | N | OP |  | Non Combustion (NUC, WAT, WND, GEO, or SUN)
EXCLUDE | VA | Martinsville | 3826 | 2 | WAT | HY | 1 | 1 | 0 | 1092.3077 |  |  | 1092.3077 | 0 |  | Electric Utility | N | OP |  | Non Combustion (NUC, WAT, WND, GEO, or SUN)
EXCLUDE | VA | Martinsville LFG Generator | 57893 | LFG1 | LFG | IC | 1.1 | 1 | 0 | 0 |  |  | 0 | 0 |  | Electric Utility | N | V |  | Internal Combustion (PRMVR=IC)
COALST | VA | Mecklenburg Power Station | 52007 | GEN1 | BIT | ST | 69.9 | 69 | 834.5 | 117162 |  |  | 117162 | 144213.717 |  | Electric Utility | N | OP
COALST | VA | Mecklenburg Power Station | 52007 | GEN2 | BIT | ST | 69.9 | 69 | 834.5 | 99758 |  |  | 99758 | 131467.043 |  | Electric Utility | N | OP
EXCLUDE | VA | MM Prince William Energy | 55156 | UNT1 | LFG | IC | 0.9 | 0.9 | 0 | 0 |  |  | 0 | 0 |  | IPP Non-CHP | N | OP |  | Internal Combustion (PRMVR=IC)
EXCLUDE | VA | MM Prince William Energy | 55156 | UNT2 | LFG | IC | 0.9 | 0.9 | 0 | 0 |  |  | 0 | 0 |  | IPP Non-CHP | N | OP |  | Internal Combustion (PRMVR=IC)
EXCLUDE | VA | Mount Clinton | 56004 | D-2 | DFO | IC | 2 | 2 | 0 | 0 |  |  | 0 | 0 |  | Electric Utility | N | OP |  | Internal Combustion (PRMVR=IC)
EXCLUDE | VA | Mount Clinton | 56004 | D-3 | DFO | IC | 2 | 2 | 0 | 0 |  |  | 0 | 0 |  | Electric Utility | N | OP |  | Internal Combustion (PRMVR=IC)
EXCLUDE | VA | Mount Clinton | 56004 | D-5 | DFO | IC | 2 | 2 | 0 | 0 |  |  | 0 | 0 |  | Electric Utility | N | OP |  | Internal Combustion (PRMVR=IC)
EXCLUDE | VA | Mount Clinton | 56004 | D-7 | DFO | IC | 2 | 2 | 0 | 0 |  |  | 0 | 0 |  | Electric Utility | N | OP |  | Internal Combustion (PRMVR=IC)
EXCLUDE | VA | Mount Clinton | 56004 | D-8 | DFO | IC | 2 | 2 | 0 | 0 |  |  | 0 | 0 |  | Electric Utility | N | OP |  | Internal Combustion (PRMVR=IC)
EXCLUDE | VA | Mount Clinton | 56004 | MC-1 | DFO | GT | 14 | 9 | 0 | 103.88 |  |  | 103.88 | 135.7349 |  | Electric Utility | N | OP |  | Simple Cycle Turbine (PRMVR=GT or OT) unit under 25MW
EXCLUDE | VA | Multitrade of Pittsylvania LP | 52118 | GEN1 | WDS | ST | 45 | 41.5 | 0 | 392781 |  |  | 392781 | 633937.6043 |  | Electric Utility | N | OP |  | Non Fossil fuel type
EXCLUDE | VA | Multitrade of Pittsylvania LP | 52118 | GEN2 | WDS | ST | 45 | 41.5 | 0 | 196390.5 |  |  | 196390.5 | 316968.8022 |  | Electric Utility | N | OP |  | Non Fossil fuel type
EXCLUDE | VA | Niagara | 3778 | 1 | WAT | HY | 2.4 | 0.6 | 0 | 6497.3333 |  |  | 6497.3333 | 0 |  | Electric Utility | N | OP |  | Non Combustion (NUC, WAT, WND, GEO, or SUN)
EXCLUDE | VA | Niagara | 3778 | 2 | WAT | HY | 1.2 | 1.2 | 0 | 3248.6667 |  |  | 3248.6667 | 0 |  | Electric Utility | N | OP |  | Non Combustion (NUC, WAT, WND, GEO, or SUN)
EXCLUDE | VA | North Anna | 6168 | 1 | NUC | ST | 979.7 | 920 | 0 | 6259258.5 |  |  | 6259258.5 | 0 |  | Electric Utility | N | OP |  | Non Combustion (NUC, WAT, WND, GEO, or SUN)
EXCLUDE | VA | North Anna | 6168 | 2 | NUC | ST | 979.7 | 943 | 0 | 6259258.5 |  |  | 6259258.5 | 0 |  | Electric Utility | N | OP |  | Non Combustion (NUC, WAT, WND, GEO, or SUN)
EXCLUDE | VA | North Anna | 6168 | HC1 | WAT | HY | 1 | 1 | 0 | 0 |  |  | 0 | 0 |  | Electric Utility | N | OP |  | Non Combustion (NUC, WAT, WND, GEO, or SUN)
EXCLUDE | VA | Northern Neck | 3800 | GT1 | DFO | GT | 20.7 | 12 | 0 | 96.75 |  |  | 96.75 | 142.114 |  | Electric Utility | N | OP |  | Simple Cycle Turbine (PRMVR=GT or OT) unit under 25MW
EXCLUDE | VA | Northern Neck | 3800 | GT2 | DFO | GT | 20.7 | 11 | 0 | 96.75 |  |  | 96.75 | 142.114 |  | Electric Utility | N | OP |  | Simple Cycle Turbine (PRMVR=GT or OT) unit under 25MW
EXCLUDE | VA | Northern Neck | 3800 | GT3 | DFO | GT | 20.7 | 12 | 0 | 96.75 |  |  | 96.75 | 142.114 |  | Electric Utility | N | OP |  | Simple Cycle Turbine (PRMVR=GT or OT) unit under 25MW
EXCLUDE | VA | Northern Neck | 3800 | GT4 | DFO | GT | 20.7 | 12 | 0 | 96.75 |  |  | 96.75 | 142.114 |  | Electric Utility | N | OP |  | Simple Cycle Turbine (PRMVR=GT or OT) unit under 25MW
EXCLUDE | VA | Oilseed Plant | 10515 | GEN1 | BIT | ST | 1.7 | 1.6 | 0 | 0 | 0 |  |  | 0 |  | Industrial CHP | Y | OS | 2015 | Steam unit (PRMVR=ST) under 25MW/250 MMBtu/hr
EXCLUDE | VA | Park 500 Philip Morris USA | 50275 | TG2 | BIT | ST | 6.1 | 2 | 0 | 0 | 0.16716 | 0 | 0 | 0 |  | Industrial CHP | Y | SB |  | Steam unit (PRMVR=ST) under 25MW/250 MMBtu/hr
EXCLUDE | VA | Park 500 Philip Morris USA | 50275 | TG3 | BIT | ST | 13 | 10.5 | 0 | 39617.178 | 0.16716 | 897941.4733 | 236995.8723 | 129439.4811 |  | Industrial CHP | Y | OP |  | Steam unit (PRMVR=ST) under 25MW/250 MMBtu/hr
EXCLUDE | VA | Philpott Lake | 3834 | 1 | WAT | HY | 6.7 | 7.5 | 0 | 10836.2929 |  |  | 10836.2929 | 0 |  | Electric Utility | N | OP |  | Non Combustion (NUC, WAT, WND, GEO, or SUN)
EXCLUDE | VA | Philpott Lake | 3834 | 2 | WAT | HY | 6.7 | 7.5 | 0 | 10836.2929 |  |  | 10836.2929 | 0 |  | Electric Utility | N | OP |  | Non Combustion (NUC, WAT, WND, GEO, or SUN)
EXCLUDE | VA | Philpott Lake | 3834 | 3 | WAT | HY | 0.6 | 0.6 | 0 | 970.4143 |  |  | 970.4143 | 0 |  | Electric Utility | N | OP |  | Non Combustion (NUC, WAT, WND, GEO, or SUN)
EXCLUDE | VA | Pinnacles | 3825 | 1 | WAT | HY | 3.7 | 3.5 | 0 | 6105 |  |  | 6105 | 0 |  | Electric Utility | N | OP |  | Non Combustion (NUC, WAT, WND, GEO, or SUN)
EXCLUDE | VA | Pinnacles | 3825 | 2 | WAT | HY | 3.7 | 3.5 | 0 | 6105 |  |  | 6105 | 0 |  | Electric Utility | N | OP |  | Non Combustion (NUC, WAT, WND, GEO, or SUN)
EXCLUDE | VA | Pinnacles | 3825 | 3 | WAT | HY | 3.7 | 3.5 | 0 | 6105 |  |  | 6105 | 0 |  | Electric Utility | N | OP |  | Non Combustion (NUC, WAT, WND, GEO, or SUN)
EXCLUDE | VA | Pleasant Valley | 56005 | D-4 | DFO | IC | 2 | 2 | 0 | 0 |  |  | 0 | 0 |  | Electric Utility | N | OP |  | Internal Combustion (PRMVR=IC)
EXCLUDE | VA | Pleasant Valley | 56005 | D-6 | DFO | IC | 2 | 2 | 0 | 0 |  |  | 0 | 0 |  | Electric Utility | N | OP |  | Internal Combustion (PRMVR=IC)
EXCLUDE | VA | Pleasant Valley | 56005 | PV-1 | DFO | GT | 16.5 | 9 | 0 | 93.1 |  |  | 93.1 | 122.1206 |  | Electric Utility | N | OP |  | Simple Cycle Turbine (PRMVR=GT or OT) unit under 25MW
COALST | VA | Portsmouth Genco LLC | 10071 | GEN1 | BIT | ST | 57.4 | 57.5 | 870 | 86548 |  |  | 86548 | 125457.256 |  | IPP Non-CHP | N | OP
COALST | VA | Portsmouth Genco LLC | 10071 | GEN2 | BIT | ST | 57.4 | 57.5 | 870 | 80106 |  |  | 80106 | 117641.202 |  | IPP Non-CHP | N | OP
EXCLUDE | VA | Possum Point | 3804 | 1 | RFO | ST | 69 | 74 | 0 | 0 |  |  | 0 | 0 |  | Electric Utility | N | RE | 2002 | Retired in 2002
EXCLUDE | VA | Possum Point | 3804 | 2 | RFO | ST | 69 | 69 | 0 | 0 |  |  | 0 | 0 |  | Electric Utility | N | RE | 2002 | Retired in 2002
OGST | VA | Possum Point | 3804 | 3 | NG | ST | 113.6 | 96 | 1164 | 26275 |  |  | 26275 | 18040.435 |  | Electric Utility | N | OP
OGST | VA | Possum Point | 3804 | 4 | NG | ST | 239.3 | 220 | 2522 | 108483 |  |  | 108483 | 72416.656 |  | Electric Utility | N | OP
OGST | VA | Possum Point | 3804 | 5 | RFO | ST | 882 | 786 | 8486 | 71241 |  |  | 71241 | 75339.27 |  | Electric Utility | N | OP
NGCC | VA | Possum Point | 3804 | 6A | NG | CC | 174 | 148.5 | 2465 | 799583.6476 |  |  | 799583.6476 | 345164.0186 |  | Electric Utility | N | OP
NGCC | VA | Possum Point | 3804 | 6B | NG | CC | 174 | 148.5 | 2465 | 799583.6476 |  |  | 799583.6476 | 345164.0186 |  | Electric Utility | N | OP
NGCC | VA | Possum Point | 3804 | 6ST | NG | CC | 265 | 262 | 2465 | 1217756.7047 |  |  | 1217756.7047 | 525680.8329 |  | Electric Utility | N | OP
EXCLUDE | VA | Possum Point | 3804 | GT1 | DFO | GT | 16 | 12 | 0 | 21 |  |  | 21 | 32.7584 |  | Electric Utility | N | OP |  | Simple Cycle Turbine (PRMVR=GT or OT) unit under 25MW
EXCLUDE | VA | Possum Point | 3804 | GT2 | DFO | GT | 16 | 12 | 0 | 21 |  |  | 21 | 32.7584 |  | Electric Utility | N | OP |  | Simple Cycle Turbine (PRMVR=GT or OT) unit under 25MW
EXCLUDE | VA | Possum Point | 3804 | GT3 | DFO | GT | 16 | 12 | 0 | 21 |  |  | 21 | 32.7584 |  | Electric Utility | N | OP |  | Simple Cycle Turbine (PRMVR=GT or OT) unit under 25MW
EXCLUDE | VA | Possum Point | 3804 | GT4 | DFO | GT | 16 | 12 | 0 | 21 |  |  | 21 | 32.7584 |  | Electric Utility | N | OP |  | Simple Cycle Turbine (PRMVR=GT or OT) unit under 25MW
EXCLUDE | VA | Possum Point | 3804 | GT5 | DFO | GT | 16 | 12 | 0 | 21 |  |  | 21 | 32.7584 |  | Electric Utility | N | OP |  | Simple Cycle Turbine (PRMVR=GT or OT) unit under 25MW
EXCLUDE | VA | Possum Point | 3804 | GT6 | DFO | GT | 16 | 12 | 0 | 21 |  |  | 21 | 32.7584 |  | Electric Utility | N | OP |  | Simple Cycle Turbine (PRMVR=GT or OT) unit under 25MW
COALST | VA | Potomac River | 3788 | 1 | BIT | ST | 92 | 88 | 1050 | 22549 |  |  | 22549 | 45403.917 |  | IPP Non-CHP | N | OP | 2012
COALST | VA | Potomac River | 3788 | 2 | BIT | ST | 92 | 88 | 1050 | 25479 |  |  | 25479 | 45462.783 |  | IPP Non-CHP | N | OP | 2012
COALST | VA | Potomac River | 3788 | 3 | BIT | ST | 110 | 102 | 1550 | 83367 |  |  | 83367 | 111227.447 |  | IPP Non-CHP | N | OP | 2012
COALST | VA | Potomac River | 3788 | 4 | BIT | ST | 110 | 102 | 1550 | 84849 |  |  | 84849 | 110098.028 |  | IPP Non-CHP | N | OP | 2012
COALST | VA | Potomac River | 3788 | 5 | BIT | ST | 110 | 102 | 1550 | 74862 |  |  | 74862 | 101340.465 |  | IPP Non-CHP | N | OP | 2012
EXCLUDE | VA | Pretlow | 55953 | 1 | DFO | IC | 1.6 | 1.6 | 0 | 0 |  |  | 0 | 0 |  | Electric Utility | N | OP |  | Internal Combustion (PRMVR=IC)
EXCLUDE | VA | Pretlow | 55953 | 2 | DFO | IC | 1.6 | 1.6 | 0 | 0 |  |  | 0 | 0 |  | Electric Utility | N | OP |  | Internal Combustion (PRMVR=IC)
EXCLUDE | VA | Radford | 3827 | 1 | WAT | HY | 1 | 1 | 0 | 4167 |  |  | 4167 | 0 |  | Electric Utility | N | OP |  | Non Combustion (NUC, WAT, WND, GEO, or SUN)
EXCLUDE | VA | Radford Army Ammunition Plant | 52072 | GEN1 | BIT | ST | 6 | 5.6 | 0 | 15127 | 0.073232 | 870904.8332 | 206562.7048 | 158969.7255 |  | Industrial CHP | Y | OP |  | Steam unit (PRMVR=ST) under 25MW/250 MMBtu/hr
EXCLUDE | VA | Radford Army Ammunition Plant | 52072 | GEN2 | BIT | ST | 6 | 5.6 | 0 | 13182 | 0.073232 | 758925.5973 | 180003.2773 | 138529.7099 |  | Industrial CHP | Y | OP |  | Steam unit (PRMVR=ST) under 25MW/250 MMBtu/hr
EXCLUDE | VA | Radford Army Ammunition Plant | 52072 | GEN3 | BIT | ST | 6 | 5.6 | 0 | 2866 | 0.073232 | 165003.8509 | 39135.8969 | 30118.8096 |  | Industrial CHP | Y | OP |  | Steam unit (PRMVR=ST) under 25MW/250 MMBtu/hr
EXCLUDE | VA | Radford Army Ammunition Plant | 52072 | GEN4 | BIT | ST | 6 | 5.6 | 0 | 0 | 0.073232 | 0 | 0 | 0 |  | Industrial CHP | Y | OP |  | Steam unit (PRMVR=ST) under 25MW/250 MMBtu/hr
SSTLOGN | VA | Remington | 7838 | 1 | NG | GT | 178.5 | 153 | 2135.4217 | 70780.6257 |  |  | 70780.6257 | 44561.5777 |  | Electric Utility | N | OP
SSTLOGN | VA | Remington | 7838 | 2 | NG | GT | 170 | 151 | 2033.7349 | 67410.1198 |  |  | 67410.1198 | 42439.5978 |  | Electric Utility | N | OP
SSTLOGN | VA | Remington | 7838 | 3 | NG | GT | 178.5 | 152 | 2135.4217 | 70780.6257 |  |  | 70780.6257 | 44561.5777 |  | Electric Utility | N | OP
SSTLOGN | VA | Remington | 7838 | 4 | NG | GT | 178.5 | 152 | 2135.4217 | 70780.6257 |  |  | 70780.6257 | 44561.5777 |  | Electric Utility | N | OP
EXCLUDE | VA | Reusens | 3779 | 1 | WAT | HY | 12.5 | 2.6 | 0 | 7948.3333 |  |  | 7948.3333 | 0 |  | Electric Utility | N | OP |  | Non Combustion (NUC, WAT, WND, GEO, or SUN)
EXCLUDE | VA | Reusens | 3779 | 2 | WAT | HY | 2.5 | 2.5 | 0 | 1589.6667 |  |  | 1589.6667 | 0 |  | Electric Utility | N | OP |  | Non Combustion (NUC, WAT, WND, GEO, or SUN)
EXCLUDE | VA | Reusens | 3779 | 3 | WAT | HY | 2.5 | 2.5 | 0 | 1589.6667 |  |  | 1589.6667 | 0 |  | Electric Utility | N | OP |  | Non Combustion (NUC, WAT, WND, GEO, or SUN)
EXCLUDE | VA | Reusens | 3779 | 4 | WAT | HY | 2.5 | 2.5 | 0 | 1589.6667 |  |  | 1589.6667 | 0 |  | Electric Utility | N | OP |  | Non Combustion (NUC, WAT, WND, GEO, or SUN)
EXCLUDE | VA | Reusens | 3779 | 5 | WAT | HY | 2.5 | 2.5 | 0 | 1589.6667 |  |  | 1589.6667 | 0 |  | Electric Utility | N | OP |  | Non Combustion (NUC, WAT, WND, GEO, or SUN)
EXCLUDE | VA | Richmond Energy | 57897 | UNT1 | LFG | IC | 1.6 | 1.6 | 0 | 0 |  |  | 0 | 0 |  | IPP Non-CHP | N | U |  | Internal Combustion (PRMVR=IC)
EXCLUDE | VA | Richmond Energy | 57897 | UNT2 | LFG | IC | 1.6 | 1.6 | 0 | 0 |  |  | 0 | 0 |  | IPP Non-CHP | N | U |  | Internal Combustion (PRMVR=IC)
EXCLUDE | VA | Richmond Energy | 57897 | UNT3 | LFG | IC | 1.6 | 1.6 | 0 | 0 |  |  | 0 | 0 |  | IPP Non-CHP | N | U |  | Internal Combustion (PRMVR=IC)
EXCLUDE | VA | Rockville 1 & 2 | 56692 | 1A | DFO | IC | 0.3 | 0.3 | 0 | 0 |  |  | 0 | 0 |  | IPP Non-CHP | N | OP |  | Internal Combustion (PRMVR=IC)
EXCLUDE | VA | Rockville 1 & 2 | 56692 | 1B | DFO | IC | 0.3 | 0.3 | 0 | 0 |  |  | 0 | 0 |  | IPP Non-CHP | N | OP |  | Internal Combustion (PRMVR=IC)
EXCLUDE | VA | Rockville 1 & 2 | 56692 | 1C | DFO | IC | 0.3 | 0.3 | 0 | 0 |  |  | 0 | 0 |  | IPP Non-CHP | N | OP |  | Internal Combustion (PRMVR=IC)
EXCLUDE | VA | Rockville 1 & 2 | 56692 | 1D | DFO | IC | 0.3 | 0.3 | 0 | 0 |  |  | 0 | 0 |  | IPP Non-CHP | N | OP |  | Internal Combustion (PRMVR=IC)
EXCLUDE | VA | Rockville 1 & 2 | 56692 | 1E | DFO | IC | 0.3 | 0.3 | 0 | 0 |  |  | 0 | 0 |  | IPP Non-CHP | N | OP |  | Internal Combustion (PRMVR=IC)
EXCLUDE | VA | Rockville 1 & 2 | 56692 | 1F | DFO | IC | 0.3 | 0.3 | 0 | 0 |  |  | 0 | 0 |  | IPP Non-CHP | N | OP |  | Internal Combustion (PRMVR=IC)
EXCLUDE | VA | Rockville 1 & 2 | 56692 | 1G | DFO | IC | 0.3 | 0.3 | 0 | 0 |  |  | 0 | 0 |  | IPP Non-CHP | N | OP |  | Internal Combustion (PRMVR=IC)
EXCLUDE | VA | Rockville 1 & 2 | 56692 | 1H | DFO | IC | 0.3 | 0.3 | 0 | 0 |  |  | 0 | 0 |  | IPP Non-CHP | N | OP |  | Internal Combustion (PRMVR=IC)
EXCLUDE | VA | Rockville 1 & 2 | 56692 | 1I | DFO | IC | 0.3 | 0.3 | 0 | 0 |  |  | 0 | 0 |  | IPP Non-CHP | N | OP |  | Internal Combustion (PRMVR=IC)
EXCLUDE | VA | Rockville 1 & 2 | 56692 | 1J | DFO | IC | 0.3 | 0.3 | 0 | 0 |  |  | 0 | 0 |  | IPP Non-CHP | N | OP |  | Internal Combustion (PRMVR=IC)
EXCLUDE | VA | Rockville 1 & 2 | 56692 | 1K | DFO | IC | 0.3 | 0.3 | 0 | 0 |  |  | 0 | 0 |  | IPP Non-CHP | N | OP |  | Internal Combustion (PRMVR=IC)
EXCLUDE | VA | Rockville 1 & 2 | 56692 | 1L | DFO | IC | 0.3 | 0.3 | 0 | 0 |  |  | 0 | 0 |  | IPP Non-CHP | N | OP |  | Internal Combustion (PRMVR=IC)
EXCLUDE | VA | Rockville 1 & 2 | 56692 | 1M | DFO | IC | 0.3 | 0.3 | 0 | 0 |  |  | 0 | 0 |  | IPP Non-CHP | N | OP |  | Internal Combustion (PRMVR=IC)
EXCLUDE | VA | Rockville 1 & 2 | 56692 | 1N | DFO | IC | 0.3 | 0.3 | 0 | 0 |  |  | 0 | 0 |  | IPP Non-CHP | N | OP |  | Internal Combustion (PRMVR=IC)
EXCLUDE | VA | Rockville 1 & 2 | 56692 | 1O | DFO | IC | 0.3 | 0.3 | 0 | 0 |  |  | 0 | 0 |  | IPP Non-CHP | N | OP |  | Internal Combustion (PRMVR=IC)
EXCLUDE | VA | Rockville 1 & 2 | 56692 | 2A | DFO | IC | 0.3 | 0.3 | 0 | 0 |  |  | 0 | 0 |  | IPP Non-CHP | N | OP |  | Internal Combustion (PRMVR=IC)
EXCLUDE | VA | Rockville 1 & 2 | 56692 | 2B | DFO | IC | 0.3 | 0.3 | 0 | 0 |  |  | 0 | 0 |  | IPP Non-CHP | N | OP |  | Internal Combustion (PRMVR=IC)
EXCLUDE | VA | Rockville 1 & 2 | 56692 | 2C | DFO | IC | 0.3 | 0.3 | 0 | 0 |  |  | 0 | 0 |  | IPP Non-CHP | N | OP |  | Internal Combustion (PRMVR=IC)
EXCLUDE | VA | Rockville 1 & 2 | 56692 | 2D | DFO | IC | 0.3 | 0.3 | 0 | 0 |  |  | 0 | 0 |  | IPP Non-CHP | N | OP |  | Internal Combustion (PRMVR=IC)
EXCLUDE | VA | Rockville 1 & 2 | 56692 | 2E | DFO | IC | 0.3 | 0.3 | 0 | 0 |  |  | 0 | 0 |  | IPP Non-CHP | N | OP |  | Internal Combustion (PRMVR=IC)
EXCLUDE | VA | Rockville 1 & 2 | 56692 | 2F | DFO | IC | 0.3 | 0.3 | 0 | 0 |  |  | 0 | 0 |  | IPP Non-CHP | N | OP |  | Internal Combustion (PRMVR=IC)
EXCLUDE | VA | Rockville 1 & 2 | 56692 | 2G | DFO | IC | 0.3 | 0.3 | 0 | 0 |  |  | 0 | 0 |  | IPP Non-CHP | N | OP |  | Internal Combustion (PRMVR=IC)
EXCLUDE | VA | Rockville 1 & 2 | 56692 | 2H | DFO | IC | 0.3 | 0.3 | 0 | 0 |  |  | 0 | 0 |  | IPP Non-CHP | N | OP |  | Internal Combustion (PRMVR=IC)
EXCLUDE | VA | Rockville 1 & 2 | 56692 | 2I | DFO | IC | 0.3 | 0.3 | 0 | 0 |  |  | 0 | 0 |  | IPP Non-CHP | N | OP |  | Internal Combustion (PRMVR=IC)
EXCLUDE | VA | Rockville 1 & 2 | 56692 | 2J | DFO | IC | 0.3 | 0.3 | 0 | 0 |  |  | 0 | 0 |  | IPP Non-CHP | N | OP |  | Internal Combustion (PRMVR=IC)
EXCLUDE | VA | Rockville 1 & 2 | 56692 | 2K | DFO | IC | 0.3 | 0.3 | 0 | 0 |  |  | 0 | 0 |  | IPP Non-CHP | N | OP |  | Internal Combustion (PRMVR=IC)
EXCLUDE | VA | Rockville 1 & 2 | 56692 | 2L | DFO | IC | 0.3 | 0.3 | 0 | 0 |  |  | 0 | 0 |  | IPP Non-CHP | N | OP |  | Internal Combustion (PRMVR=IC)
EXCLUDE | VA | Rockville 1 & 2 | 56692 | 2M | DFO | IC | 0.3 | 0.3 | 0 | 0 |  |  | 0 | 0 |  | IPP Non-CHP | N | OP |  | Internal Combustion (PRMVR=IC)
EXCLUDE | VA | Rockville 1 & 2 | 56692 | 2N | DFO | IC | 0.3 | 0.3 | 0 | 0 |  |  | 0 | 0 |  | IPP Non-CHP | N | OP |  | Internal Combustion (PRMVR=IC)
EXCLUDE | VA | Rockville 1 & 2 | 56692 | 2O | DFO | IC | 0.3 | 0.3 | 0 | 0 |  |  | 0 | 0 |  | IPP Non-CHP | N | OP |  | Internal Combustion (PRMVR=IC)
EXCLUDE | VA | Rockville 1 & 2 | 56692 | 2P | DFO | IC | 0.3 | 0.3 | 0 | 0 |  |  | 0 | 0 |  | IPP Non-CHP | N | OP |  | Internal Combustion (PRMVR=IC)
EXCLUDE | VA | Rockville 1 & 2 | 56692 | 2Q | DFO | IC | 0.3 | 0.3 | 0 | 0 |  |  | 0 | 0 |  | IPP Non-CHP | N | OP |  | Internal Combustion (PRMVR=IC)
EXCLUDE | VA | Rockville 1 & 2 | 56692 | 2R | DFO | IC | 0.3 | 0.3 | 0 | 0 |  |  | 0 | 0 |  | IPP Non-CHP | N | OP |  | Internal Combustion (PRMVR=IC)
EXCLUDE | VA | Rockville 1 & 2 | 56692 | 2S | DFO | IC | 0.3 | 0.3 | 0 | 0 |  |  | 0 | 0 |  | IPP Non-CHP | N | OP |  | Internal Combustion (PRMVR=IC)
EXCLUDE | VA | Rockville 1 & 2 | 56692 | 2T | DFO | IC | 0.3 | 0.3 | 0 | 0 |  |  | 0 | 0 |  | IPP Non-CHP | N | OP |  | Internal Combustion (PRMVR=IC)
EXCLUDE | VA | Rockville 1 & 2 | 56692 | 2U | DFO | IC | 0.3 | 0.3 | 0 | 0 |  |  | 0 | 0 |  | IPP Non-CHP | N | OP |  | Internal Combustion (PRMVR=IC)
EXCLUDE | VA | Salem Electric Department | 56519 | 1 | DFO | IC | 1.3 | 1.3 | 0 | 0 |  |  | 0 | 0 |  | Electric Utility | N | SB |  | Internal Combustion (PRMVR=IC)
EXCLUDE | VA | Salem Street Dept | 56289 | 1 | DFO | IC | 1.8 | 2 | 0 | 0 |  |  | 0 | 0 |  | Commercial Non-CHP | N | SB |  | Internal Combustion (PRMVR=IC)
EXCLUDE | VA | Salem Water Plant | 56288 | 1 | DFO | IC | 2 | 2 | 0 | 0 |  |  | 0 | 0 |  | Commercial Non-CHP | N | SB |  | Internal Combustion (PRMVR=IC)
EXCLUDE | VA | Schoolfield Dam | 54655 | SCH1 | WAT | HY | 1.5 | 1.5 | 0 | 4492.6667 |  |  | 4492.6667 | 0 |  | IPP Non-CHP | N | OP |  | Non Combustion (NUC, WAT, WND, GEO, or SUN)
EXCLUDE | VA | Schoolfield Dam | 54655 | SCH2 | WAT | HY | 1.5 | 1.5 | 0 | 4492.6667 |  |  | 4492.6667 | 0 |  | IPP Non-CHP | N | OP |  | Non Combustion (NUC, WAT, WND, GEO, or SUN)
EXCLUDE | VA | Schoolfield Dam | 54655 | SCH3 | WAT | HY | 1.5 | 1.5 | 0 | 4492.6667 |  |  | 4492.6667 | 0 |  | IPP Non-CHP | N | OP |  | Non Combustion (NUC, WAT, WND, GEO, or SUN)
EXCLUDE | VA | Smith Mountain | 3780 | 1 | WAT | PS | 66 | 66 | 0 | -129729.0983 |  |  | -129729.0983 | 0 |  | Electric Utility | N | OP |  | Non Combustion (NUC, WAT, WND, GEO, or SUN)
EXCLUDE | VA | Smith Mountain | 3780 | 2 | WAT | HY | 150.1 | 174 | 0 | 205998 |  |  | 205998 | 0 |  | Electric Utility | N | OP |  | Non Combustion (NUC, WAT, WND, GEO, or SUN)
EXCLUDE | VA | Smith Mountain | 3780 | 3 | WAT | PS | 115.3 | 106 | 0 | -226632.8035 |  |  | -226632.8035 | 0 |  | Electric Utility | N | OP |  | Non Combustion (NUC, WAT, WND, GEO, or SUN)
EXCLUDE | VA | Smith Mountain | 3780 | 4 | WAT | HY | 150.1 | 174 | 0 | 205998 |  |  | 205998 | 0 |  | Electric Utility | N | OP |  | Non Combustion (NUC, WAT, WND, GEO, or SUN)
EXCLUDE | VA | Smith Mountain | 3780 | 5 | WAT | PS | 66 | 66 | 0 | -129729.0983 |  |  | -129729.0983 | 0 |  | Electric Utility | N | OP |  | Non Combustion (NUC, WAT, WND, GEO, or SUN)
EXCLUDE | VA | Snowden | 3821 | 4 | WAT | HY | 2.5 | 2.5 | 0 | 4891 |  |  | 4891 | 0 |  | Electric Utility | N | OP |  | Non Combustion (NUC, WAT, WND, GEO, or SUN)
EXCLUDE | VA | Snowden | 3821 | 5 | WAT | HY | 2.5 | 2.5 | 0 | 4891 |  |  | 4891 | 0 |  | Electric Utility | N | OP |  | Non Combustion (NUC, WAT, WND, GEO, or SUN)
COALST | VA | Southampton Power Station | 10774 | 1 | BIT | ST | 71.1 | 63 | 800 | 94004 | 0.50097 | 425997.2453 | 187643.4883 | 178036.198 |  | Electric Utility | Y | OP
COALST | VA | Spruance Genco LLC | 54081 | GEN1 | BIT | ST | 57.4 | 52.5 | 1050 | 259263 | 0.2529 | 3484247.6357 | 1025143.9281 | 489087.348 |  | IPP CHP | Y | OP
COALST | VA | Spruance Genco LLC | 54081 | GEN2 | BIT | ST | 57.4 | 52.5 | 1050 | 297060 | 0.2529 | 3992203.2942 | 1174595.8941 | 493986.056 |  | IPP CHP | Y | OP
COALST | VA | Spruance Genco LLC | 54081 | GEN3 | BIT | ST | 57.4 | 42.5 | 1050 | 177237 | 0.2529 | 2381896.3686 | 700807.421 | 503970.255 |  | IPP CHP | Y | OP
COALST | VA | Spruance Genco LLC | 54081 | GEN4 | BIT | ST | 57.4 | 42.5 | 1050 | 157302 | 0.2529 | 2113988.9672 | 621983.0449 | 448786.536 |  | IPP CHP | Y | OP
EXCLUDE | VA | Suffolk Energy Partners LP | 54781 | SU1 | LFG | IC | 0.8 | 0.7 | 0 | 0 |  |  | 0 | 0 |  | IPP Non-CHP | N | OP |  | Internal Combustion (PRMVR=IC)
EXCLUDE | VA | Suffolk Energy Partners LP | 54781 | SU2 | LFG | IC | 0.8 | 0.7 | 0 | 0 |  |  | 0 | 0 |  | IPP Non-CHP | N | OP |  | Internal Combustion (PRMVR=IC)
EXCLUDE | VA | Suffolk Energy Partners LP | 54781 | SU3 | LFG | IC | 0.8 | 0.7 | 0 | 0 |  |  | 0 | 0 |  | IPP Non-CHP | N | OP |  | Internal Combustion (PRMVR=IC)
EXCLUDE | VA | Suffolk Energy Partners LP | 54781 | SU4 | LFG | IC | 0.8 | 0.7 | 0 | 0 |  |  | 0 | 0 |  | IPP Non-CHP | N | OP |  | Internal Combustion (PRMVR=IC)
EXCLUDE | VA | Surry | 3806 | 1 | NUC | ST | 847.5 | 838 | 0 | 6514740 |  |  | 6514740 | 0 |  | Electric Utility | N | OP |  | Non Combustion (NUC, WAT, WND, GEO, or SUN)
EXCLUDE | VA | Surry | 3806 | 2 | NUC | ST | 847.5 | 838 | 0 | 6514740 |  |  | 6514740 | 0 |  | Electric Utility | N | OP |  | Non Combustion (NUC, WAT, WND, GEO, or SUN)
EXCLUDE | VA | Tangier | 6390 | 3 | DFO | IC | 0.7 | 0.6 | 0 | 0 |  |  | 0 | 0 |  | Electric Utility | N | OS |  | Internal Combustion (PRMVR=IC)
EXCLUDE | VA | Tangier | 6390 | 4 | DFO | IC | 1 | 0.8 | 0 | 0 |  |  | 0 | 0 |  | Electric Utility | N | OS |  | Internal Combustion (PRMVR=IC)
EXCLUDE | VA | Tangier | 6390 | 5 | DFO | IC | 1.2 | 1.2 | 0 | 0 |  |  | 0 | 0 |  | Electric Utility | N | OP |  | Internal Combustion (PRMVR=IC)
EXCLUDE | VA | Tangier | 6390 | 6 | DFO | IC | 1.2 | 1.2 | 0 | 0 |  |  | 0 | 0 |  | Electric Utility | N | OP |  | Internal Combustion (PRMVR=IC)
SSTLOGN | VA | Tasley | 3785 | TAS | DFO | GT | 27 | 31 | 460 | 490.5476 |  |  | 490.5476 | 2158.551 |  | Electric Utility/IPP Non-CHP | N | SB
NGCC | VA | Tenaska Virginia Generating Station | 55439 | CTG1 | NG | CC | 183.3 | 174.3 | 2487 | 839397.5606 |  |  | 839397.5606 | 369949.2485 |  | Electric Utility/IPP Non-CHP | N | OP
NGCC | VA | Tenaska Virginia Generating Station | 55439 | CTG2 | NG | CC | 183.3 | 176.8 | 2487 | 839397.5606 |  |  | 839397.5606 | 369949.2485 |  | Electric Utility/IPP Non-CHP | N | OP
NGCC | VA | Tenaska Virginia Generating Station | 55439 | CTG3 | NG | CC | 183.3 | 172.4 | 2487 | 839397.5606 |  |  | 839397.5606 | 369949.2485 |  | Electric Utility/IPP Non-CHP | N | OP
NGCC | VA | Tenaska Virginia Generating Station | 55439 | STG1 | NG | CC | 396.2 | 396.3 | 2487 | 1814344.3181 |  |  | 1814344.3181 | 799639.3466 |  | Electric Utility/IPP Non-CHP | N | OP
EXCLUDE | VA | Virginia Beach | 56693 | 1 | LFG | IC | 0.3 | 0.3 | 0 | 0 |  |  | 0 | 0 |  | IPP Non-CHP | N | OP |  | Internal Combustion (PRMVR=IC)
EXCLUDE | VA | Virginia Beach | 56693 | 2 | LFG | IC | 0.3 | 0.3 | 0 | 0 |  |  | 0 | 0 |  | IPP Non-CHP | N | OP |  | Internal Combustion (PRMVR=IC)
EXCLUDE | VA | Virginia Beach | 56693 | 3 | LFG | IC | 0.3 | 0.3 | 0 | 0 |  |  | 0 | 0 |  | IPP Non-CHP | N | OP |  | Internal Combustion (PRMVR=IC)
EXCLUDE | VA | Virginia Beach | 56693 | 4 | LFG | IC | 0.3 | 0.3 | 0 | 0 |  |  | 0 | 0 |  | IPP Non-CHP | N | OP |  | Internal Combustion (PRMVR=IC)
EXCLUDE | VA | Virginia Beach | 56693 | 5 | LFG | IC | 0.3 | 0.3 | 0 | 0 |  |  | 0 | 0 |  | IPP Non-CHP | N | OP |  | Internal Combustion (PRMVR=IC)
EXCLUDE | VA | Virginia Beach | 56693 | 6 | LFG | IC | 0.3 | 0.3 | 0 | 0 |  |  | 0 | 0 |  | IPP Non-CHP | N | OP |  | Internal Combustion (PRMVR=IC)
EXCLUDE | VA | Virginia Beach | 56693 | 7 | LFG | IC | 0.3 | 0.3 | 0 | 0 |  |  | 0 | 0 |  | IPP Non-CHP | N | OP |  | Internal Combustion (PRMVR=IC)
EXCLUDE | VA | Virginia Beach | 56693 | 8 | LFG | IC | 0.3 | 0.3 | 0 | 0 |  |  | 0 | 0 |  | IPP Non-CHP | N | OP |  | Internal Combustion (PRMVR=IC)
EXCLUDE | VA | Virginia Beach | 56693 | 9 | LFG | IC | 0.3 | 0.3 | 0 | 0 |  |  | 0 | 0 |  | IPP Non-CHP | N | OP |  | Internal Combustion (PRMVR=IC)
EXCLUDE | VA | Virginia Beach | 56693 | 10 | LFG | IC | 0.3 | 0.3 | 0 | 0 |  |  | 0 | 0 |  | IPP Non-CHP | N | OP |  | Internal Combustion (PRMVR=IC)
EXCLUDE | VA | Virginia Beach | 56693 | 11 | LFG | IC | 0.3 | 0.3 | 0 | 0 |  |  | 0 | 0 |  | IPP Non-CHP | N | OP |  | Internal Combustion (PRMVR=IC)
EXCLUDE | VA | Virginia Beach | 56693 | 12 | LFG | IC | 0.3 | 0.3 | 0 | 0 |  |  | 0 | 0 |  | IPP Non-CHP | N | OP |  | Internal Combustion (PRMVR=IC)
EXCLUDE | VA | Virginia Beach | 56693 | 13 | LFG | IC | 0.3 | 0.3 | 0 | 0 |  |  | 0 | 0 |  | IPP Non-CHP | N | OP |  | Internal Combustion (PRMVR=IC)
EXCLUDE | VA | Virginia Beach | 56693 | 14 | LFG | IC | 0.3 | 0.3 | 0 | 0 |  |  | 0 | 0 |  | IPP Non-CHP | N | OP |  | Internal Combustion (PRMVR=IC)
EXCLUDE | VA | Virginia Beach | 56693 | 15 | LFG | IC | 0.3 | 0.3 | 0 | 0 |  |  | 0 | 0 |  | IPP Non-CHP | N | OP |  | Internal Combustion (PRMVR=IC)
EXCLUDE | VA | Virginia Beach | 56693 | 16 | LFG | IC | 0.3 | 0.3 | 0 | 0 |  |  | 0 | 0 |  | IPP Non-CHP | N | OP |  | Internal Combustion (PRMVR=IC)
EXCLUDE | VA | Virginia Beach | 56693 | 17 | LFG | IC | 0.3 | 0.3 | 0 | 0 |  |  | 0 | 0 |  | IPP Non-CHP | N | OP |  | Internal Combustion (PRMVR=IC)
EXCLUDE | VA | Virginia Beach | 56693 | 18 | LFG | IC | 0.3 | 0.3 | 0 | 0 |  |  | 0 | 0 |  | IPP Non-CHP | N | OP |  | Internal Combustion (PRMVR=IC)
EXCLUDE | VA | Virginia Beach | 56693 | 19 | LFG | IC | 0.3 | 0.3 | 0 | 0 |  |  | 0 | 0 |  | IPP Non-CHP | N | OP |  | Internal Combustion (PRMVR=IC)
EXCLUDE | VA | Virginia Beach | 56693 | 20 | LFG | IC | 0.3 | 0.3 | 0 | 0 |  |  | 0 | 0 |  | IPP Non-CHP | N | OP |  | Internal Combustion (PRMVR=IC)
EXCLUDE | VA | Virginia Beach | 56693 | 21 | LFG | IC | 0.3 | 0.3 | 0 | 0 |  |  | 0 | 0 |  | IPP Non-CHP | N | OP |  | Internal Combustion (PRMVR=IC)
EXCLUDE | VA | Virginia Beach | 56693 | 22 | LFG | IC | 0.3 | 0.3 | 0 | 0 |  |  | 0 | 0 |  | IPP Non-CHP | N | OP |  | Internal Combustion (PRMVR=IC)
EXCLUDE | VA | Virginia Beach | 56693 | 23 | LFG | IC | 0.3 | 0.3 | 0 | 0 |  |  | 0 | 0 |  | IPP Non-CHP | N | OP |  | Internal Combustion (PRMVR=IC)
EXCLUDE | VA | Virginia Beach | 56693 | 24 | LFG | IC | 0.3 | 0.3 | 0 | 0 |  |  | 0 | 0 |  | IPP Non-CHP | N | OP |  | Internal Combustion (PRMVR=IC)
EXCLUDE | VA | Virginia Beach | 56693 | 25 | LFG | IC | 0.3 | 0.3 | 0 | 0 |  |  | 0 | 0 |  | IPP Non-CHP | N | OP |  | Internal Combustion (PRMVR=IC)
EXCLUDE | VA | Virginia Beach | 56693 | 26 | LFG | IC | 0.3 | 0.3 | 0 | 0 |  |  | 0 | 0 |  | IPP Non-CHP | N | OP |  | Internal Combustion (PRMVR=IC)
EXCLUDE | VA | Virginia Beach | 56693 | 27 | LFG | IC | 0.3 | 0.3 | 0 | 0 |  |  | 0 | 0 |  | IPP Non-CHP | N | OP |  | Internal Combustion (PRMVR=IC)
EXCLUDE | VA | Virginia Beach | 56693 | 28 | LFG | IC | 0.3 | 0.3 | 0 | 0 |  |  | 0 | 0 |  | IPP Non-CHP | N | OP |  | Internal Combustion (PRMVR=IC)
EXCLUDE | VA | Virginia Beach | 56693 | 29 | LFG | IC | 0.3 | 0.3 | 0 | 0 |  |  | 0 | 0 |  | IPP Non-CHP | N | OP |  | Internal Combustion (PRMVR=IC)
EXCLUDE | VA | Virginia Beach | 56693 | 30 | LFG | IC | 0.3 | 0.3 | 0 | 0 |  |  | 0 | 0 |  | IPP Non-CHP | N | OP |  | Internal Combustion (PRMVR=IC)
EXCLUDE | VA | Virginia Beach | 56693 | 31 | LFG | IC | 0.3 | 0.3 | 0 | 0 |  |  | 0 | 0 |  | IPP Non-CHP | N | OP |  | Internal Combustion (PRMVR=IC)
EXCLUDE | VA | Virginia Beach | 56693 | 32 | LFG | IC | 0.3 | 0.3 | 0 | 0 |  |  | 0 | 0 |  | IPP Non-CHP | N | OP |  | Internal Combustion (PRMVR=IC)
EXCLUDE | VA | Virginia Beach | 56693 | 33 | LFG | IC | 0.3 | 0.3 | 0 | 0 |  |  | 0 | 0 |  | IPP Non-CHP | N | OP |  | Internal Combustion (PRMVR=IC)
EXCLUDE | VA | Virginia Beach | 56693 | 34 | LFG | IC | 0.3 | 0.3 | 0 | 0 |  |  | 0 | 0 |  | IPP Non-CHP | N | OP |  | Internal Combustion (PRMVR=IC)
EXCLUDE | VA | Virginia Beach | 56693 | 35 | LFG | IC | 0.3 | 0.3 | 0 | 0 |  |  | 0 | 0 |  | IPP Non-CHP | N | OP |  | Internal Combustion (PRMVR=IC)
EXCLUDE | VA | Virginia Beach | 56693 | 36 | LFG | IC | 0.3 | 0.3 | 0 | 0 |  |  | 0 | 0 |  | IPP Non-CHP | N | OP |  | Internal Combustion (PRMVR=IC)
EXCLUDE | VA | Virginia Tech Power Plant | 56785 | WG01 | BIT | ST | 6.3 | 2.5 | 0 | 25969.81 | 0.15348 | 651616.2949 | 169203.1691 | 121981.1239 |  | Commercial CHP | Y | OP |  | Steam unit (PRMVR=ST) under 25MW/250 MMBtu/hr
EXCLUDE | VA | VMEA 1 Credit Gen | 7440 | V10 | DFO | IC | 1.6 | 1.5 | 0 | 0 |  |  | 0 | 0 |  | Electric Utility | N | OP |  | Internal Combustion (PRMVR=IC)
EXCLUDE | VA | VMEA 1 Credit Gen | 7440 | V3 | DFO | IC | 1.6 | 1.5 | 0 | 0 |  |  | 0 | 0 |  | Electric Utility | N | OP |  | Internal Combustion (PRMVR=IC)
EXCLUDE | VA | VMEA 1 Credit Gen | 7440 | V4 | DFO | IC | 1.6 | 1.5 | 0 | 0 |  |  | 0 | 0 |  | Electric Utility | N | OP |  | Internal Combustion (PRMVR=IC)
EXCLUDE | VA | VMEA 1 Credit Gen | 7440 | V5 | DFO | IC | 1.6 | 1.5 | 0 | 0 |  |  | 0 | 0 |  | Electric Utility | N | OP |  | Internal Combustion (PRMVR=IC)
EXCLUDE | VA | VMEA 1 Credit Gen | 7440 | V6 | DFO | IC | 1.6 | 1.5 | 0 | 0 |  |  | 0 | 0 |  | Electric Utility | N | OP |  | Internal Combustion (PRMVR=IC)
EXCLUDE | VA | VMEA 1 Credit Gen | 7440 | V7 | DFO | IC | 1.6 | 1.5 | 0 | 0 |  |  | 0 | 0 |  | Electric Utility | N | OP |  | Internal Combustion (PRMVR=IC)
EXCLUDE | VA | VMEA 1 Credit Gen | 7440 | V8 | DFO | IC | 1.6 | 1.5 | 0 | 0 |  |  | 0 | 0 |  | Electric Utility | N | OP |  | Internal Combustion (PRMVR=IC)
EXCLUDE | VA | VMEA 1 Credit Gen | 7440 | V9 | DFO | IC | 1.6 | 1.5 | 0 | 0 |  |  | 0 | 0 |  | Electric Utility | N | RE | 2007 | Internal Combustion (PRMVR=IC)
EXCLUDE | VA | VMEA 1 Credit Gen | 7440 | V9-1 | DFO | IC | 2 | 1.8 | 0 | 0 |  |  | 0 | 0 |  | Electric Utility | N | OP |  | Internal Combustion (PRMVR=IC)
EXCLUDE | VA | VMEA Peaking Gen | 7441 | V1 | DFO | IC | 1.6 | 1.5 | 0 | 0 |  |  | 0 | 0 |  | Electric Utility | N | OP |  | Internal Combustion (PRMVR=IC)
EXCLUDE | VA | VMEA Peaking Gen | 7441 | V11 | DFO | IC | 1.6 | 1.5 | 0 | 0 |  |  | 0 | 0 |  | Electric Utility | N | OP |  | Internal Combustion (PRMVR=IC)
EXCLUDE | VA | VMEA Peaking Gen | 7441 | V12 | DFO | IC | 1.6 | 1.5 | 0 | 0 |  |  | 0 | 0 |  | Electric Utility | N | OP |  | Internal Combustion (PRMVR=IC)
EXCLUDE | VA | VMEA Peaking Gen | 7441 | V2 | DFO | IC | 1.6 | 1.5 | 0 | 0 |  |  | 0 | 0 |  | Electric Utility | N | OP |  | Internal Combustion (PRMVR=IC)
EXCLUDE | VA | Warren County VA | 55939 | CT01 | NG | CC | 256 | 256 | 0 | 0 |  |  | 0 | 0 |  | Electric Utility | N | T |  | Status of operation (IP,L,P,T,or U)
EXCLUDE | VA | Warren County VA | 55939 | CT02 | NG | CC | 256 | 256 | 0 | 0 |  |  | 0 | 0 |  | Electric Utility | N | T |  | Status of operation (IP,L,P,T,or U)
EXCLUDE | VA | Warren County VA | 55939 | CT03 | NG | CC | 256 | 256 | 0 | 0 |  |  | 0 | 0 |  | Electric Utility | N | T |  | Status of operation (IP,L,P,T,or U)
EXCLUDE | VA | Warren County VA | 55939 | ST01 | NG | CC | 561 | 561 | 0 | 0 |  |  | 0 | 0 |  | Electric Utility | N | T |  | Status of operation (IP,L,P,T,or U)
EXCLUDE | VA | Waste Management Bethel LFGTE | 56531 | GEN1 | LFG | IC | 0.8 | 0.8 | 0 | 0 |  |  | 0 | 0 |  | IPP Non-CHP | N | OP |  | Internal Combustion (PRMVR=IC)
EXCLUDE | VA | Waste Management Bethel LFGTE | 56531 | GEN2 | LFG | IC | 0.8 | 0.8 | 0 | 0 |  |  | 0 | 0 |  | IPP Non-CHP | N | OP |  | Internal Combustion (PRMVR=IC)
EXCLUDE | VA | Waste Management Bethel LFGTE | 56531 | GEN3 | LFG | IC | 0.8 | 0.8 | 0 | 0 |  |  | 0 | 0 |  | IPP Non-CHP | N | OP |  | Internal Combustion (PRMVR=IC)
EXCLUDE | VA | Waste Management Bethel LFGTE | 56531 | GEN4 | LFG | IC | 0.8 | 0.8 | 0 | 0 |  |  | 0 | 0 |  | IPP Non-CHP | N | OP |  | Internal Combustion (PRMVR=IC)
EXCLUDE | VA | Waste Management Bethel LFGTE | 56531 | GEN5 | LFG | IC | 0.8 | 0.8 | 0 | 0 |  |  | 0 | 0 |  | IPP Non-CHP | N | OP |  | Internal Combustion (PRMVR=IC)
EXCLUDE | VA | Waste Management Bethel LFGTE | 56531 | GEN6 | LFG | IC | 0.8 | 0.8 | 0 | 0 |  |  | 0 | 0 |  | IPP Non-CHP | N | OP |  | Internal Combustion (PRMVR=IC)
EXCLUDE | VA | Waste Management King George LFGTE | 57022 | GEN1 | LFG | GT | 3.3 | 2.8 | 0 | 18581.75 |  |  | 18581.75 | 17123.7296 |  | IPP Non-CHP | N | OP |  | Non Fossil fuel type
EXCLUDE | VA | Waste Management King George LFGTE | 57022 | GEN2 | LFG | GT | 3.3 | 2.8 | 0 | 18581.75 |  |  | 18581.75 | 17123.7296 |  | IPP Non-CHP | N | OP |  | Non Fossil fuel type
EXCLUDE | VA | Waste Management King George LFGTE | 57022 | GEN3 | LFG | GT | 3.3 | 2.8 | 0 | 18581.75 |  |  | 18581.75 | 17123.7296 |  | IPP Non-CHP | N | OP |  | Non Fossil fuel type
EXCLUDE | VA | Waste Management King George LFGTE | 57022 | GEN4 | LFG | GT | 3.3 | 2.9 | 0 | 18581.75 |  |  | 18581.75 | 17123.7296 |  | IPP Non-CHP | N | OP |  | Non Fossil fuel type
EXCLUDE | VA | Waste Management Middle Peninsula LFGTE | 57018 | GEN1 | LFG | IC | 0.8 | 0.8 | 0 | 0 |  |  | 0 | 0 |  | IPP Non-CHP | N | OP |  | Internal Combustion (PRMVR=IC)
EXCLUDE | VA | Waste Management Middle Peninsula LFGTE | 57018 | GEN2 | LFG | IC | 0.8 | 0.8 | 0 | 0 |  |  | 0 | 0 |  | IPP Non-CHP | N | OP |  | Internal Combustion (PRMVR=IC)
EXCLUDE | VA | Waste Management Middle Peninsula LFGTE | 57018 | GEN3 | LFG | IC | 0.8 | 0.8 | 0 | 0 |  |  | 0 | 0 |  | IPP Non-CHP | N | OP |  | Internal Combustion (PRMVR=IC)
EXCLUDE | VA | Waste Management Middle Peninsula LFGTE | 57018 | GEN4 | LFG | IC | 0.8 | 0.8 | 0 | 0 |  |  | 0 | 0 |  | IPP Non-CHP | N | OP |  | Internal Combustion (PRMVR=IC)
EXCLUDE | VA | Waste Management Middle Peninsula LFGTE | 57018 | GEN5 | LFG | IC | 0.8 | 0.8 | 0 | 0 |  |  | 0 | 0 |  | IPP Non-CHP | N | OP |  | Internal Combustion (PRMVR=IC)
EXCLUDE | VA | Waste Management Middle Peninsula LFGTE | 57018 | GEN6 | LFG | IC | 0.8 | 0.8 | 0 | 0 |  |  | 0 | 0 |  | IPP Non-CHP | N | OP |  | Internal Combustion (PRMVR=IC)
EXCLUDE | VA | Waste Management Middle Peninsula LFGTE | 57018 | GEN7 | LFG | IC | 0.8 | 0.8 | 0 | 0 |  |  | 0 | 0 |  | IPP Non-CHP | N | OP |  | Internal Combustion (PRMVR=IC)
EXCLUDE | VA | Waste Management Middle Peninsula LFGTE | 57018 | GEN8 | LFG | IC | 0.8 | 0.8 | 0 | 0 |  |  | 0 | 0 |  | IPP Non-CHP | N | OP |  | Internal Combustion (PRMVR=IC)
EXCLUDE | VA | Water Treatment Plant Generators | 56368 | WP1 | DFO | IC | 1.8 | 1.7 | 0 | 0 |  |  | 0 | 0 |  | Electric Utility | N | OP |  | Internal Combustion (PRMVR=IC)
EXCLUDE | VA | Waynesboro Virginia Plant | 10796 | GEN1 | BIT | ST | 3 | 3 | 0 | 0 | 0 |  |  | 0 |  | Industrial CHP | Y | RE | 2010 | Steam unit (PRMVR=ST) under 25MW/250 MMBtu/hr
EXCLUDE | VA | Waynesboro Virginia Plant | 10796 | GEN2 | BIT | ST | 3 | 3 | 0 | 0 | 0 |  |  | 0 |  | Industrial CHP | Y | RE | 2010 | Steam unit (PRMVR=ST) under 25MW/250 MMBtu/hr
EXCLUDE | VA | Waynesboro Virginia Plant | 10796 | GEN3 | BIT | ST | 3 | 3 | 0 | 0 | 0 |  |  | 0 |  | Industrial CHP | Y | RE | 2008 | Steam unit (PRMVR=ST) under 25MW/250 MMBtu/hr
EXCLUDE | VA | Waynesboro Virginia Plant | 10796 | GEN4 | BIT | ST | 3.4 | 3 | 0 | 0 | 0 |  |  | 0 |  | Industrial CHP | Y | RE | 2010 | Steam unit (PRMVR=ST) under 25MW/250 MMBtu/hr
EXCLUDE | VA | West Point Mill | 10017 | GEN8 | BLQ | ST | 5 | 5 | 0 | 7594 | 0.1457 | 202562.3558 | 52119.723 | 26418.8315 |  | Industrial CHP | Y | SB |  | Steam unit (PRMVR=ST) under 25MW/250 MMBtu/hr
EXCLUDE | VA | West Point Mill | 10017 | GEN9 | BLQ | ST | 10 | 10 | 0 | 43902 | 0.1457 | 1171041.947 | 301311.5722 | 152731.0428 |  | Industrial CHP | Y | OP |  | Steam unit (PRMVR=ST) under 25MW/250 MMBtu/hr
EXCLUDE | VA | West Point Mill | 10017 | GN10 | BLQ | ST | 25 | 25 | 0 | 114625 | 0.1457 | 3057507.2474 | 786703.0878 | 398769.8915 |  | Industrial CHP | Y | OP |  | Commercial/Industrial Unit
EXCLUDE | VA | West Point Mill | 10017 | GN11 | BLQ | ST | 15 | 15 | 0 | 129005 | 0.1457 | 3441079.367 | 885397.0062 | 448796.5964 |  | Industrial CHP | Y | OP |  | Steam unit (PRMVR=ST) under 25MW/250 MMBtu/hr
EXCLUDE | VA | West Point Mill | 10017 | GN12 | BLQ | ST | 46 | 46 | 0 | 256168 | 0.1457 | 6833025.2261 | 1758151.8569 | 891185.0432 |  | Industrial CHP | Y | OP |  | Commercial/Industrial Unit
EXCLUDE | VA | Wheelabrator Portsmouth | 54998 | 1410 | MSB | ST | 20 | 15.5 | 0 | 58058 | 0.40189 | 393084.121 | 144462.7745 | 163824.2474 |  | Commercial CHP | Y | OP |  | Non Fossil fuel type
EXCLUDE | VA | Wheelabrator Portsmouth | 54998 | 1420 | MSB | ST | 20 | 15.5 | 0 | 78519 | 0.40189 | 531616.1786 | 195374.8423 | 221559.752 |  | Commercial CHP | Y | OP |  | Non Fossil fuel type
EXCLUDE | VA | Wheelabrator Portsmouth | 54998 | 1430 | MSB | ST | 20 | 15.5 | 0 | 60604 | 0.40189 | 410321.9207 | 150797.8571 | 171008.3828 |  | Commercial CHP | Y | OP |  | Non Fossil fuel type
SSTLOGN | VA | Wolf Hills Energy | 55285 | WHG1 | NG | GT | 57 | 50 | 520 | 8872.8 |  |  | 8872.8 | 6013.26 |  | Electric Utility/IPP Non-CHP | N | OP
SSTLOGN | VA | Wolf Hills Energy | 55285 | WHG2 | NG | GT | 57 | 50 | 520 | 8872.8 |  |  | 8872.8 | 6013.26 |  | Electric Utility/IPP Non-CHP | N | OP
SSTLOGN | VA | Wolf Hills Energy | 55285 | WHG3 | NG | GT | 57 | 50 | 520 | 8872.8 |  |  | 8872.8 | 6013.26 |  | Electric Utility/IPP Non-CHP | N | OP
SSTLOGN | VA | Wolf Hills Energy | 55285 | WHG4 | NG | GT | 57 | 50 | 520 | 8872.8 |  |  | 8872.8 | 6013.26 |  | Electric Utility/IPP Non-CHP | N | OP
SSTLOGN | VA | Wolf Hills Energy | 55285 | WHG5 | NG | GT | 57 | 50 | 520 | 8872.8 |  |  | 8872.8 | 6013.26 |  | Electric Utility/IPP Non-CHP | N | OP
EXCLUDE | VA | Wythe Park Power 3 Richmond Plant | 54047 | EXIS | DFO | IC | 3 | 3 | 0 | 0 |  |  | 0 | 0 |  | IPP Non-CHP | N | RE | 2010 | Internal Combustion (PRMVR=IC)
EXCLUDE | VA | Wythe Park Power Petersburg Plant | 54045 | 1 | WO | IC | 3 | 3 | 0 | 0 | 1 | 0 | 0 | 0 |  | IPP Non-CHP | Y | OP |  | Internal Combustion (PRMVR=IC)
COALST | VA | Yorktown | 3809 | 1 | BIT | ST | 187.5 | 159 | 1758 | 574847 |  |  | 574847 | 578640.066 |  | Electric Utility | N | OP | 2014
COALST | VA | Yorktown | 3809 | 2 | BIT | ST | 187.5 | 164 | 1865 | 647341 |  |  | 647341 | 638088.784 |  | Electric Utility | N | OP
OGST | VA | Yorktown | 3809 | 3 | RFO | ST | 882 | 818 | 8909 | 178553 |  |  | 178553 | 167719.238 |  | Electric Utility | N | OP
EXCLUDE | VT | Ascutney | 3708 | GT4 | DFO | GT | 13.2 | 9 | 0 | 0 |  |  | 0 | 0 |  | Electric Utility | N | OP |  | Simple Cycle Turbine (PRMVR=GT or OT) unit under 25MW
EXCLUDE | VT | Beaver Wood Energy Fair Haven, LLC | 57634 | GEN1 | OBS | ST | 34 | 29.5 | 0 | 0 | 0 |  |  | 0 |  | IPP CHP | Y | L |  | Non Fossil fuel type
EXCLUDE | VT | Beldens | 6451 | 1 | WAT | HY | 0.8 | 0.6 | 0 | 2860.4912 |  |  | 2860.4912 | 0 |  | Electric Utility | N | OP |  | Non Combustion (NUC, WAT, WND, GEO, or SUN)
EXCLUDE | VT | Beldens | 6451 | 2 | WAT | HY | 0.8 | 0.6 | 0 | 2860.4912 |  |  | 2860.4912 | 0 |  | Electric Utility | N | OP |  | Non Combustion (NUC, WAT, WND, GEO, or SUN)
EXCLUDE | VT | Beldens | 6451 | HC3 | WAT | HY | 4.1 | 3.2 | 0 | 14660.0175 |  |  | 14660.0175 | 0 |  | Electric Utility | N | OP |  | Non Combustion (NUC, WAT, WND, GEO, or SUN)
EXCLUDE | VT | Bellows Falls | 3745 | GEN1 | WAT | HY | 13.6 | 16.1 | 0 | 93377.6667 |  |  | 93377.6667 | 0 |  | IPP Non-CHP | N | OP |  | Non Combustion (NUC, WAT, WND, GEO, or SUN)
EXCLUDE | VT | Bellows Falls | 3745 | GEN2 | WAT | HY | 13.6 | 16.1 | 0 | 93377.6667 |  |  | 93377.6667 | 0 |  | IPP Non-CHP | N | OP |  | Non Combustion (NUC, WAT, WND, GEO, or SUN)
EXCLUDE | VT | Bellows Falls | 3745 | GEN3 | WAT | HY | 13.6 | 16.1 | 0 | 93377.6667 |  |  | 93377.6667 | 0 |  | IPP Non-CHP | N | OP |  | Non Combustion (NUC, WAT, WND, GEO, or SUN)
SSTLOGN | VT | Berlin 5 | 3734 | GT1 | KER | GT | 41.8 | 35 | 740.6 | 4716 |  |  | 4716 | 6166.9 |  | Electric Utility | N | OP
EXCLUDE | VT | Bolton Falls | 7056 | 1 | WAT | HY | 4.4 | 3.9 | 0 | 11853.5 |  |  | 11853.5 | 0 |  | Electric Utility | N | OP |  | Non Combustion (NUC, WAT, WND, GEO, or SUN)
EXCLUDE | VT | Bolton Falls | 7056 | 2 | WAT | HY | 4.4 | 3.9 | 0 | 11853.5 |  |  | 11853.5 | 0 |  | Electric Utility | N | OP |  | Non Combustion (NUC, WAT, WND, GEO, or SUN)
EXCLUDE | VT | Boltonville Hydro Associates | 50539 | 1 | WAT | HY | 0.5 | 0.5 | 0 | 2315 |  |  | 2315 | 0 |  | IPP Non-CHP | N | OP |  | Non Combustion (NUC, WAT, WND, GEO, or SUN)
EXCLUDE | VT | Boltonville Hydro Associates | 50539 | 2 | WAT | HY | 0.3 | 0.3 | 0 | 1389 |  |  | 1389 | 0 |  | IPP Non-CHP | N | OP |  | Non Combustion (NUC, WAT, WND, GEO, or SUN)
EXCLUDE | VT | Boltonville Hydro Associates | 50539 | 3 | WAT | HY | 0.3 | 0.3 | 0 | 1389 |  |  | 1389 | 0 |  | IPP Non-CHP | N | OP |  | Non Combustion (NUC, WAT, WND, GEO, or SUN)
SSTLOGN | VT | Burlington GT | 3754 | GT1 | RFO | GT | 25.5 | 20.1 | 361.4 | 225 |  |  | 225 | 370 |  | Electric Utility | N | OP
EXCLUDE | VT | Cadys Falls | 3765 | 1 | WAT | HY | 0.8 | 0.5 | 0 | 537.5 |  |  | 537.5 | 0 |  | Electric Utility | N | OP |  | Non Combustion (NUC, WAT, WND, GEO, or SUN)
EXCLUDE | VT | Cadys Falls | 3765 | 2 | WAT | HY | 0.8 | 0.6 | 0 | 537.5 |  |  | 537.5 | 0 |  | Electric Utility | N | OP |  | Non Combustion (NUC, WAT, WND, GEO, or SUN)
EXCLUDE | VT | Canaan | 3750 | 1 | WAT | HY | 1.1 | 1.1 | 0 | 6016 |  |  | 6016 | 0 |  | Electric Utility | N | OP |  | Non Combustion (NUC, WAT, WND, GEO, or SUN)
EXCLUDE | VT | Cavendish | 3710 | 1 | WAT | HY | 0.6 | 0.4 | 0 | 2550.3529 |  |  | 2550.3529 | 0 |  | Electric Utility | N | OP |  | Non Combustion (NUC, WAT, WND, GEO, or SUN)
EXCLUDE | VT | Cavendish | 3710 | 2 | WAT | HY | 0.6 | 0.4 | 0 | 2550.3529 |  |  | 2550.3529 | 0 |  | Electric Utility | N | OP |  | Non Combustion (NUC, WAT, WND, GEO, or SUN)
EXCLUDE | VT | Cavendish | 3710 | 3 | WAT | HY | 0.5 | 0.3 | 0 | 2125.2941 |  |  | 2125.2941 | 0 |  | Electric Utility | N | OP |  | Non Combustion (NUC, WAT, WND, GEO, or SUN)
EXCLUDE | VT | Chace Mill Winooski One | 54355 | GEN1 | WAT | HY | 2.5 | 2.5 | 0 | 11687.3333 |  |  | 11687.3333 | 0 |  | IPP Non-CHP | N | OP |  | Non Combustion (NUC, WAT, WND, GEO, or SUN)
EXCLUDE | VT | Chace Mill Winooski One | 54355 | GEN2 | WAT | HY | 2.5 | 2.5 | 0 | 11687.3333 |  |  | 11687.3333 | 0 |  | IPP Non-CHP | N | OP |  | Non Combustion (NUC, WAT, WND, GEO, or SUN)
EXCLUDE | VT | Chace Mill Winooski One | 54355 | GEN3 | WAT | HY | 2.5 | 2.5 | 0 | 11687.3333 |  |  | 11687.3333 | 0 |  | IPP Non-CHP | N | OP |  | Non Combustion (NUC, WAT, WND, GEO, or SUN)
EXCLUDE | VT | Chittenden County Solar Partners | 57481 | 1 | SUN | PV | 2.2 | 2.2 | 0 | 1815 |  |  | 1815 | 0 |  | IPP Non-CHP | N | OP |  | Non Combustion (NUC, WAT, WND, GEO, or SUN)
EXCLUDE | VT | Clark Falls | 3711 | 1 | WAT | HY | 3 | 3 | 0 | 18308 |  |  | 18308 | 0 |  | Electric Utility | N | OP |  | Non Combustion (NUC, WAT, WND, GEO, or SUN)
EXCLUDE | VT | Colchester 16 | 3735 | GT1 | DFO | GT | 18 | 8.5 | 0 | 0 |  |  | 0 | 1589.6875 |  | Electric Utility | N | OP |  | Simple Cycle Turbine (PRMVR=GT or OT) unit under 25MW
EXCLUDE | VT | Deweys Mill | 10137 | GEN1 | WAT | HY | 2.5 | 2.4 | 0 | 7325.8333 |  |  | 7325.8333 | 0 |  | IPP Non-CHP | N | OP |  | Non Combustion (NUC, WAT, WND, GEO, or SUN)
EXCLUDE | VT | Deweys Mill | 10137 | GEN2 | WAT | HY | 0.5 | 0.5 | 0 | 1465.1667 |  |  | 1465.1667 | 0 |  | IPP Non-CHP | N | OP |  | Non Combustion (NUC, WAT, WND, GEO, or SUN)
EXCLUDE | VT | East Barnet | 788 | 1 | WAT | HY | 2.2 | 1.9 | 0 | 8971 |  |  | 8971 | 0 |  | Electric Utility | N | OP |  | Non Combustion (NUC, WAT, WND, GEO, or SUN)
EXCLUDE | VT | Essex Junction 19 | 3737 | H1 | WAT | HY | 1.8 | 1.8 | 0 | 9879.975 |  |  | 9879.975 | 0 |  | Electric Utility | N | OP |  | Non Combustion (NUC, WAT, WND, GEO, or SUN)
EXCLUDE | VT | Essex Junction 19 | 3737 | H2 | WAT | HY | 1.8 | 1.8 | 0 | 9879.975 |  |  | 9879.975 | 0 |  | Electric Utility | N | OP |  | Non Combustion (NUC, WAT, WND, GEO, or SUN)
EXCLUDE | VT | Essex Junction 19 | 3737 | H3 | WAT | HY | 1.8 | 1.8 | 0 | 9879.975 |  |  | 9879.975 | 0 |  | Electric Utility | N | OP |  | Non Combustion (NUC, WAT, WND, GEO, or SUN)
EXCLUDE | VT | Essex Junction 19 | 3737 | H4 | WAT | HY | 1.8 | 1.8 | 0 | 9879.975 |  |  | 9879.975 | 0 |  | Electric Utility | N | OP |  | Non Combustion (NUC, WAT, WND, GEO, or SUN)
EXCLUDE | VT | Essex Junction 19 | 3737 | H9 | WAT | HY | 0.8 | 0.8 | 0 | 4391.1 |  |  | 4391.1 | 0 |  | Electric Utility | N | OP |  | Non Combustion (NUC, WAT, WND, GEO, or SUN)
EXCLUDE | VT | Essex Junction 19 | 3737 | IC5 | DFO | IC | 1 | 1 | 0 | 0 |  |  | 0 | 0 |  | Electric Utility | N | RE | 2007 | Internal Combustion (PRMVR=IC)
EXCLUDE | VT | Essex Junction 19 | 3737 | IC-5 | DFO | IC | 2 | 1.8 | 0 | 0 |  |  | 0 | 0 |  | Electric Utility | N | OP |  | Internal Combustion (PRMVR=IC)
EXCLUDE | VT | Essex Junction 19 | 3737 | IC6 | DFO | IC | 1 | 1 | 0 | 0 |  |  | 0 | 0 |  | Electric Utility | N | RE | 2007 | Internal Combustion (PRMVR=IC)
EXCLUDE | VT | Essex Junction 19 | 3737 | IC-6 | DFO | IC | 2 | 1.8 | 0 | 0 |  |  | 0 | 0 |  | Electric Utility | N | OP |  | Internal Combustion (PRMVR=IC)
EXCLUDE | VT | Essex Junction 19 | 3737 | IC7 | DFO | IC | 1 | 1 | 0 | 0 |  |  | 0 | 0 |  | Electric Utility | N | RE | 2007 | Internal Combustion (PRMVR=IC)
EXCLUDE | VT | Essex Junction 19 | 3737 | IC-7 | DFO | IC | 2 | 1.8 | 0 | 0 |  |  | 0 | 0 |  | Electric Utility | N | OP |  | Internal Combustion (PRMVR=IC)
EXCLUDE | VT | Essex Junction 19 | 3737 | IC8 | DFO | IC | 1 | 1 | 0 | 0 |  |  | 0 | 0 |  | Electric Utility | N | RE | 2007 | Internal Combustion (PRMVR=IC)
EXCLUDE | VT | Essex Junction 19 | 3737 | IC-8 | DFO | IC | 2 | 1.8 | 0 | 0 |  |  | 0 | 0 |  | Electric Utility | N | OP |  | Internal Combustion (PRMVR=IC)
EXCLUDE | VT | Fairfax Falls | 3712 | 1 | WAT | HY | 1.4 | 2 | 0 | 9976 |  |  | 9976 | 0 |  | Electric Utility | N | OP |  | Non Combustion (NUC, WAT, WND, GEO, or SUN)
EXCLUDE | VT | Fairfax Falls | 3712 | 2 | WAT | HY | 2.1 | 2 | 0 | 14964 |  |  | 14964 | 0 |  | Electric Utility | N | OP |  | Non Combustion (NUC, WAT, WND, GEO, or SUN)
EXCLUDE | VT | Florence | 7337 | 1 | DFO | GT | 4.6 | 3 | 0 | 0 |  |  | 0 | 0 |  | Electric Utility | N | OP |  | Simple Cycle Turbine (PRMVR=GT or OT) unit under 25MW
EXCLUDE | VT | Florence | 7337 | 2 | DFO | GT | 4.6 | 2.9 | 0 | 0 |  |  | 0 | 0 |  | Electric Utility | N | OP |  | Simple Cycle Turbine (PRMVR=GT or OT) unit under 25MW
EXCLUDE | VT | Gilman Mill | 10608 | GEN1 | WAT | HY | 2.2 | 2.1 | 0 | 10950.5 |  |  | 10950.5 | 0 |  | Industrial CHP | N | OP |  | Non Combustion (NUC, WAT, WND, GEO, or SUN)
EXCLUDE | VT | Gilman Mill | 10608 | GEN2 | WAT | HY | 1 | 0.9 | 0 | 4977.5 |  |  | 4977.5 | 0 |  | Industrial CHP | N | OP |  | Non Combustion (NUC, WAT, WND, GEO, or SUN)
EXCLUDE | VT | Gilman Mill | 10608 | GEN3 | WAT | HY | 0.8 | 0.7 | 0 | 3982 |  |  | 3982 | 0 |  | Industrial CHP | N | OP |  | Non Combustion (NUC, WAT, WND, GEO, or SUN)
EXCLUDE | VT | Gilman Mill | 10608 | GEN4 | WAT | HY | 0.8 | 0.6 | 0 | 3982 |  |  | 3982 | 0 |  | Industrial CHP | N | OP |  | Non Combustion (NUC, WAT, WND, GEO, or SUN)
EXCLUDE | VT | Gilman Mill | 10608 | GEN5 | WDS | ST | 4 | 3.7 | 0 | 0 | 0 |  |  | 0 |  | Industrial CHP | Y | OS |  | Non Fossil fuel type
EXCLUDE | VT | Glen | 3714 | 1 | WAT | HY | 1 | 1 | 0 | 3933.5 |  |  | 3933.5 | 0 |  | Electric Utility | N | OP |  | Non Combustion (NUC, WAT, WND, GEO, or SUN)
EXCLUDE | VT | Glen | 3714 | 2 | WAT | HY | 1 | 1 | 0 | 3933.5 |  |  | 3933.5 | 0 |  | Electric Utility | N | OP |  | Non Combustion (NUC, WAT, WND, GEO, or SUN)
EXCLUDE | VT | Gorge 18 | 6475 | 1 | WAT | HY | 3 | 3 | 0 | 9652 |  |  | 9652 | 0 |  | Electric Utility | N | OP |  | Non Combustion (NUC, WAT, WND, GEO, or SUN)
EXCLUDE | VT | Great Falls | 3762 | 1 | WAT | HY | 0.3 | 0.3 | 0 | 383.3684 |  |  | 383.3684 | 0 |  | Electric Utility | N | OP |  | Non Combustion (NUC, WAT, WND, GEO, or SUN)
EXCLUDE | VT | Great Falls | 3762 | 2 | WAT | HY | 0.3 | 0.3 | 0 | 383.3684 |  |  | 383.3684 | 0 |  | Electric Utility | N | OP |  | Non Combustion (NUC, WAT, WND, GEO, or SUN)
EXCLUDE | VT | Great Falls | 3762 | 3 | WAT | HY | 1.3 | 1.3 | 0 | 1661.2632 |  |  | 1661.2632 | 0 |  | Electric Utility | N | OP |  | Non Combustion (NUC, WAT, WND, GEO, or SUN)
EXCLUDE | VT | Harriman | 3746 | GEN1 | WAT | HY | 11.2 | 13.7 | 0 | 45722 |  |  | 45722 | 0 |  | IPP Non-CHP | N | OP |  | Non Combustion (NUC, WAT, WND, GEO, or SUN)
EXCLUDE | VT | Harriman | 3746 | GEN2 | WAT | HY | 11.2 | 13.7 | 0 | 45722 |  |  | 45722 | 0 |  | IPP Non-CHP | N | OP |  | Non Combustion (NUC, WAT, WND, GEO, or SUN)
EXCLUDE | VT | Harriman | 3746 | GEN3 | WAT | HY | 11.2 | 13.7 | 0 | 45722 |  |  | 45722 | 0 |  | IPP Non-CHP | N | OP |  | Non Combustion (NUC, WAT, WND, GEO, or SUN)
EXCLUDE | VT | Highgate Falls | 6618 | 1 | WAT | HY | 1.1 | 1 | 0 | 5053.955 |  |  | 5053.955 | 0 |  | Electric Utility | N | OP |  | Non Combustion (NUC, WAT, WND, GEO, or SUN)
EXCLUDE | VT | Highgate Falls | 6618 | 2 | WAT | HY | 1 | 1 | 0 | 4594.5045 |  |  | 4594.5045 | 0 |  | Electric Utility | N | OP |  | Non Combustion (NUC, WAT, WND, GEO, or SUN)
EXCLUDE | VT | Highgate Falls | 6618 | 3 | WAT | HY | 3.2 | 2.9 | 0 | 14702.4144 |  |  | 14702.4144 | 0 |  | Electric Utility | N | OP |  | Non Combustion (NUC, WAT, WND, GEO, or SUN)
EXCLUDE | VT | Highgate Falls | 6618 | 4 | WAT | HY | 5.8 | 4.8 | 0 | 26648.1261 |  |  | 26648.1261 | 0 |  | Electric Utility | N | OP |  | Non Combustion (NUC, WAT, WND, GEO, or SUN)
EXCLUDE | VT | Huntington Falls | 50713 | GEN1 | WAT | HY | 0.8 | 0.8 | 0 | 2177.9649 |  |  | 2177.9649 | 0 |  | Electric Utility | N | OP |  | Non Combustion (NUC, WAT, WND, GEO, or SUN)
EXCLUDE | VT | Huntington Falls | 50713 | GEN2 | WAT | HY | 0.8 | 0.8 | 0 | 2177.9649 |  |  | 2177.9649 | 0 |  | Electric Utility | N | OP |  | Non Combustion (NUC, WAT, WND, GEO, or SUN)
EXCLUDE | VT | Huntington Falls | 50713 | GEN3 | WAT | HY | 4.1 | 3.9 | 0 | 11162.0702 |  |  | 11162.0702 | 0 |  | Electric Utility | N | OP |  | Non Combustion (NUC, WAT, WND, GEO, or SUN)
EXCLUDE | VT | J C McNeil | 589 | 1 | WDS | ST | 59.5 | 52 | 842 | 227439 |  |  | 227439 | 383921.725 |  | Electric Utility | N | OP |  | Non Fossil fuel type
EXCLUDE | VT | Kingdom Community Wind | 57979 | KCW | WND | WT | 65 | 13 | 0 | 0 |  |  | 0 | 0 |  | Electric Utility | N | U |  | Non Combustion (NUC, WAT, WND, GEO, or SUN)
EXCLUDE | VT | Lower Middlebury | 3716 | 1 | WAT | HY | 0.8 | 0.6 | 0 | 3741.6667 |  |  | 3741.6667 | 0 |  | Electric Utility | N | OP |  | Non Combustion (NUC, WAT, WND, GEO, or SUN)
EXCLUDE | VT | Lower Middlebury | 3716 | 2 | WAT | HY | 0.8 | 0.6 | 0 | 3741.6667 |  |  | 3741.6667 | 0 |  | Electric Utility | N | OP |  | Non Combustion (NUC, WAT, WND, GEO, or SUN)
EXCLUDE | VT | Lower Middlebury | 3716 | 3 | WAT | HY | 0.8 | 0.8 | 0 | 3741.6667 |  |  | 3741.6667 | 0 |  | Electric Utility | N | OP |  | Non Combustion (NUC, WAT, WND, GEO, or SUN)
EXCLUDE | VT | Marshfield 6 | 3739 | 1 | WAT | HY | 5 | 5 | 0 | 9147 |  |  | 9147 | 0 |  | Electric Utility | N | OP |  | Non Combustion (NUC, WAT, WND, GEO, or SUN)
EXCLUDE | VT | Middlebury College | 57804 | 1 | RFO | ST | 0.2 |  | 0 | 481.7262 |  |  | 481.7262 | 3402.9166 |  | Commercial Non-CHP | N | OP |  | Steam unit (PRMVR=ST) under 25MW/250 MMBtu/hr
EXCLUDE | VT | Middlebury College | 57804 | 2 | RFO | ST | 0.6 | 0.4 | 0 | 1445.1788 |  |  | 1445.1788 | 10208.7499 |  | Commercial Non-CHP | N | OP |  | Steam unit (PRMVR=ST) under 25MW/250 MMBtu/hr
EXCLUDE | VT | Middlebury College | 57804 | 3 | RFO | ST | 0.8 | 0.3 | 0 | 1926.905 |  |  | 1926.905 | 13611.6665 |  | Commercial Non-CHP | N | OP |  | Steam unit (PRMVR=ST) under 25MW/250 MMBtu/hr
EXCLUDE | VT | Middlesex 2 | 3740 | 1 | WAT | HY | 1.6 | 1.6 | 0 | 7766.5 |  |  | 7766.5 | 0 |  | Electric Utility | N | OP |  | Non Combustion (NUC, WAT, WND, GEO, or SUN)
EXCLUDE | VT | Middlesex 2 | 3740 | 2 | WAT | HY | 1.6 | 1.6 | 0 | 7766.5 |  |  | 7766.5 | 0 |  | Electric Utility | N | OP |  | Non Combustion (NUC, WAT, WND, GEO, or SUN)
EXCLUDE | VT | Milton | 3717 | 1 | WAT | HY | 3.7 | 3.5 | 0 | 23332 |  |  | 23332 | 0 |  | Electric Utility | N | OP |  | Non Combustion (NUC, WAT, WND, GEO, or SUN)
EXCLUDE | VT | Milton | 3717 | 2 | WAT | HY | 3.7 | 3.5 | 0 | 23332 |  |  | 23332 | 0 |  | Electric Utility | N | OP |  | Non Combustion (NUC, WAT, WND, GEO, or SUN)
EXCLUDE | VT | Moretown | 56891 | GEN1 | LFG | IC | 1.6 | 1.6 | 0 | 0 |  |  | 0 | 0 |  | IPP Non-CHP | N | OP |  | Internal Combustion (PRMVR=IC)
EXCLUDE | VT | Moretown | 56891 | GEN2 | LFG | IC | 1.6 | 1.6 | 0 | 0 |  |  | 0 | 0 |  | IPP Non-CHP | N | OP |  | Internal Combustion (PRMVR=IC)
EXCLUDE | VT | Moretown Generating Station | 52033 | 1 | WAT | HY | 1.2 | 0.3 | 0 | 1873 |  |  | 1873 | 0 |  | IPP Non-CHP | N | OP |  | Non Combustion (NUC, WAT, WND, GEO, or SUN)
EXCLUDE | VT | Morrisville | 3764 | 1 | WAT | HY | 0.6 | 0.5 | 0 | 1619.6667 |  |  | 1619.6667 | 0 |  | Electric Utility | N | OP |  | Non Combustion (NUC, WAT, WND, GEO, or SUN)
EXCLUDE | VT | Morrisville | 3764 | 2 | WAT | HY | 1.2 | 1 | 0 | 3239.3333 |  |  | 3239.3333 | 0 |  | Electric Utility | N | OP |  | Non Combustion (NUC, WAT, WND, GEO, or SUN)
EXCLUDE | VT | Newport | 3731 | 1 | WAT | HY | 1.7 | 1.7 | 0 | 8106.025 |  |  | 8106.025 | 0 |  | IPP Non-CHP | N | OP |  | Non Combustion (NUC, WAT, WND, GEO, or SUN)
EXCLUDE | VT | Newport | 3731 | 2 | WAT | HY | 1.7 | 1.7 | 0 | 8106.025 |  |  | 8106.025 | 0 |  | IPP Non-CHP | N | OP |  | Non Combustion (NUC, WAT, WND, GEO, or SUN)
EXCLUDE | VT | Newport | 3731 | 3 | WAT | HY | 0.6 | 0.6 | 0 | 2860.95 |  |  | 2860.95 | 0 |  | IPP Non-CHP | N | OP |  | Non Combustion (NUC, WAT, WND, GEO, or SUN)
EXCLUDE | VT | Newport Diesels | 3730 | 4 | DFO | IC | 0.9 | 0.9 | 0 | 0 |  |  | 0 | 0 |  | IPP Non-CHP | N | RE | 2007 | Internal Combustion (PRMVR=IC)
EXCLUDE | VT | Newport Diesels | 3730 | 5 | DFO | IC | 0.9 | 0.9 | 0 | 0 |  |  | 0 | 0 |  | IPP Non-CHP | N | RE | 2007 | Internal Combustion (PRMVR=IC)
EXCLUDE | VT | Newport Diesels | 3730 | 6 | DFO | IC | 0.9 | 0.9 | 0 | 0 |  |  | 0 | 0 |  | IPP Non-CHP | N | RE | 2007 | Internal Combustion (PRMVR=IC)
EXCLUDE | VT | Newport Diesels | 3730 | 7 | DFO | IC | 0.9 | 0.9 | 0 | 0 |  |  | 0 | 0 |  | IPP Non-CHP | N | RE | 2007 | Internal Combustion (PRMVR=IC)
EXCLUDE | VT | Newport Diesels | 3730 | 8 | DFO | IC | 1.1 | 1 | 0 | 0 |  |  | 0 | 0 |  | IPP Non-CHP | N | RE | 2007 | Internal Combustion (PRMVR=IC)
EXCLUDE | VT | Newport Diesels | 3730 | 9 | DFO | IC | 1.1 | 1 | 0 | 0 |  |  | 0 | 0 |  | IPP Non-CHP | N | RE | 2007 | Internal Combustion (PRMVR=IC)
EXCLUDE | VT | Newport Diesels | 3730 | 10 | DFO | IC | 1.1 | 1 | 0 | 0 |  |  | 0 | 0 |  | IPP Non-CHP | N | RE | 2007 | Internal Combustion (PRMVR=IC)
EXCLUDE | VT | Ottauquechee Hydro | 50126 | 1 | WAT | HY | 1.2 | 1.1 | 0 | 3657.3333 |  |  | 3657.3333 | 0 |  | IPP Non-CHP | N | OP |  | Non Combustion (NUC, WAT, WND, GEO, or SUN)
EXCLUDE | VT | Ottauquechee Hydro | 50126 | 2 | WAT | HY | 0.6 | 0.6 | 0 | 1828.6667 |  |  | 1828.6667 | 0 |  | IPP Non-CHP | N | OP |  | Non Combustion (NUC, WAT, WND, GEO, or SUN)
EXCLUDE | VT | Peterson | 3720 | 1 | WAT | HY | 6.3 | 5.8 | 0 | 32147 |  |  | 32147 | 0 |  | Electric Utility | N | OP |  | Non Combustion (NUC, WAT, WND, GEO, or SUN)
EXCLUDE | VT | Pittsford | 3722 | 1 | WAT | HY | 1.3 | 1.3 | 0 | 3833.5556 |  |  | 3833.5556 | 0 |  | Electric Utility | N | OP |  | Non Combustion (NUC, WAT, WND, GEO, or SUN)
EXCLUDE | VT | Pittsford | 3722 | 2 | WAT | HY | 1.3 | 1.3 | 0 | 3833.5556 |  |  | 3833.5556 | 0 |  | Electric Utility | N | OP |  | Non Combustion (NUC, WAT, WND, GEO, or SUN)
EXCLUDE | VT | Pittsford | 3722 | 3 | WAT | HY | 1 | 0.6 | 0 | 2948.8889 |  |  | 2948.8889 | 0 |  | Electric Utility | N | OP |  | Non Combustion (NUC, WAT, WND, GEO, or SUN)
EXCLUDE | VT | Proctor | 6450 | 1 | WAT | HY | 1.6 | 1.6 | 0 | 4027.3623 |  |  | 4027.3623 | 0 |  | Electric Utility | N | OP |  | Non Combustion (NUC, WAT, WND, GEO, or SUN)
EXCLUDE | VT | Proctor | 6450 | 2 | WAT | HY | 0.8 | 0.7 | 0 | 2013.6812 |  |  | 2013.6812 | 0 |  | Electric Utility | N | OP |  | Non Combustion (NUC, WAT, WND, GEO, or SUN)
EXCLUDE | VT | Proctor | 6450 | 3 | WAT | HY | 0.8 | 0.7 | 0 | 2013.6812 |  |  | 2013.6812 | 0 |  | Electric Utility | N | OP |  | Non Combustion (NUC, WAT, WND, GEO, or SUN)
EXCLUDE | VT | Proctor | 6450 | 4 | WAT | HY | 0.8 | 0.7 | 0 | 2013.6812 |  |  | 2013.6812 | 0 |  | Electric Utility | N | OP |  | Non Combustion (NUC, WAT, WND, GEO, or SUN)
EXCLUDE | VT | Proctor | 6450 | 5 | WAT | HY | 2.9 | 2.8 | 0 | 7299.5942 |  |  | 7299.5942 | 0 |  | Electric Utility | N | OP |  | Non Combustion (NUC, WAT, WND, GEO, or SUN)
EXCLUDE | VT | Rutland | 3723 | GT5 | DFO | GT | 13.2 | 8.4 | 0 | 409 |  |  | 409 | 778.2947 |  | Electric Utility | N | OP |  | Simple Cycle Turbine (PRMVR=GT or OT) unit under 25MW
EXCLUDE | VT | Ryegate Power Station | 51026 | GEN1 | WDS | ST | 21.5 | 20 | 0 | 146351 |  |  | 146351 | 198539.2092 |  | IPP Non-CHP | N | OP |  | Non Fossil fuel type
EXCLUDE | VT | Salisbury | 3724 | 1 | WAT | HY | 1.3 | 1.2 | 0 | 2585 |  |  | 2585 | 0 |  | Electric Utility | N | OP |  | Non Combustion (NUC, WAT, WND, GEO, or SUN)
EXCLUDE | VT | Searsburg | 6529 | GEN1 | WAT | HY | 4.1 | 5 | 0 | 21510 |  |  | 21510 | 0 |  | IPP Non-CHP | N | OP |  | Non Combustion (NUC, WAT, WND, GEO, or SUN)
EXCLUDE | VT | Searsburg Wind Turbine | 7381 | 1 | WND | WT | 6 | 5.2 | 0 | 10829 |  |  | 10829 | 0 |  | Electric Utility | N | OP |  | Non Combustion (NUC, WAT, WND, GEO, or SUN)
EXCLUDE | VT | Sheffield Wind | 57080 | 1 | WND | WT | 40 | 40 | 0 | 22356 |  |  | 22356 | 0 |  | IPP Non-CHP | N | OP |  | Non Combustion (NUC, WAT, WND, GEO, or SUN)
EXCLUDE | VT | Sheldon Springs Hydroelectric | 10494 | IG-1 | WAT | HY | 1.8 | 1.7 | 0 | 6199.8571 |  |  | 6199.8571 | 0 |  | IPP Non-CHP | N | OP |  | Non Combustion (NUC, WAT, WND, GEO, or SUN)
EXCLUDE | VT | Sheldon Springs Hydroelectric | 10494 | IG-2 | WAT | HY | 1.8 | 1.7 | 0 | 6199.8571 |  |  | 6199.8571 | 0 |  | IPP Non-CHP | N | OP |  | Non Combustion (NUC, WAT, WND, GEO, or SUN)
EXCLUDE | VT | Sheldon Springs Hydroelectric | 10494 | IG-3 | WAT | HY | 0.2 | 0.2 | 0 | 688.873 |  |  | 688.873 | 0 |  | IPP Non-CHP | N | OP |  | Non Combustion (NUC, WAT, WND, GEO, or SUN)
EXCLUDE | VT | Sheldon Springs Hydroelectric | 10494 | SG-1 | WAT | HY | 10.2 | 9.7 | 0 | 35132.5238 |  |  | 35132.5238 | 0 |  | IPP Non-CHP | N | OP |  | Non Combustion (NUC, WAT, WND, GEO, or SUN)
EXCLUDE | VT | Sheldon Springs Hydroelectric | 10494 | SG-2 | WAT | HY | 10.2 | 9.7 | 0 | 35132.5238 |  |  | 35132.5238 | 0 |  | IPP Non-CHP | N | OP |  | Non Combustion (NUC, WAT, WND, GEO, or SUN)
EXCLUDE | VT | Sheldon Springs Hydroelectric | 10494 | SG-3 | WAT | HY | 1 | 1 | 0 | 3444.3651 |  |  | 3444.3651 | 0 |  | IPP Non-CHP | N | OP |  | Non Combustion (NUC, WAT, WND, GEO, or SUN)
EXCLUDE | VT | Silver Lake | 3725 | 1 | WAT | HY | 2.2 | 2.2 | 0 | 7134 |  |  | 7134 | 0 |  | Electric Utility | N | OP |  | Non Combustion (NUC, WAT, WND, GEO, or SUN)
EXCLUDE | VT | Smith | 3709 | 1 | WAT | HY | 1 | 0.7 | 0 | 0 |  |  | 0 | 0 |  | Electric Utility | N | OS |  | Non Combustion (NUC, WAT, WND, GEO, or SUN)
EXCLUDE | VT | Smith | 3709 | HC2 | WAT | HY | 0.5 | 0.2 | 0 | 0 |  |  | 0 | 0 |  | Electric Utility | N | OS |  | Non Combustion (NUC, WAT, WND, GEO, or SUN)
EXCLUDE | VT | St Albans | 3726 | IC1 | DFO | IC | 1.3 | 1.1 | 0 | 0 |  |  | 0 | 0 |  | Electric Utility | N | RE | 2007 | Internal Combustion (PRMVR=IC)
EXCLUDE | VT | St Albans | 3726 | IC2 | DFO | IC | 1.3 | 1.1 | 0 | 0 |  |  | 0 | 0 |  | Electric Utility | N | RE | 2007 | Internal Combustion (PRMVR=IC)
EXCLUDE | VT | Vergennes 9 | 6519 | 1 | WAT | HY | 0.7 | 0.7 | 0 | 2893.9167 |  |  | 2893.9167 | 0 |  | Electric Utility | N | OP |  | Non Combustion (NUC, WAT, WND, GEO, or SUN)
EXCLUDE | VT | Vergennes 9 | 6519 | 2 | WAT | HY | 0.7 | 0.7 | 0 | 2893.9167 |  |  | 2893.9167 | 0 |  | Electric Utility | N | OP |  | Non Combustion (NUC, WAT, WND, GEO, or SUN)
EXCLUDE | VT | Vergennes 9 | 6519 | 4 | WAT | HY | 1 | 1 | 0 | 4134.1667 |  |  | 4134.1667 | 0 |  | Electric Utility | N | OP |  | Non Combustion (NUC, WAT, WND, GEO, or SUN)
EXCLUDE | VT | Vergennes 9 | 6519 | 5 | DFO | IC | 2 | 2 | 0 | 0 |  |  | 0 | 0 |  | Electric Utility | N | OP |  | Internal Combustion (PRMVR=IC)
EXCLUDE | VT | Vergennes 9 | 6519 | 6 | DFO | IC | 2 | 2 | 0 | 0 |  |  | 0 | 0 |  | Electric Utility | N | OP |  | Internal Combustion (PRMVR=IC)
EXCLUDE | VT | Vermont Yankee | 3751 | 1 | NUC | ST | 563.4 | 620.3 | 0 | 4907355 |  |  | 4907355 | 0 |  | IPP Non-CHP | N | OP |  | Non Combustion (NUC, WAT, WND, GEO, or SUN)
EXCLUDE | VT | Vernon | 2352 | 1 | WAT | HY | 2 | 2.5 | 0 | 10043.4384 |  |  | 10043.4384 | 0 |  | IPP Non-CHP | N | OP |  | Non Combustion (NUC, WAT, WND, GEO, or SUN)
EXCLUDE | VT | Vernon | 2352 | 2 | WAT | HY | 2 | 2.5 | 0 | 10043.4384 |  |  | 10043.4384 | 0 |  | IPP Non-CHP | N | OP |  | Non Combustion (NUC, WAT, WND, GEO, or SUN)
EXCLUDE | VT | Vernon | 2352 | 3 | WAT | HY | 2 | 2.5 | 0 | 10043.4384 |  |  | 10043.4384 | 0 |  | IPP Non-CHP | N | OP |  | Non Combustion (NUC, WAT, WND, GEO, or SUN)
EXCLUDE | VT | Vernon | 2352 | 4 | WAT | HY | 2.5 | 2.5 | 0 | 12554.298 |  |  | 12554.298 | 0 |  | IPP Non-CHP | N | OP |  | Non Combustion (NUC, WAT, WND, GEO, or SUN)
EXCLUDE | VT | Vernon | 2352 | 5 | WAT | HY | 4.5 | 4 | 0 | 22597.7364 |  |  | 22597.7364 | 0 |  | IPP Non-CHP | N | OP |  | Non Combustion (NUC, WAT, WND, GEO, or SUN)
EXCLUDE | VT | Vernon | 2352 | 6 | WAT | HY | 4.5 | 4 | 0 | 22597.7364 |  |  | 22597.7364 | 0 |  | IPP Non-CHP | N | OP |  | Non Combustion (NUC, WAT, WND, GEO, or SUN)
EXCLUDE | VT | Vernon | 2352 | 7 | WAT | HY | 4.5 | 4 | 0 | 22597.7364 |  |  | 22597.7364 | 0 |  | IPP Non-CHP | N | OP |  | Non Combustion (NUC, WAT, WND, GEO, or SUN)
EXCLUDE | VT | Vernon | 2352 | 8 | WAT | HY | 4.5 | 4 | 0 | 22597.7364 |  |  | 22597.7364 | 0 |  | IPP Non-CHP | N | OP |  | Non Combustion (NUC, WAT, WND, GEO, or SUN)
EXCLUDE | VT | Vernon | 2352 | 9 | WAT | HY | 4.2 | 4.2 | 0 | 21091.2206 |  |  | 21091.2206 | 0 |  | IPP Non-CHP | N | OP |  | Non Combustion (NUC, WAT, WND, GEO, or SUN)
EXCLUDE | VT | Vernon | 2352 | 10 | WAT | HY | 4.2 | 4.2 | 0 | 21091.2206 |  |  | 21091.2206 | 0 |  | IPP Non-CHP | N | OP |  | Non Combustion (NUC, WAT, WND, GEO, or SUN)
EXCLUDE | VT | W K Sanders | 678 | 1 | WAT | HY | 0.9 | 0.7 | 0 | 626 |  |  | 626 | 0 |  | Electric Utility | N | OP |  | Non Combustion (NUC, WAT, WND, GEO, or SUN)
EXCLUDE | VT | W K Sanders | 678 | 2 | WAT | HY | 0.9 | 0.7 | 0 | 626 |  |  | 626 | 0 |  | Electric Utility | N | OP |  | Non Combustion (NUC, WAT, WND, GEO, or SUN)
EXCLUDE | VT | Waterbury 22 | 6520 | 1 | WAT | HY | 5.5 | 5 | 0 | 24065 |  |  | 24065 | 0 |  | Electric Utility | N | OP |  | Non Combustion (NUC, WAT, WND, GEO, or SUN)
EXCLUDE | VT | West Charleston | 3753 | 1 | WAT | HY | 0.7 | 0.7 | 0 | 2.5 |  |  | 2.5 | 0 |  | Electric Utility | N | OP |  | Non Combustion (NUC, WAT, WND, GEO, or SUN)
EXCLUDE | VT | West Charleston | 3753 | 2 | WAT | HY | 0.7 | 0.7 | 0 | 2.5 |  |  | 2.5 | 0 |  | Electric Utility | N | OP |  | Non Combustion (NUC, WAT, WND, GEO, or SUN)
EXCLUDE | VT | West Charleston | 3753 | IC3 | DFO | IC | 1.4 | 0.9 | 0 | 0 |  |  | 0 | 0 |  | Electric Utility | N | OP |  | Internal Combustion (PRMVR=IC)
EXCLUDE | VT | West Charleston | 3753 | IC4 | DFO | IC | 1.4 | 0.9 | 0 | 0 |  |  | 0 | 0 |  | Electric Utility | N | OP |  | Internal Combustion (PRMVR=IC)
EXCLUDE | VT | West Danville 15 | 3743 | 1 | WAT | HY | 1 | 1 | 0 | 0 |  |  | 0 | 0 |  | Electric Utility | N | OP |  | Non Combustion (NUC, WAT, WND, GEO, or SUN)
EXCLUDE | VT | Weybridge | 3728 | 1 | WAT | HY | 3 | 3.4 | 0 | 19576 |  |  | 19576 | 0 |  | Electric Utility | N | OP |  | Non Combustion (NUC, WAT, WND, GEO, or SUN)
EXCLUDE | VT | Wilder | 2353 | GEN1 | WAT | HY | 16.2 | 19.5 | 0 | 76966.8371 |  |  | 76966.8371 | 0 |  | IPP Non-CHP | N | OP |  | Non Combustion (NUC, WAT, WND, GEO, or SUN)
EXCLUDE | VT | Wilder | 2353 | GEN2 | WAT | HY | 16.2 | 19.5 | 0 | 76966.8371 |  |  | 76966.8371 | 0 |  | IPP Non-CHP | N | OP |  | Non Combustion (NUC, WAT, WND, GEO, or SUN)
EXCLUDE | VT | Wilder | 2353 | GEN3 | WAT | HY | 3.2 | 2.3 | 0 | 15203.3258 |  |  | 15203.3258 | 0 |  | IPP Non-CHP | N | OP |  | Non Combustion (NUC, WAT, WND, GEO, or SUN)
EXCLUDE | VT | Wrightsville Hydro Plant | 7051 | 1 | WAT | HY | 0.1 | 0.1 | 0 | 236.4 |  |  | 236.4 | 0 |  | Electric Utility | N | OP |  | Non Combustion (NUC, WAT, WND, GEO, or SUN)
EXCLUDE | VT | Wrightsville Hydro Plant | 7051 | 2 | WAT | HY | 0.3 | 0.2 | 0 | 709.2 |  |  | 709.2 | 0 |  | Electric Utility | N | OP |  | Non Combustion (NUC, WAT, WND, GEO, or SUN)
EXCLUDE | VT | Wrightsville Hydro Plant | 7051 | 3 | WAT | HY | 0.6 | 0.4 | 0 | 1418.4 |  |  | 1418.4 | 0 |  | Electric Utility | N | OP |  | Non Combustion (NUC, WAT, WND, GEO, or SUN)
EXCLUDE | WA | Alder | 3913 | 11 | WAT | HY | 25 | 25.2 | 0 | 128999 |  |  | 128999 | 0 |  | Electric Utility | N | OP |  | Non Combustion (NUC, WAT, WND, GEO, or SUN)
EXCLUDE | WA | Alder | 3913 | 12 | WAT | HY | 25 | 25.2 | 0 | 128999 |  |  | 128999 | 0 |  | Electric Utility | N | OP |  | Non Combustion (NUC, WAT, WND, GEO, or SUN)
EXCLUDE | WA | Big Horn Wind II | 57319 | 1 | WND | WT | 50 | 50 | 0 | 118615 |  |  | 118615 | 0 |  | IPP Non-CHP | N | OP |  | Non Combustion (NUC, WAT, WND, GEO, or SUN)
EXCLUDE | WA | Big Horn Wind Project | 56361 | 1 | WND | WT | 199 | 199 | 0 | 566315 |  |  | 566315 | 0 |  | IPP Non-CHP | N | OP |  | Non Combustion (NUC, WAT, WND, GEO, or SUN)
EXCLUDE | WA | Biotech LS 0836 | 56932 | BLS1 | DFO | IC | 1 | 1 | 0 | 0 |  |  | 0 | 0 |  | Commercial Non-CHP | N | SB |  | Internal Combustion (PRMVR=IC)
EXCLUDE | WA | Black Creek | 54860 | GEN1 | WAT | HY | 3.7 | 3.7 | 0 | 13052 |  |  | 13052 | 0 |  | IPP Non-CHP | N | OP |  | Non Combustion (NUC, WAT, WND, GEO, or SUN)
EXCLUDE | WA | Boulder Park | 8022 | 1 | NG | IC | 4.1 | 4.1 | 0 | 0 |  |  | 0 | 0 |  | Electric Utility | N | SB |  | Internal Combustion (PRMVR=IC)
EXCLUDE | WA | Boulder Park | 8022 | 2 | NG | IC | 4.1 | 4.1 | 0 | 0 |  |  | 0 | 0 |  | Electric Utility | N | SB |  | Internal Combustion (PRMVR=IC)
EXCLUDE | WA | Boulder Park | 8022 | 3 | NG | IC | 4.1 | 4.1 | 0 | 0 |  |  | 0 | 0 |  | Electric Utility | N | SB |  | Internal Combustion (PRMVR=IC)
EXCLUDE | WA | Boulder Park | 8022 | 4 | NG | IC | 4.1 | 4.1 | 0 | 0 |  |  | 0 | 0 |  | Electric Utility | N | SB |  | Internal Combustion (PRMVR=IC)
EXCLUDE | WA | Boulder Park | 8022 | 5 | NG | IC | 4.1 | 4.1 | 0 | 0 |  |  | 0 | 0 |  | Electric Utility | N | SB |  | Internal Combustion (PRMVR=IC)
EXCLUDE | WA | Boulder Park | 8022 | 6 | NG | IC | 4.1 | 4.1 | 0 | 0 |  |  | 0 | 0 |  | Electric Utility | N | SB |  | Internal Combustion (PRMVR=IC)
EXCLUDE | WA | Boundary | 6433 | 51 | WAT | HY | 158.4 | 158.4 | 0 | 684187.7623 |  |  | 684187.7623 | 0 |  | Electric Utility | N | OP |  | Non Combustion (NUC, WAT, WND, GEO, or SUN)
EXCLUDE | WA | Boundary | 6433 | 52 | WAT | HY | 161.5 | 161.5 | 0 | 697577.8005 |  |  | 697577.8005 | 0 |  | Electric Utility | N | OP |  | Non Combustion (NUC, WAT, WND, GEO, or SUN)
EXCLUDE | WA | Boundary | 6433 | 53 | WAT | HY | 158.4 | 158.4 | 0 | 684187.7623 |  |  | 684187.7623 | 0 |  | Electric Utility | N | OP |  | Non Combustion (NUC, WAT, WND, GEO, or SUN)
EXCLUDE | WA | Boundary | 6433 | 54 | WAT | HY | 161.5 | 161.5 | 0 | 697577.8005 |  |  | 697577.8005 | 0 |  | Electric Utility | N | OP |  | Non Combustion (NUC, WAT, WND, GEO, or SUN)
EXCLUDE | WA | Boundary | 6433 | 55 | WAT | HY | 200 | 200 | 0 | 863873.4372 |  |  | 863873.4372 | 0 |  | Electric Utility | N | OP |  | Non Combustion (NUC, WAT, WND, GEO, or SUN)
EXCLUDE | WA | Boundary | 6433 | 56 | WAT | HY | 200 | 200 | 0 | 863873.4372 |  |  | 863873.4372 | 0 |  | Electric Utility | N | OP |  | Non Combustion (NUC, WAT, WND, GEO, or SUN)
EXCLUDE | WA | Box Canyon | 3891 | 1 | WAT | HY | 15 | 19.2 | 0 | 100933.75 |  |  | 100933.75 | 0 |  | Electric Utility | N | OP |  | Non Combustion (NUC, WAT, WND, GEO, or SUN)
EXCLUDE | WA | Box Canyon | 3891 | 2 | WAT | HY | 15 | 19.2 | 0 | 100933.75 |  |  | 100933.75 | 0 |  | Electric Utility | N | OP |  | Non Combustion (NUC, WAT, WND, GEO, or SUN)
EXCLUDE | WA | Box Canyon | 3891 | 3 | WAT | HY | 15 | 19.2 | 0 | 100933.75 |  |  | 100933.75 | 0 |  | Electric Utility | N | OP |  | Non Combustion (NUC, WAT, WND, GEO, or SUN)
EXCLUDE | WA | Box Canyon | 3891 | 4 | WAT | HY | 15 | 19.2 | 0 | 100933.75 |  |  | 100933.75 | 0 |  | Electric Utility | N | OP |  | Non Combustion (NUC, WAT, WND, GEO, or SUN)
EXCLUDE | WA | Cedar Falls | 6430 | 5 | WAT | HY | 10 | 15 | 0 | 54848 |  |  | 54848 | 0 |  | Electric Utility | N | OP |  | Non Combustion (NUC, WAT, WND, GEO, or SUN)
EXCLUDE | WA | Cedar Falls | 6430 | 6 | WAT | HY | 10 | 15 | 0 | 54848 |  |  | 54848 | 0 |  | Electric Utility | N | OP |  | Non Combustion (NUC, WAT, WND, GEO, or SUN)
EXCLUDE | WA | Cedar Hills | 57298 | 1 | LFG | IC | 0.3 | 0.3 | 0 | 0 |  |  | 0 | 0 |  | IPP Non-CHP | N | OP |  | Internal Combustion (PRMVR=IC)
EXCLUDE | WA | Cedar Hills | 57298 | 2 | LFG | IC | 0.3 | 0.3 | 0 | 0 |  |  | 0 | 0 |  | IPP Non-CHP | N | OP |  | Internal Combustion (PRMVR=IC)
EXCLUDE | WA | Cedar Hills | 57298 | 3 | LFG | IC | 0.3 | 0.3 | 0 | 0 |  |  | 0 | 0 |  | IPP Non-CHP | N | OP |  | Internal Combustion (PRMVR=IC)
EXCLUDE | WA | Cedar Hills | 57298 | 4 | LFG | IC | 0.3 | 0.3 | 0 | 0 |  |  | 0 | 0 |  | IPP Non-CHP | N | OP |  | Internal Combustion (PRMVR=IC)
EXCLUDE | WA | Cedar Hills | 57298 | 5 | LFG | IC | 0.3 | 0.3 | 0 | 0 |  |  | 0 | 0 |  | IPP Non-CHP | N | OP |  | Internal Combustion (PRMVR=IC)
EXCLUDE | WA | Cedar Hills | 57298 | 6 | LFG | IC | 0.3 | 0.3 | 0 | 0 |  |  | 0 | 0 |  | IPP Non-CHP | N | OP |  | Internal Combustion (PRMVR=IC)
EXCLUDE | WA | Cedar Hills | 57298 | 7 | LFG | IC | 0.3 | 0.3 | 0 | 0 |  |  | 0 | 0 |  | IPP Non-CHP | N | OP |  | Internal Combustion (PRMVR=IC)
EXCLUDE | WA | Cedar Hills | 57298 | 8 | LFG | IC | 0.3 | 0.3 | 0 | 0 |  |  | 0 | 0 |  | IPP Non-CHP | N | OP |  | Internal Combustion (PRMVR=IC)
EXCLUDE | WA | Cedar Hills | 57298 | 9 | LFG | IC | 0.3 | 0.3 | 0 | 0 |  |  | 0 | 0 |  | IPP Non-CHP | N | OP |  | Internal Combustion (PRMVR=IC)
EXCLUDE | WA | Cedar Hills | 57298 | 10 | LFG | IC | 0.3 | 0.3 | 0 | 0 |  |  | 0 | 0 |  | IPP Non-CHP | N | OP |  | Internal Combustion (PRMVR=IC)
EXCLUDE | WA | Cedar Hills | 57298 | 11 | LFG | IC | 0.3 | 0.3 | 0 | 0 |  |  | 0 | 0 |  | IPP Non-CHP | N | OP |  | Internal Combustion (PRMVR=IC)
EXCLUDE | WA | Cedar Hills | 57298 | 12 | LFG | IC | 0.3 | 0.3 | 0 | 0 |  |  | 0 | 0 |  | IPP Non-CHP | N | OP |  | Internal Combustion (PRMVR=IC)
EXCLUDE | WA | Cedar Hills | 57298 | 13 | LFG | IC | 0.3 | 0.3 | 0 | 0 |  |  | 0 | 0 |  | IPP Non-CHP | N | OP |  | Internal Combustion (PRMVR=IC)
EXCLUDE | WA | Cedar Hills | 57298 | 14 | LFG | IC | 0.3 | 0.3 | 0 | 0 |  |  | 0 | 0 |  | IPP Non-CHP | N | OP |  | Internal Combustion (PRMVR=IC)
EXCLUDE | WA | Cedar Hills | 57298 | 15 | LFG | IC | 0.3 | 0.3 | 0 | 0 |  |  | 0 | 0 |  | IPP Non-CHP | N | OP |  | Internal Combustion (PRMVR=IC)
EXCLUDE | WA | Cedar Hills | 57298 | 16 | LFG | IC | 0.3 | 0.3 | 0 | 0 |  |  | 0 | 0 |  | IPP Non-CHP | N | OP |  | Internal Combustion (PRMVR=IC)
EXCLUDE | WA | Cedar Hills | 57298 | 17 | LFG | IC | 0.3 | 0.3 | 0 | 0 |  |  | 0 | 0 |  | IPP Non-CHP | N | OP |  | Internal Combustion (PRMVR=IC)
EXCLUDE | WA | Cedar Hills | 57298 | 18 | LFG | IC | 0.3 | 0.3 | 0 | 0 |  |  | 0 | 0 |  | IPP Non-CHP | N | OP |  | Internal Combustion (PRMVR=IC)
EXCLUDE | WA | Chandler | 6406 | 1 | WAT | HY | 6 | 6 | 0 | 25452.5 |  |  | 25452.5 | 0 |  | Electric Utility | N | OP |  | Non Combustion (NUC, WAT, WND, GEO, or SUN)
EXCLUDE | WA | Chandler | 6406 | 2 | WAT | HY | 6 | 6 | 0 | 25452.5 |  |  | 25452.5 | 0 |  | Electric Utility | N | OP |  | Non Combustion (NUC, WAT, WND, GEO, or SUN)
NGCC | WA | Chehalis Generating Facility | 55662 | CA | NG | CC | 195.5 | 165 | 2067 | 219117.1777 |  |  | 219117.1777 | 101944.2115 |  | Electric Utility | N | OP
NGCC | WA | Chehalis Generating Facility | 55662 | CT1 | NG | CC | 198.9 | 172 | 2067 | 222927.9112 |  |  | 222927.9112 | 103717.1543 |  | Electric Utility | N | OP
NGCC | WA | Chehalis Generating Facility | 55662 | CT2 | NG | CC | 198.9 | 172 | 2067 | 222927.9112 |  |  | 222927.9112 | 103717.1543 |  | Electric Utility | N | OP
EXCLUDE | WA | Chelan | 6424 | A-1 | WAT | HY | 29.6 | 31.4 | 0 | 226704 |  |  | 226704 | 0 |  | Electric Utility | N | OP |  | Non Combustion (NUC, WAT, WND, GEO, or SUN)
EXCLUDE | WA | Chelan | 6424 | A-2 | WAT | HY | 29.6 | 30.7 | 0 | 226704 |  |  | 226704 | 0 |  | Electric Utility | N | OP |  | Non Combustion (NUC, WAT, WND, GEO, or SUN)
EXCLUDE | WA | Chief Joseph | 3921 | 1 | WAT | HY | 88.2 | 88.2 | 0 | 448972.8678 |  |  | 448972.8678 | 0 |  | Electric Utility | N | OP |  | Non Combustion (NUC, WAT, WND, GEO, or SUN)
EXCLUDE | WA | Chief Joseph | 3921 | 2 | WAT | HY | 88.2 | 88.2 | 0 | 448972.8678 |  |  | 448972.8678 | 0 |  | Electric Utility | N | OP |  | Non Combustion (NUC, WAT, WND, GEO, or SUN)
EXCLUDE | WA | Chief Joseph | 3921 | 3 | WAT | HY | 88.2 | 88.2 | 0 | 448972.8678 |  |  | 448972.8678 | 0 |  | Electric Utility | N | OP |  | Non Combustion (NUC, WAT, WND, GEO, or SUN)
EXCLUDE | WA | Chief Joseph | 3921 | 4 | WAT | HY | 88.2 | 88.2 | 0 | 448972.8678 |  |  | 448972.8678 | 0 |  | Electric Utility | N | OP |  | Non Combustion (NUC, WAT, WND, GEO, or SUN)
EXCLUDE | WA | Chief Joseph | 3921 | 5 | WAT | HY | 88.2 | 88.2 | 0 | 448972.8678 |  |  | 448972.8678 | 0 |  | Electric Utility | N | OP |  | Non Combustion (NUC, WAT, WND, GEO, or SUN)
EXCLUDE | WA | Chief Joseph | 3921 | 6 | WAT | HY | 88.2 | 88.2 | 0 | 448972.8678 |  |  | 448972.8678 | 0 |  | Electric Utility | N | OP |  | Non Combustion (NUC, WAT, WND, GEO, or SUN)
EXCLUDE | WA | Chief Joseph | 3921 | 7 | WAT | HY | 88.2 | 88.2 | 0 | 448972.8678 |  |  | 448972.8678 | 0 |  | Electric Utility | N | OP |  | Non Combustion (NUC, WAT, WND, GEO, or SUN)
EXCLUDE | WA | Chief Joseph | 3921 | 8 | WAT | HY | 88.2 | 88.2 | 0 | 448972.8678 |  |  | 448972.8678 | 0 |  | Electric Utility | N | OP |  | Non Combustion (NUC, WAT, WND, GEO, or SUN)
EXCLUDE | WA | Chief Joseph | 3921 | 9 | WAT | HY | 88.2 | 88.2 | 0 | 448972.8678 |  |  | 448972.8678 | 0 |  | Electric Utility | N | OP |  | Non Combustion (NUC, WAT, WND, GEO, or SUN)
EXCLUDE | WA | Chief Joseph | 3921 | 10 | WAT | HY | 88.2 | 88.2 | 0 | 448972.8678 |  |  | 448972.8678 | 0 |  | Electric Utility | N | OP |  | Non Combustion (NUC, WAT, WND, GEO, or SUN)
EXCLUDE | WA | Chief Joseph | 3921 | 11 | WAT | HY | 88.2 | 88.2 | 0 | 448972.8678 |  |  | 448972.8678 | 0 |  | Electric Utility | N | OP |  | Non Combustion (NUC, WAT, WND, GEO, or SUN)
EXCLUDE | WA | Chief Joseph | 3921 | 12 | WAT | HY | 88.2 | 88.2 | 0 | 448972.8678 |  |  | 448972.8678 | 0 |  | Electric Utility | N | OP |  | Non Combustion (NUC, WAT, WND, GEO, or SUN)
EXCLUDE | WA | Chief Joseph | 3921 | 13 | WAT | HY | 88.2 | 88.2 | 0 | 448972.8678 |  |  | 448972.8678 | 0 |  | Electric Utility | N | OP |  | Non Combustion (NUC, WAT, WND, GEO, or SUN)
EXCLUDE | WA | Chief Joseph | 3921 | 14 | WAT | HY | 88.2 | 88.2 | 0 | 448972.8678 |  |  | 448972.8678 | 0 |  | Electric Utility | N | OP |  | Non Combustion (NUC, WAT, WND, GEO, or SUN)
EXCLUDE | WA | Chief Joseph | 3921 | 15 | WAT | HY | 88.2 | 88.2 | 0 | 448972.8678 |  |  | 448972.8678 | 0 |  | Electric Utility | N | OP |  | Non Combustion (NUC, WAT, WND, GEO, or SUN)
EXCLUDE | WA | Chief Joseph | 3921 | 16 | WAT | HY | 88.2 | 88.2 | 0 | 448972.8678 |  |  | 448972.8678 | 0 |  | Electric Utility | N | OP |  | Non Combustion (NUC, WAT, WND, GEO, or SUN)
EXCLUDE | WA | Chief Joseph | 3921 | 17 | WAT | HY | 95 | 95 | 0 | 483587.556 |  |  | 483587.556 | 0 |  | Electric Utility | N | OP |  | Non Combustion (NUC, WAT, WND, GEO, or SUN)
EXCLUDE | WA | Chief Joseph | 3921 | 18 | WAT | HY | 95 | 95 | 0 | 483587.556 |  |  | 483587.556 | 0 |  | Electric Utility | N | OP |  | Non Combustion (NUC, WAT, WND, GEO, or SUN)
EXCLUDE | WA | Chief Joseph | 3921 | 19 | WAT | HY | 95 | 95 | 0 | 483587.556 |  |  | 483587.556 | 0 |  | Electric Utility | N | OP |  | Non Combustion (NUC, WAT, WND, GEO, or SUN)
EXCLUDE | WA | Chief Joseph | 3921 | 20 | WAT | HY | 95 | 95 | 0 | 483587.556 |  |  | 483587.556 | 0 |  | Electric Utility | N | OP |  | Non Combustion (NUC, WAT, WND, GEO, or SUN)
EXCLUDE | WA | Chief Joseph | 3921 | 21 | WAT | HY | 95 | 95 | 0 | 483587.556 |  |  | 483587.556 | 0 |  | Electric Utility | N | OP |  | Non Combustion (NUC, WAT, WND, GEO, or SUN)
EXCLUDE | WA | Chief Joseph | 3921 | 22 | WAT | HY | 95 | 95 | 0 | 483587.556 |  |  | 483587.556 | 0 |  | Electric Utility | N | OP |  | Non Combustion (NUC, WAT, WND, GEO, or SUN)
EXCLUDE | WA | Chief Joseph | 3921 | 23 | WAT | HY | 95 | 95 | 0 | 483587.556 |  |  | 483587.556 | 0 |  | Electric Utility | N | OP |  | Non Combustion (NUC, WAT, WND, GEO, or SUN)
EXCLUDE | WA | Chief Joseph | 3921 | 24 | WAT | HY | 95 | 95 | 0 | 483587.556 |  |  | 483587.556 | 0 |  | Electric Utility | N | OP |  | Non Combustion (NUC, WAT, WND, GEO, or SUN)
EXCLUDE | WA | Chief Joseph | 3921 | 25 | WAT | HY | 95 | 95 | 0 | 483587.556 |  |  | 483587.556 | 0 |  | Electric Utility | N | OP |  | Non Combustion (NUC, WAT, WND, GEO, or SUN)
EXCLUDE | WA | Chief Joseph | 3921 | 26 | WAT | HY | 95 | 95 | 0 | 483587.556 |  |  | 483587.556 | 0 |  | Electric Utility | N | OP |  | Non Combustion (NUC, WAT, WND, GEO, or SUN)
EXCLUDE | WA | Chief Joseph | 3921 | 27 | WAT | HY | 95 | 95 | 0 | 483587.556 |  |  | 483587.556 | 0 |  | Electric Utility | N | OP |  | Non Combustion (NUC, WAT, WND, GEO, or SUN)
EXCLUDE | WA | Coastal Energy Project | 57756 | 1 | WND | WT | 6 | 6 | 0 | 12063 |  |  | 12063 | 0 |  | IPP Non-CHP | N | OP |  | Non Combustion (NUC, WAT, WND, GEO, or SUN)
EXCLUDE | WA | Columbia Generating Station | 371 | 2 | NUC | ST | 1200 | 1097 | 0 | 4806278 |  |  | 4806278 | 0 |  | Electric Utility | N | OP |  | Non Combustion (NUC, WAT, WND, GEO, or SUN)
EXCLUDE | WA | Colville Indian Plywood & Veneer | 56191 | Gen1 | WDS | ST | 6.3 | 5 | 0 | 0 |  |  | 0 | 0 |  | Industrial Non-CHP | N | OS |  | Non Fossil fuel type
EXCLUDE | WA | Colville Indian Plywood & Veneer | 56191 | Gen2 | WDS | ST | 9.4 | 7.5 | 0 | 0 |  |  | 0 | 0 |  | Industrial Non-CHP | N | OS |  | Non Fossil fuel type
EXCLUDE | WA | Condit | 3846 | 1 | WAT | HY | 7 | 7.7 | 0 | 0 |  |  | 0 | 0 |  | Electric Utility | N | RE | 2011 | Non Combustion (NUC, WAT, WND, GEO, or SUN)
EXCLUDE | WA | Condit | 3846 | 2 | WAT | HY | 6.7 | 7.4 | 0 | 0 |  |  | 0 | 0 |  | Electric Utility | N | RE | 2011 | Non Combustion (NUC, WAT, WND, GEO, or SUN)
EXCLUDE | WA | Consumer Products (Camas) LLC | 57759 | STG1 | PUR | ST | 61.5 | 9.4 | 0 | 89657 |  |  | 89657 | 0 |  | Industrial Non-CHP | N | OP |  | Non Fossil fuel type
EXCLUDE | WA | Cosmo Specialty Fibers Plant | 50185 | TG1 | WDL | ST | 7.5 | 8.5 | 0 | 43837 | 0.20184 | 788621.4954 | 217185.8047 | 244753.3299 |  | Industrial CHP | Y | OA |  | Non Fossil fuel type
EXCLUDE | WA | Cosmo Specialty Fibers Plant | 50185 | TG2 | WDL | ST | 7.5 | 8.5 | 0 | 24289 | 0.20184 | 436955.711 | 120337.2952 | 135611.7807 |  | Industrial CHP | Y | OA |  | Non Fossil fuel type
EXCLUDE | WA | Cowiche | 50423 | 983 | WAT | HY | 1.7 | 1.6 | 0 | 3055 |  |  | 3055 | 0 |  | IPP Non-CHP | N | OP |  | Non Combustion (NUC, WAT, WND, GEO, or SUN)
EXCLUDE | WA | Cowlitz Falls | 7427 | U#1 | WAT | HY | 35 | 35 | 0 | 107690 |  |  | 107690 | 0 |  | Electric Utility | N | OP |  | Non Combustion (NUC, WAT, WND, GEO, or SUN)
EXCLUDE | WA | Cowlitz Falls | 7427 | U#2 | WAT | HY | 35 | 35 | 0 | 107690 |  |  | 107690 | 0 |  | Electric Utility | N | OP |  | Non Combustion (NUC, WAT, WND, GEO, or SUN)
EXCLUDE | WA | Crystal Mountain | 3853 | 1 | DFO | IC | 2.7 | 2.5 | 0 | 0 |  |  | 0 | 0 |  | Electric Utility | N | SB |  | Internal Combustion (PRMVR=IC)
EXCLUDE | WA | Cushman 1 | 3914 | 21 | WAT | HY | 21.6 | 26.7 | 0 | 78208.5 |  |  | 78208.5 | 0 |  | Electric Utility | N | OP |  | Non Combustion (NUC, WAT, WND, GEO, or SUN)
EXCLUDE | WA | Cushman 1 | 3914 | 22 | WAT | HY | 21.6 | 26.7 | 0 | 78208.5 |  |  | 78208.5 | 0 |  | Electric Utility | N | OP |  | Non Combustion (NUC, WAT, WND, GEO, or SUN)
EXCLUDE | WA | Cushman 2 | 3915 | 31 | WAT | HY | 27 | 30 | 0 | 84410.6667 |  |  | 84410.6667 | 0 |  | Electric Utility | N | OP |  | Non Combustion (NUC, WAT, WND, GEO, or SUN)
EXCLUDE | WA | Cushman 2 | 3915 | 32 | WAT | HY | 27 | 30 | 0 | 84410.6667 |  |  | 84410.6667 | 0 |  | Electric Utility | N | OP |  | Non Combustion (NUC, WAT, WND, GEO, or SUN)
EXCLUDE | WA | Cushman 2 | 3915 | 33 | WAT | HY | 27 | 30 | 0 | 84410.6667 |  |  | 84410.6667 | 0 |  | Electric Utility | N | OP |  | Non Combustion (NUC, WAT, WND, GEO, or SUN)
EXCLUDE | WA | Cushman 2 | 3915 | 34 | WAT | HY | 1.8 | 1.8 | 0 | 0 |  |  | 0 | 0 |  | Electric Utility | N | P |  | Non Combustion (NUC, WAT, WND, GEO, or SUN)
EXCLUDE | WA | Cushman 2 | 3915 | 35 | WAT | HY | 1.8 | 1.8 | 0 | 0 |  |  | 0 | 0 |  | Electric Utility | N | P |  | Non Combustion (NUC, WAT, WND, GEO, or SUN)
EXCLUDE | WA | Darrington | 57969 | GEN1 | WDS | ST | 4.5 | 4.5 | 0 | 13604 | 0.20429 | 241061.2662 | 66592.2619 | 69354.1736 |  | Industrial CHP | Y | OP |  | Non Fossil fuel type
EXCLUDE | WA | Diablo | 6432 | 31 | WAT | HY | 90 | 83 | 0 | 453403.125 |  |  | 453403.125 | 0 |  | Electric Utility | N | OP |  | Non Combustion (NUC, WAT, WND, GEO, or SUN)
EXCLUDE | WA | Diablo | 6432 | 32 | WAT | HY | 90 | 83 | 0 | 453403.125 |  |  | 453403.125 | 0 |  | Electric Utility | N | OP |  | Non Combustion (NUC, WAT, WND, GEO, or SUN)
EXCLUDE | WA | Diablo | 6432 | 35 | WAT | HY | 1.2 | 1.2 | 0 | 6045.375 |  |  | 6045.375 | 0 |  | Electric Utility | N | OP |  | Non Combustion (NUC, WAT, WND, GEO, or SUN)
EXCLUDE | WA | Diablo | 6432 | 36 | WAT | HY | 1.2 | 1.2 | 0 | 6045.375 |  |  | 6045.375 | 0 |  | Electric Utility | N | OP |  | Non Combustion (NUC, WAT, WND, GEO, or SUN)
EXCLUDE | WA | Diesel Generator Farm | 8021 | E-1 | DFO | IC | 1.8 | 1.8 | 0 | 0 |  |  | 0 | 0 |  | Electric Utility | N | RE | 2001 | Internal Combustion (PRMVR=IC)
EXCLUDE | WA | Diesel Generator Farm | 8021 | E-10 | DFO | IC | 1.8 | 1.8 | 0 | 0 |  |  | 0 | 0 |  | Electric Utility | N | RE | 2001 | Internal Combustion (PRMVR=IC)
EXCLUDE | WA | Diesel Generator Farm | 8021 | E-11 | DFO | IC | 1.8 | 1.8 | 0 | 0 |  |  | 0 | 0 |  | Electric Utility | N | RE | 2001 | Internal Combustion (PRMVR=IC)
EXCLUDE | WA | Diesel Generator Farm | 8021 | E-12 | DFO | IC | 1.8 | 1.8 | 0 | 0 |  |  | 0 | 0 |  | Electric Utility | N | RE | 2001 | Internal Combustion (PRMVR=IC)
EXCLUDE | WA | Diesel Generator Farm | 8021 | E-13 | DFO | IC | 1.8 | 1.8 | 0 | 0 |  |  | 0 | 0 |  | Electric Utility | N | RE | 2001 | Internal Combustion (PRMVR=IC)
EXCLUDE | WA | Diesel Generator Farm | 8021 | E-14 | DFO | IC | 1.8 | 1.8 | 0 | 0 |  |  | 0 | 0 |  | Electric Utility | N | RE | 2001 | Internal Combustion (PRMVR=IC)
EXCLUDE | WA | Diesel Generator Farm | 8021 | E-15 | DFO | IC | 1.8 | 1.8 | 0 | 0 |  |  | 0 | 0 |  | Electric Utility | N | RE | 2001 | Internal Combustion (PRMVR=IC)
EXCLUDE | WA | Diesel Generator Farm | 8021 | E-16 | DFO | IC | 1.8 | 1.8 | 0 | 0 |  |  | 0 | 0 |  | Electric Utility | N | RE | 2001 | Internal Combustion (PRMVR=IC)
EXCLUDE | WA | Diesel Generator Farm | 8021 | E-17 | DFO | IC | 1.8 | 1.8 | 0 | 0 |  |  | 0 | 0 |  | Electric Utility | N | RE | 2001 | Internal Combustion (PRMVR=IC)
EXCLUDE | WA | Diesel Generator Farm | 8021 | E-18 | DFO | IC | 1.8 | 1.8 | 0 | 0 |  |  | 0 | 0 |  | Electric Utility | N | RE | 2001 | Internal Combustion (PRMVR=IC)
EXCLUDE | WA | Diesel Generator Farm | 8021 | E-19 | DFO | IC | 1.8 | 1.8 | 0 | 0 |  |  | 0 | 0 |  | Electric Utility | N | RE | 2001 | Internal Combustion (PRMVR=IC)
EXCLUDE | WA | Diesel Generator Farm | 8021 | E-2 | DFO | IC | 1.8 | 1.8 | 0 | 0 |  |  | 0 | 0 |  | Electric Utility | N | RE | 2001 | Internal Combustion (PRMVR=IC)
EXCLUDE | WA | Diesel Generator Farm | 8021 | E-20 | DFO | IC | 1.8 | 1.8 | 0 | 0 |  |  | 0 | 0 |  | Electric Utility | N | RE | 2001 | Internal Combustion (PRMVR=IC)
EXCLUDE | WA | Diesel Generator Farm | 8021 | E-21 | DFO | IC | 1.8 | 1.8 | 0 | 0 |  |  | 0 | 0 |  | Electric Utility | N | RE | 2001 | Internal Combustion (PRMVR=IC)
EXCLUDE | WA | Diesel Generator Farm | 8021 | E-22 | DFO | IC | 2 | 2 | 0 | 0 |  |  | 0 | 0 |  | Electric Utility | N | RE | 2001 | Internal Combustion (PRMVR=IC)
EXCLUDE | WA | Diesel Generator Farm | 8021 | E-23 | DFO | IC | 2 | 2 | 0 | 0 |  |  | 0 | 0 |  | Electric Utility | N | RE | 2001 | Internal Combustion (PRMVR=IC)
EXCLUDE | WA | Diesel Generator Farm | 8021 | E-24 | DFO | IC | 2 | 2 | 0 | 0 |  |  | 0 | 0 |  | Electric Utility | N | RE | 2001 | Internal Combustion (PRMVR=IC)
EXCLUDE | WA | Diesel Generator Farm | 8021 | E-25 | DFO | IC | 2 | 2 | 0 | 0 |  |  | 0 | 0 |  | Electric Utility | N | RE | 2001 | Internal Combustion (PRMVR=IC)
EXCLUDE | WA | Diesel Generator Farm | 8021 | E-26 | DFO | IC | 2 | 2 | 0 | 0 |  |  | 0 | 0 |  | Electric Utility | N | RE | 2001 | Internal Combustion (PRMVR=IC)
EXCLUDE | WA | Diesel Generator Farm | 8021 | E-3 | DFO | IC | 1.8 | 1.8 | 0 | 0 |  |  | 0 | 0 |  | Electric Utility | N | RE | 2001 | Internal Combustion (PRMVR=IC)
EXCLUDE | WA | Diesel Generator Farm | 8021 | E-4 | DFO | IC | 1.8 | 1.8 | 0 | 0 |  |  | 0 | 0 |  | Electric Utility | N | RE | 2001 | Internal Combustion (PRMVR=IC)
EXCLUDE | WA | Diesel Generator Farm | 8021 | E-5 | DFO | IC | 1.8 | 1.8 | 0 | 0 |  |  | 0 | 0 |  | Electric Utility | N | RE | 2001 | Internal Combustion (PRMVR=IC)
EXCLUDE | WA | Diesel Generator Farm | 8021 | E-6 | DFO | IC | 1.8 | 1.8 | 0 | 0 |  |  | 0 | 0 |  | Electric Utility | N | RE | 2001 | Internal Combustion (PRMVR=IC)
EXCLUDE | WA | Diesel Generator Farm | 8021 | E-7 | DFO | IC | 1.8 | 1.8 | 0 | 0 |  |  | 0 | 0 |  | Electric Utility | N | RE | 2001 | Internal Combustion (PRMVR=IC)
EXCLUDE | WA | Diesel Generator Farm | 8021 | E-8 | DFO | IC | 1.8 | 1.8 | 0 | 0 |  |  | 0 | 0 |  | Electric Utility | N | RE | 2001 | Internal Combustion (PRMVR=IC)
EXCLUDE | WA | Diesel Generator Farm | 8021 | E-9 | DFO | IC | 1.8 | 1.8 | 0 | 0 |  |  | 0 | 0 |  | Electric Utility | N | RE | 2001 | Internal Combustion (PRMVR=IC)
EXCLUDE | WA | Drop 2 | 6507 | 1 | WAT | HY | 2.5 | 2.1 | 0 | 1453 |  |  | 1453 | 0 |  | Electric Utility | N | OP |  | Non Combustion (NUC, WAT, WND, GEO, or SUN)
EXCLUDE | WA | Drop 3 | 6508 | 1 | WAT | HY | 0.8 | 0.5 | 0 | 803 |  |  | 803 | 0 |  | Electric Utility | N | OP |  | Non Combustion (NUC, WAT, WND, GEO, or SUN)
EXCLUDE | WA | Drop 3 | 6508 | 2 | WAT | HY | 0.8 | 0.5 | 0 | 803 |  |  | 803 | 0 |  | Electric Utility | N | OP |  | Non Combustion (NUC, WAT, WND, GEO, or SUN)
EXCLUDE | WA | Electron | 3854 | 1 | WAT | HY | 5.1 | 5.7 | 0 | 11260.2632 |  |  | 11260.2632 | 0 |  | Electric Utility | N | OP |  | Non Combustion (NUC, WAT, WND, GEO, or SUN)
EXCLUDE | WA | Electron | 3854 | 2 | WAT | HY | 5.1 | 5.9 | 0 | 11260.2632 |  |  | 11260.2632 | 0 |  | Electric Utility | N | OP |  | Non Combustion (NUC, WAT, WND, GEO, or SUN)
EXCLUDE | WA | Electron | 3854 | 3 | WAT | HY | 5.1 | 6.3 | 0 | 11260.2632 |  |  | 11260.2632 | 0 |  | Electric Utility | N | OP |  | Non Combustion (NUC, WAT, WND, GEO, or SUN)
EXCLUDE | WA | Electron | 3854 | 4 | WAT | HY | 7.5 | 7.9 | 0 | 16559.2105 |  |  | 16559.2105 | 0 |  | Electric Utility | N | OP |  | Non Combustion (NUC, WAT, WND, GEO, or SUN)
EXCLUDE | WA | Eltopia Branch Canal 4.6 | 56696 | 1 | WAT | HY | 2.2 | 2.2 | 0 | 7544 |  |  | 7544 | 0 |  | Electric Utility | N | OP |  | Non Combustion (NUC, WAT, WND, GEO, or SUN)
EXCLUDE | WA | Elwha Hydroelectric Project | 54051 | GEN1 | WAT | HY | 3 | 3 | 0 | 6964.0476 |  |  | 6964.0476 | 0 |  | Electric Utility | N | SB |  | Non Combustion (NUC, WAT, WND, GEO, or SUN)
EXCLUDE | WA | Elwha Hydroelectric Project | 54051 | GEN2 | WAT | HY | 3 | 3 | 0 | 6964.0476 |  |  | 6964.0476 | 0 |  | Electric Utility | N | SB |  | Non Combustion (NUC, WAT, WND, GEO, or SUN)
EXCLUDE | WA | Elwha Hydroelectric Project | 54051 | GEN3 | WAT | HY | 3.3 | 3.2 | 0 | 7660.4524 |  |  | 7660.4524 | 0 |  | Electric Utility | N | SB |  | Non Combustion (NUC, WAT, WND, GEO, or SUN)
EXCLUDE | WA | Elwha Hydroelectric Project | 54051 | GEN4 | WAT | HY | 3.3 | 3.3 | 0 | 7660.4524 |  |  | 7660.4524 | 0 |  | Electric Utility | N | SB |  | Non Combustion (NUC, WAT, WND, GEO, or SUN)
NGCC | WA | Encogen | 7870 | CTG1 | NG | CC | 39.4 | 34.5 | 505 | 20493.5839 | 0.76163 | 29178.6049 | 26907.4038 | 10867.8461 |  | Electric Utility | Y | OP
NGCC | WA | Encogen | 7870 | CTG2 | NG | CC | 39.4 | 34.5 | 505 | 20493.5839 | 0.77 | 27848.7022 | 26615.0747 | 10867.8461 |  | Electric Utility | Y | OP
NGCC | WA | Encogen | 7870 | CTG3 | NG | CC | 39.4 | 34.5 | 505 | 20493.5839 | 0.76748 | 28245.9412 | 26702.3928 | 10867.8461 |  | Electric Utility | Y | OP
NGCC | WA | Encogen | 7870 | STG | NG | CC | 58.2 | 55.9 | 505 | 30272.2483 | 1 | 0 | 30272.2483 | 16053.5188 |  | Electric Utility | Y | OP
EXCLUDE | WA | Everett Cogen | 7627 | 1 | WDS | ST | 42 | 36 | 0 | 163853.11 | 0 |  |  | 340610.8841 |  | Electric Utility | Y | RE | 2011 | Non Fossil fuel type
EXCLUDE | WA | FPL Energy Vansycle LLC (WA) | 55560 | SIE23 | WND | WT | 98.9 | 98.9 | 0 | 155374.8405 |  |  | 155374.8405 | 0 |  | IPP Non-CHP | N | OP |  | Non Combustion (NUC, WAT, WND, GEO, or SUN)
EXCLUDE | WA | FPL Energy Vansycle LLC (WA) | 55560 | V-47 | WND | WT | 176.9 | 176.9 | 0 | 277915.1595 |  |  | 277915.1595 | 0 |  | IPP Non-CHP | N | OP |  | Non Combustion (NUC, WAT, WND, GEO, or SUN)
EXCLUDE | WA | Franklin/Grays | 56017 | GT1 | NG | GT | 11.4 | 10.5 | 0 | 0 |  |  | 0 | 0 |  | Electric Utility | N | SB |  | Simple Cycle Turbine (PRMVR=GT or OT) unit under 25MW
EXCLUDE | WA | Franklin/Grays | 56017 | GT2 | NG | GT | 11.4 | 10.5 | 0 | 0 |  |  | 0 | 0 |  | Electric Utility | N | SB |  | Simple Cycle Turbine (PRMVR=GT or OT) unit under 25MW
EXCLUDE | WA | Franklin/Grays | 56017 | GT3 | NG | GT | 11.4 | 10.5 | 0 | 0 |  |  | 0 | 0 |  | Electric Utility | N | SB |  | Simple Cycle Turbine (PRMVR=GT or OT) unit under 25MW
EXCLUDE | WA | Franklin/Grays | 56017 | GT4 | NG | GT | 11.4 | 10.5 | 0 | 0 |  |  | 0 | 0 |  | Electric Utility | N | SB |  | Simple Cycle Turbine (PRMVR=GT or OT) unit under 25MW
SSTLOGN | WA | Frederickson | 99 | 1 | NG | GT | 88.9 | 67 | 0 | 5898.5 |  |  | 5898.5 | 6159.4367 |  | Electric Utility | N | SB
SSTLOGN | WA | Frederickson | 99 | 2 | NG | GT | 88.9 | 67 | 0 | 5898.5 |  |  | 5898.5 | 6159.4367 |  | Electric Utility | N | SB
NGCC | WA | Frederickson Power LP | 55818 | FICT | NG | CC | 192 | 160 | 2137 | 163584.8445 |  |  | 163584.8445 | 71019.9851 |  | Electric Utility/IPP Non-CHP | N | OP
NGCC | WA | Frederickson Power LP | 55818 | FIST | NG | CC | 126.3 | 82 | 2137 | 107608.1555 |  |  | 107608.1555 | 46717.8339 |  | Electric Utility/IPP Non-CHP | N | OP
SSTLOGN | WA | Fredonia | 607 | 1 | NG | GT | 129.1 | 93 | 518.4601 | 26187.0423 |  |  | 26187.0423 | 10328.5442 |  | Electric Utility | N | SB
SSTLOGN | WA | Fredonia | 607 | 2 | NG | GT | 129.1 | 93 | 518.4601 | 26187.0423 |  |  | 26187.0423 | 10328.5442 |  | Electric Utility | N | SB
SSTLOGN | WA | Fredonia | 607 | 3 | NG | GT | 58.9 | 47 | 236.5399 | 11947.4577 |  |  | 11947.4577 | 4712.2483 |  | Electric Utility | N | SB
SSTLOGN | WA | Fredonia | 607 | 4 | NG | GT | 58.9 | 47 | 236.5399 | 11947.4577 |  |  | 11947.4577 | 4712.2483 |  | Electric Utility | N | SB
EXCLUDE | WA | Glines Hydroelectric Project | 54050 | GEN1 | WAT | HY | 16.3 | 6 | 0 | 51113 |  |  | 51113 | 0 |  | Electric Utility | N | SB |  | Non Combustion (NUC, WAT, WND, GEO, or SUN)
NGCC | WA | Goldendale Generating Station | 55482 | G1 | NG | CC | 166 | 146.1 | 2042 | 358762.5401 |  |  | 358762.5401 | 143318.9219 |  | Electric Utility | N | OP
NGCC | WA | Goldendale Generating Station | 55482 | G2 | NG | CC | 114.3 | 110.6 | 2042 | 247027.4599 |  |  | 247027.4599 | 98682.8481 |  | Electric Utility | N | OP
EXCLUDE | WA | Goodnoe Hills | 56666 | 1 | WND | WT | 97.8 | 94 | 0 | 239431 |  |  | 239431 | 0 |  | Electric Utility | N | OP |  | Non Combustion (NUC, WAT, WND, GEO, or SUN)
EXCLUDE | WA | Gorge | 6431 | 21 | WAT | HY | 36.8 | 32 | 0 | 194063.2822 |  |  | 194063.2822 | 0 |  | Electric Utility | N | OP |  | Non Combustion (NUC, WAT, WND, GEO, or SUN)
EXCLUDE | WA | Gorge | 6431 | 22 | WAT | HY | 36.8 | 32 | 0 | 194063.2822 |  |  | 194063.2822 | 0 |  | Electric Utility | N | OP |  | Non Combustion (NUC, WAT, WND, GEO, or SUN)
EXCLUDE | WA | Gorge | 6431 | 23 | WAT | HY | 36.8 | 32 | 0 | 194063.2822 |  |  | 194063.2822 | 0 |  | Electric Utility | N | OP |  | Non Combustion (NUC, WAT, WND, GEO, or SUN)
EXCLUDE | WA | Gorge | 6431 | 24 | WAT | HY | 96.9 | 80 | 0 | 510998.1534 |  |  | 510998.1534 | 0 |  | Electric Utility | N | OP |  | Non Combustion (NUC, WAT, WND, GEO, or SUN)
EXCLUDE | WA | Grand Coulee | 6163 | 1 | WAT | HY | 125 | 125 | 0 | 471804.7921 |  |  | 471804.7921 | 0 |  | Electric Utility | N | OP |  | Non Combustion (NUC, WAT, WND, GEO, or SUN)
EXCLUDE | WA | Grand Coulee | 6163 | 2 | WAT | HY | 125 | 125 | 0 | 471804.7921 |  |  | 471804.7921 | 0 |  | Electric Utility | N | OP |  | Non Combustion (NUC, WAT, WND, GEO, or SUN)
EXCLUDE | WA | Grand Coulee | 6163 | 3 | WAT | HY | 125 | 125 | 0 | 471804.7921 |  |  | 471804.7921 | 0 |  | Electric Utility | N | OP |  | Non Combustion (NUC, WAT, WND, GEO, or SUN)
EXCLUDE | WA | Grand Coulee | 6163 | 4 | WAT | HY | 125 | 125 | 0 | 471804.7921 |  |  | 471804.7921 | 0 |  | Electric Utility | N | OP |  | Non Combustion (NUC, WAT, WND, GEO, or SUN)
EXCLUDE | WA | Grand Coulee | 6163 | 5 | WAT | HY | 125 | 125 | 0 | 471804.7921 |  |  | 471804.7921 | 0 |  | Electric Utility | N | OP |  | Non Combustion (NUC, WAT, WND, GEO, or SUN)
EXCLUDE | WA | Grand Coulee | 6163 | 6 | WAT | HY | 125 | 125 | 0 | 471804.7921 |  |  | 471804.7921 | 0 |  | Electric Utility | N | OP |  | Non Combustion (NUC, WAT, WND, GEO, or SUN)
EXCLUDE | WA | Grand Coulee | 6163 | 7 | WAT | HY | 125 | 125 | 0 | 471804.7921 |  |  | 471804.7921 | 0 |  | Electric Utility | N | OP |  | Non Combustion (NUC, WAT, WND, GEO, or SUN)
EXCLUDE | WA | Grand Coulee | 6163 | 8 | WAT | HY | 125 | 125 | 0 | 471804.7921 |  |  | 471804.7921 | 0 |  | Electric Utility | N | OP |  | Non Combustion (NUC, WAT, WND, GEO, or SUN)
EXCLUDE | WA | Grand Coulee | 6163 | 9 | WAT | HY | 125 | 125 | 0 | 471804.7921 |  |  | 471804.7921 | 0 |  | Electric Utility | N | OP |  | Non Combustion (NUC, WAT, WND, GEO, or SUN)
EXCLUDE | WA | Grand Coulee | 6163 | 10 | WAT | HY | 125 | 125 | 0 | 471804.7921 |  |  | 471804.7921 | 0 |  | Electric Utility | N | OP |  | Non Combustion (NUC, WAT, WND, GEO, or SUN)
EXCLUDE | WA | Grand Coulee | 6163 | 11 | WAT | HY | 125 | 125 | 0 | 471804.7921 |  |  | 471804.7921 | 0 |  | Electric Utility | N | OP |  | Non Combustion (NUC, WAT, WND, GEO, or SUN)
EXCLUDE | WA | Grand Coulee | 6163 | 12 | WAT | HY | 125 | 125 | 0 | 471804.7921 |  |  | 471804.7921 | 0 |  | Electric Utility | N | OP |  | Non Combustion (NUC, WAT, WND, GEO, or SUN)
EXCLUDE | WA | Grand Coulee | 6163 | 13 | WAT | HY | 125 | 125 | 0 | 471804.7921 |  |  | 471804.7921 | 0 |  | Electric Utility | N | OP |  | Non Combustion (NUC, WAT, WND, GEO, or SUN)
EXCLUDE | WA | Grand Coulee | 6163 | 14 | WAT | HY | 125 | 125 | 0 | 471804.7921 |  |  | 471804.7921 | 0 |  | Electric Utility | N | OP |  | Non Combustion (NUC, WAT, WND, GEO, or SUN)
EXCLUDE | WA | Grand Coulee | 6163 | 15 | WAT | HY | 125 | 125 | 0 | 471804.7921 |  |  | 471804.7921 | 0 |  | Electric Utility | N | OP |  | Non Combustion (NUC, WAT, WND, GEO, or SUN)
EXCLUDE | WA | Grand Coulee | 6163 | 16 | WAT | HY | 125 | 125 | 0 | 471804.7921 |  |  | 471804.7921 | 0 |  | Electric Utility | N | OP |  | Non Combustion (NUC, WAT, WND, GEO, or SUN)
EXCLUDE | WA | Grand Coulee | 6163 | 17 | WAT | HY | 125 | 125 | 0 | 471804.7921 |  |  | 471804.7921 | 0 |  | Electric Utility | N | OP |  | Non Combustion (NUC, WAT, WND, GEO, or SUN)
EXCLUDE | WA | Grand Coulee | 6163 | 18 | WAT | HY | 125 | 125 | 0 | 471804.7921 |  |  | 471804.7921 | 0 |  | Electric Utility | N | OP |  | Non Combustion (NUC, WAT, WND, GEO, or SUN)
EXCLUDE | WA | Grand Coulee | 6163 | 19 | WAT | HY | 600 | 690 | 0 | 2264663.0023 |  |  | 2264663.0023 | 0 |  | Electric Utility | N | OP |  | Non Combustion (NUC, WAT, WND, GEO, or SUN)
EXCLUDE | WA | Grand Coulee | 6163 | 20 | WAT | HY | 600 | 690 | 0 | 2264663.0023 |  |  | 2264663.0023 | 0 |  | Electric Utility | N | OP |  | Non Combustion (NUC, WAT, WND, GEO, or SUN)
EXCLUDE | WA | Grand Coulee | 6163 | 21 | WAT | HY | 600 | 690 | 0 | 2264663.0023 |  |  | 2264663.0023 | 0 |  | Electric Utility | N | OP |  | Non Combustion (NUC, WAT, WND, GEO, or SUN)
EXCLUDE | WA | Grand Coulee | 6163 | 22 | WAT | HY | 805 | 805 | 0 | 3038422.8614 |  |  | 3038422.8614 | 0 |  | Electric Utility | N | OP |  | Non Combustion (NUC, WAT, WND, GEO, or SUN)
EXCLUDE | WA | Grand Coulee | 6163 | 23 | WAT | HY | 805 | 805 | 0 | 3038422.8614 |  |  | 3038422.8614 | 0 |  | Electric Utility | N | OP |  | Non Combustion (NUC, WAT, WND, GEO, or SUN)
EXCLUDE | WA | Grand Coulee | 6163 | 24 | WAT | HY | 805 | 805 | 0 | 3038422.8614 |  |  | 3038422.8614 | 0 |  | Electric Utility | N | OP |  | Non Combustion (NUC, WAT, WND, GEO, or SUN)
EXCLUDE | WA | Grand Coulee | 6163 | LS1 | WAT | HY | 10 | 10 | 0 | 37744.3834 |  |  | 37744.3834 | 0 |  | Electric Utility | N | OP |  | Non Combustion (NUC, WAT, WND, GEO, or SUN)
EXCLUDE | WA | Grand Coulee | 6163 | LS2 | WAT | HY | 10 | 10 | 0 | 37744.3834 |  |  | 37744.3834 | 0 |  | Electric Utility | N | OP |  | Non Combustion (NUC, WAT, WND, GEO, or SUN)
EXCLUDE | WA | Grand Coulee | 6163 | LS3 | WAT | HY | 10 | 10 | 0 | 37744.3834 |  |  | 37744.3834 | 0 |  | Electric Utility | N | OP |  | Non Combustion (NUC, WAT, WND, GEO, or SUN)
EXCLUDE | WA | Grand Coulee | 6163 | PG10 | WAT | PS | 53.5 | 53.5 | 0 | 8845.5605 |  |  | 8845.5605 | 0 |  | Electric Utility | N | OP |  | Non Combustion (NUC, WAT, WND, GEO, or SUN)
EXCLUDE | WA | Grand Coulee | 6163 | PG11 | WAT | PS | 53.5 | 53.5 | 0 | 8845.5605 |  |  | 8845.5605 | 0 |  | Electric Utility | N | OP |  | Non Combustion (NUC, WAT, WND, GEO, or SUN)
EXCLUDE | WA | Grand Coulee | 6163 | PG12 | WAT | PS | 53.5 | 53.5 | 0 | 8845.5605 |  |  | 8845.5605 | 0 |  | Electric Utility | N | OP |  | Non Combustion (NUC, WAT, WND, GEO, or SUN)
EXCLUDE | WA | Grand Coulee | 6163 | PG7 | WAT | PS | 50 | 50 | 0 | 8266.879 |  |  | 8266.879 | 0 |  | Electric Utility | N | OP |  | Non Combustion (NUC, WAT, WND, GEO, or SUN)
EXCLUDE | WA | Grand Coulee | 6163 | PG8 | WAT | PS | 50 | 50 | 0 | 8266.879 |  |  | 8266.879 | 0 |  | Electric Utility | N | OP |  | Non Combustion (NUC, WAT, WND, GEO, or SUN)
EXCLUDE | WA | Grand Coulee | 6163 | PG9 | WAT | PS | 53.5 | 53.5 | 0 | 8845.5605 |  |  | 8845.5605 | 0 |  | Electric Utility | N | OP |  | Non Combustion (NUC, WAT, WND, GEO, or SUN)
NGCC | WA | Grays Harbor Energy Facility | 7999 | CT1 | NG | CC | 175 | 165 | 3000 | 62116.1154 |  |  | 62116.1154 | 35419.6764 |  | Electric Utility | N | OP
NGCC | WA | Grays Harbor Energy Facility | 7999 | CT2 | NG | CC | 175 | 172 | 3000 | 62116.1154 |  |  | 62116.1154 | 35419.6764 |  | Electric Utility | N | OP
NGCC | WA | Grays Harbor Energy Facility | 7999 | ST1 | NG | CC | 300 | 300 | 3000 | 106484.7692 |  |  | 106484.7692 | 60719.4452 |  | Electric Utility | N | OP
EXCLUDE | WA | Grays Harbor Paper LP | 57105 | 1ST | WDS | ST | 3 | 3 | 0 | 627.7962 |  |  | 627.7962 | 17285.7821 |  | Industrial CHP | N | RE | 2011 | Non Fossil fuel type
EXCLUDE | WA | Grays Harbor Paper LP | 57105 | 2ST | WDS | ST | 6.3 | 5 | 0 | 1318.3721 | 0.031917 | 181918.9886 | 41306.4265 | 36300.1424 |  | Industrial CHP | Y | RE | 2011 | Non Fossil fuel type
EXCLUDE | WA | Grays Harbor Paper LP | 57105 | 3ST | WDS | ST | 7.5 | 7.5 | 0 | 1569.4906 |  |  | 1569.4906 | 43214.4552 |  | Industrial CHP | N | RE | 2011 | Non Fossil fuel type
EXCLUDE | WA | Grimes Way | 56016 | 1 | NG | IC | 1.1 | 1 | 0 | 0 |  |  | 0 | 0 |  | Commercial Non-CHP | N | SB |  | Internal Combustion (PRMVR=IC)
EXCLUDE | WA | Grimes Way | 56016 | 2 | NG | IC | 1.1 | 1 | 0 | 0 |  |  | 0 | 0 |  | Commercial Non-CHP | N | SB |  | Internal Combustion (PRMVR=IC)
EXCLUDE | WA | Grimes Way | 56016 | 3 | DFO | IC | 1.8 | 1.7 | 0 | 0 |  |  | 0 | 0 |  | Commercial Non-CHP | N | SB |  | Internal Combustion (PRMVR=IC)
EXCLUDE | WA | H M Jackson | 7588 | 1 | WAT | HY | 47.5 | 41 | 0 | 206392.5984 |  |  | 206392.5984 | 0 |  | Electric Utility | N | OP |  | Non Combustion (NUC, WAT, WND, GEO, or SUN)
EXCLUDE | WA | H M Jackson | 7588 | 2 | WAT | HY | 47.5 | 41 | 0 | 206392.5984 |  |  | 206392.5984 | 0 |  | Electric Utility | N | OP |  | Non Combustion (NUC, WAT, WND, GEO, or SUN)
EXCLUDE | WA | H M Jackson | 7588 | 3 | WAT | HY | 8.4 | 7 | 0 | 36498.9016 |  |  | 36498.9016 | 0 |  | Electric Utility | N | OP |  | Non Combustion (NUC, WAT, WND, GEO, or SUN)
EXCLUDE | WA | H M Jackson | 7588 | 4 | WAT | HY | 8.4 | 7 | 0 | 36498.9016 |  |  | 36498.9016 | 0 |  | Electric Utility | N | OP |  | Non Combustion (NUC, WAT, WND, GEO, or SUN)
EXCLUDE | WA | Harvest Wind Project | 57152 | HWP1 | WND | WT | 98.9 | 98.9 | 0 | 276193 |  |  | 276193 | 0 |  | IPP Non-CHP | N | OP |  | Non Combustion (NUC, WAT, WND, GEO, or SUN)
EXCLUDE | WA | Hopkins Ridge Wind | 56255 | 1 | WND | WT | 150 | 150 | 0 | 413020.0382 |  |  | 413020.0382 | 0 |  | Electric Utility | N | OP |  | Non Combustion (NUC, WAT, WND, GEO, or SUN)
EXCLUDE | WA | Hopkins Ridge Wind | 56255 | 2 | WND | WT | 7.2 | 7.2 | 0 | 19824.9618 |  |  | 19824.9618 | 0 |  | Electric Utility | N | OP |  | Non Combustion (NUC, WAT, WND, GEO, or SUN)
EXCLUDE | WA | Ice Harbor | 3925 | 1 | WAT | HY | 90 | 90 | 0 | 369728.806 |  |  | 369728.806 | 0 |  | Electric Utility | N | OP |  | Non Combustion (NUC, WAT, WND, GEO, or SUN)
EXCLUDE | WA | Ice Harbor | 3925 | 2 | WAT | HY | 90 | 90 | 0 | 369728.806 |  |  | 369728.806 | 0 |  | Electric Utility | N | OP |  | Non Combustion (NUC, WAT, WND, GEO, or SUN)
EXCLUDE | WA | Ice Harbor | 3925 | 3 | WAT | HY | 90 | 90 | 0 | 369728.806 |  |  | 369728.806 | 0 |  | Electric Utility | N | OP |  | Non Combustion (NUC, WAT, WND, GEO, or SUN)
EXCLUDE | WA | Ice Harbor | 3925 | 4 | WAT | HY | 111 | 111 | 0 | 455998.8607 |  |  | 455998.8607 | 0 |  | Electric Utility | N | OP |  | Non Combustion (NUC, WAT, WND, GEO, or SUN)
EXCLUDE | WA | Ice Harbor | 3925 | 5 | WAT | HY | 111 | 111 | 0 | 455998.8607 |  |  | 455998.8607 | 0 |  | Electric Utility | N | OP |  | Non Combustion (NUC, WAT, WND, GEO, or SUN)
EXCLUDE | WA | Ice Harbor | 3925 | 6 | WAT | HY | 111 | 111 | 0 | 455998.8607 |  |  | 455998.8607 | 0 |  | Electric Utility | N | OP |  | Non Combustion (NUC, WAT, WND, GEO, or SUN)
EXCLUDE | WA | Juniper Canyon I Wind Project | 57320 | 1 | WND | WT | 151.2 | 151.2 | 0 | 219946 |  |  | 219946 | 0 |  | IPP Non-CHP | N | OP |  | Non Combustion (NUC, WAT, WND, GEO, or SUN)
EXCLUDE | WA | Kettle Falls Generating Station | 550 | 1 | WDS | ST | 50.7 | 50 | 0 | 291125 |  |  | 291125 | 382830.7744 |  | Electric Utility | N | OP |  | Non Fossil fuel type
EXCLUDE | WA | Kettle Falls Generating Station | 550 | 2 | NG | GT | 7.2 | 6.2 | 0 | 1375 |  |  | 1375 | 960.4094 |  | Electric Utility | N | SB |  | Simple Cycle Turbine (PRMVR=GT or OT) unit under 25MW
EXCLUDE | WA | Koma Kulshan Associates | 54267 | GEN1 | WAT | HY | 12 | 12.4 | 0 | 41424 |  |  | 41424 | 0 |  | IPP Non-CHP | N | OP |  | Non Combustion (NUC, WAT, WND, GEO, or SUN)
EXCLUDE | WA | LaGrande | 3916 | 1 | WAT | HY | 6 | 6 | 0 | 37870.3125 |  |  | 37870.3125 | 0 |  | Electric Utility | N | OP |  | Non Combustion (NUC, WAT, WND, GEO, or SUN)
EXCLUDE | WA | LaGrande | 3916 | 2 | WAT | HY | 6 | 6 | 0 | 37870.3125 |  |  | 37870.3125 | 0 |  | Electric Utility | N | OP |  | Non Combustion (NUC, WAT, WND, GEO, or SUN)
EXCLUDE | WA | LaGrande | 3916 | 3 | WAT | HY | 6 | 6 | 0 | 37870.3125 |  |  | 37870.3125 | 0 |  | Electric Utility | N | OP |  | Non Combustion (NUC, WAT, WND, GEO, or SUN)
EXCLUDE | WA | LaGrande | 3916 | 4 | WAT | HY | 6 | 6 | 0 | 37870.3125 |  |  | 37870.3125 | 0 |  | Electric Utility | N | OP |  | Non Combustion (NUC, WAT, WND, GEO, or SUN)
EXCLUDE | WA | LaGrande | 3916 | 5 | WAT | HY | 40 | 40 | 0 | 252468.75 |  |  | 252468.75 | 0 |  | Electric Utility | N | OP |  | Non Combustion (NUC, WAT, WND, GEO, or SUN)
EXCLUDE | WA | Lilliwaup Falls Generating | 50700 | 4735 | WAT | HY | 0.2 | 0.2 | 0 | 0 |  |  | 0 | 0 |  | IPP Non-CHP | N | OS |  | Non Combustion (NUC, WAT, WND, GEO, or SUN)
EXCLUDE | WA | Lilliwaup Falls Generating | 50700 | 4736 | WAT | HY | 0.2 | 0.2 | 0 | 0 |  |  | 0 | 0 |  | IPP Non-CHP | N | OS |  | Non Combustion (NUC, WAT, WND, GEO, or SUN)
EXCLUDE | WA | Lilliwaup Falls Generating | 50700 | 4737 | WAT | HY | 0.2 | 0.2 | 0 | 0 |  |  | 0 | 0 |  | IPP Non-CHP | N | OS |  | Non Combustion (NUC, WAT, WND, GEO, or SUN)
EXCLUDE | WA | Lilliwaup Falls Generating | 50700 | 4738 | WAT | HY | 0.2 | 0.2 | 0 | 0 |  |  | 0 | 0 |  | IPP Non-CHP | N | OS |  | Non Combustion (NUC, WAT, WND, GEO, or SUN)
EXCLUDE | WA | Lilliwaup Falls Generating | 50700 | 4739 | WAT | HY | 0.2 | 0.2 | 0 | 0 |  |  | 0 | 0 |  | IPP Non-CHP | N | OS |  | Non Combustion (NUC, WAT, WND, GEO, or SUN)
EXCLUDE | WA | Lilliwaup Falls Generating | 50700 | 4740 | WAT | HY | 0.2 | 0.2 | 0 | 0 |  |  | 0 | 0 |  | IPP Non-CHP | N | OS |  | Non Combustion (NUC, WAT, WND, GEO, or SUN)
EXCLUDE | WA | Lilliwaup Falls Generating | 50700 | 4741 | WAT | HY | 0.2 | 0.2 | 0 | 0 |  |  | 0 | 0 |  | IPP Non-CHP | N | OS |  | Non Combustion (NUC, WAT, WND, GEO, or SUN)
EXCLUDE | WA | Linden Wind Energy Project | 57635 | LW1 | WND | WT | 50 | 50 | 0 | 151229 |  |  | 151229 | 0 |  | Electric Utility | N | OP |  | Non Combustion (NUC, WAT, WND, GEO, or SUN)
EXCLUDE | WA | Little Falls | 3866 | 1 | WAT | HY | 8 | 9 | 0 | 53321 |  |  | 53321 | 0 |  | Electric Utility | N | OP |  | Non Combustion (NUC, WAT, WND, GEO, or SUN)
EXCLUDE | WA | Little Falls | 3866 | 2 | WAT | HY | 8 | 9 | 0 | 53321 |  |  | 53321 | 0 |  | Electric Utility | N | OP |  | Non Combustion (NUC, WAT, WND, GEO, or SUN)
EXCLUDE | WA | Little Falls | 3866 | 3 | WAT | HY | 8 | 9 | 0 | 53321 |  |  | 53321 | 0 |  | Electric Utility | N | OP |  | Non Combustion (NUC, WAT, WND, GEO, or SUN)
EXCLUDE | WA | Little Falls | 3866 | 4 | WAT | HY | 8 | 9 | 0 | 53321 |  |  | 53321 | 0 |  | Electric Utility | N | OP |  | Non Combustion (NUC, WAT, WND, GEO, or SUN)
EXCLUDE | WA | Little Goose | 3926 | 1 | WAT | HY | 135 | 135 | 0 | 482159.5 |  |  | 482159.5 | 0 |  | Electric Utility | N | OP |  | Non Combustion (NUC, WAT, WND, GEO, or SUN)
EXCLUDE | WA | Little Goose | 3926 | 2 | WAT | HY | 135 | 135 | 0 | 482159.5 |  |  | 482159.5 | 0 |  | Electric Utility | N | OP |  | Non Combustion (NUC, WAT, WND, GEO, or SUN)
EXCLUDE | WA | Little Goose | 3926 | 3 | WAT | HY | 135 | 135 | 0 | 482159.5 |  |  | 482159.5 | 0 |  | Electric Utility | N | OP |  | Non Combustion (NUC, WAT, WND, GEO, or SUN)
EXCLUDE | WA | Little Goose | 3926 | 4 | WAT | HY | 135 | 135 | 0 | 482159.5 |  |  | 482159.5 | 0 |  | Electric Utility | N | OP |  | Non Combustion (NUC, WAT, WND, GEO, or SUN)
EXCLUDE | WA | Little Goose | 3926 | 5 | WAT | HY | 135 | 135 | 0 | 482159.5 |  |  | 482159.5 | 0 |  | Electric Utility | N | OP |  | Non Combustion (NUC, WAT, WND, GEO, or SUN)
EXCLUDE | WA | Little Goose | 3926 | 6 | WAT | HY | 135 | 135 | 0 | 482159.5 |  |  | 482159.5 | 0 |  | Electric Utility | N | OP |  | Non Combustion (NUC, WAT, WND, GEO, or SUN)
EXCLUDE | WA | Long Lake | 3867 | 1 | WAT | HY | 17.5 | 22.4 | 0 | 138891.25 |  |  | 138891.25 | 0 |  | Electric Utility | N | OP |  | Non Combustion (NUC, WAT, WND, GEO, or SUN)
EXCLUDE | WA | Long Lake | 3867 | 2 | WAT | HY | 17.5 | 22.5 | 0 | 138891.25 |  |  | 138891.25 | 0 |  | Electric Utility | N | OP |  | Non Combustion (NUC, WAT, WND, GEO, or SUN)
EXCLUDE | WA | Long Lake | 3867 | 3 | WAT | HY | 17.5 | 22.5 | 0 | 138891.25 |  |  | 138891.25 | 0 |  | Electric Utility | N | OP |  | Non Combustion (NUC, WAT, WND, GEO, or SUN)
EXCLUDE | WA | Long Lake | 3867 | 4 | WAT | HY | 17.5 | 22.1 | 0 | 138891.25 |  |  | 138891.25 | 0 |  | Electric Utility | N | OP |  | Non Combustion (NUC, WAT, WND, GEO, or SUN)
EXCLUDE | WA | Longview Fibre | 54562 | 2 | BLQ | ST | 2.5 | 2.5 | 0 | 0 | 0.069816 | 0 | 0 | 0 |  | Industrial CHP | Y | RE | 2007 | Steam unit (PRMVR=ST) under 25MW/250 MMBtu/hr
EXCLUDE | WA | Longview Fibre | 54562 | 3 | BLQ | ST | 3.5 | 3.5 | 0 | 0 | 0.069816 | 0 | 0 | 0 |  | Industrial CHP | Y | RE | 2007 | Steam unit (PRMVR=ST) under 25MW/250 MMBtu/hr
EXCLUDE | WA | Longview Fibre | 54562 | 4 | BLQ | ST | 10 | 10 | 0 | 7526 | 0.069816 | 456169.112 | 107797.6395 | 47536.0105 |  | Industrial CHP | Y | OP |  | Steam unit (PRMVR=ST) under 25MW/250 MMBtu/hr
EXCLUDE | WA | Longview Fibre | 54562 | 5 | BLQ | ST | 6 | 5.7 | 0 | 0 | 0.069816 | 0 | 0 | 0 |  | Industrial CHP | Y | RE | 2007 | Steam unit (PRMVR=ST) under 25MW/250 MMBtu/hr
EXCLUDE | WA | Longview Fibre | 54562 | 6 | BLQ | ST | 20 | 22 | 0 | 129797 | 0.069816 | 7867310.9529 | 1859129.7124 | 819828.8005 |  | Industrial CHP | Y | OP |  | Steam unit (PRMVR=ST) under 25MW/250 MMBtu/hr
EXCLUDE | WA | Longview Fibre | 54562 | 7 | BLQ | ST | 25 | 25 | 0 | 147732 | 0.069816 | 8954394.7987 | 2116019.2506 | 933110.5369 |  | Industrial CHP | Y | OP |  | Commercial/Industrial Unit
EXCLUDE | WA | Longview Fibre | 54562 | 8 | NG | GT | 68 | 60 | 0 | 0 | 0 |  |  | 0 |  | Industrial CHP | Y | OS |  | Commercial/Industrial Unit
EXCLUDE | WA | Lower Baker | 3855 | 3 | WAT | HY | 85 | 86.7 | 0 | 332792 |  |  | 332792 | 0 |  | Electric Utility | N | OP |  | Non Combustion (NUC, WAT, WND, GEO, or SUN)
EXCLUDE | WA | Lower Baker | 3855 | 4 | WAT | HY | 32.4 | 30.4 | 0 | 0 |  |  | 0 | 0 |  | Electric Utility | N | U |  | Non Combustion (NUC, WAT, WND, GEO, or SUN)
EXCLUDE | WA | Lower Granite | 6175 | 1 | WAT | HY | 135 | 135 | 0 | 526043 |  |  | 526043 | 0 |  | Electric Utility | N | OP |  | Non Combustion (NUC, WAT, WND, GEO, or SUN)
EXCLUDE | WA | Lower Granite | 6175 | 2 | WAT | HY | 135 | 135 | 0 | 526043 |  |  | 526043 | 0 |  | Electric Utility | N | OP |  | Non Combustion (NUC, WAT, WND, GEO, or SUN)
EXCLUDE | WA | Lower Granite | 6175 | 3 | WAT | HY | 135 | 135 | 0 | 526043 |  |  | 526043 | 0 |  | Electric Utility | N | OP |  | Non Combustion (NUC, WAT, WND, GEO, or SUN)
EXCLUDE | WA | Lower Granite | 6175 | 4 | WAT | HY | 135 | 135 | 0 | 526043 |  |  | 526043 | 0 |  | Electric Utility | N | OP |  | Non Combustion (NUC, WAT, WND, GEO, or SUN)
EXCLUDE | WA | Lower Granite | 6175 | 5 | WAT | HY | 135 | 135 | 0 | 526043 |  |  | 526043 | 0 |  | Electric Utility | N | OP |  | Non Combustion (NUC, WAT, WND, GEO, or SUN)
EXCLUDE | WA | Lower Granite | 6175 | 6 | WAT | HY | 135 | 135 | 0 | 526043 |  |  | 526043 | 0 |  | Electric Utility | N | OP |  | Non Combustion (NUC, WAT, WND, GEO, or SUN)
EXCLUDE | WA | Lower Monumental | 3927 | 1 | WAT | HY | 135 | 135 | 0 | 549221.5 |  |  | 549221.5 | 0 |  | Electric Utility | N | OP |  | Non Combustion (NUC, WAT, WND, GEO, or SUN)
EXCLUDE | WA | Lower Monumental | 3927 | 2 | WAT | HY | 135 | 135 | 0 | 549221.5 |  |  | 549221.5 | 0 |  | Electric Utility | N | OP |  | Non Combustion (NUC, WAT, WND, GEO, or SUN)
EXCLUDE | WA | Lower Monumental | 3927 | 3 | WAT | HY | 135 | 135 | 0 | 549221.5 |  |  | 549221.5 | 0 |  | Electric Utility | N | OP |  | Non Combustion (NUC, WAT, WND, GEO, or SUN)
EXCLUDE | WA | Lower Monumental | 3927 | 4 | WAT | HY | 135 | 135 | 0 | 549221.5 |  |  | 549221.5 | 0 |  | Electric Utility | N | OP |  | Non Combustion (NUC, WAT, WND, GEO, or SUN)
EXCLUDE | WA | Lower Monumental | 3927 | 5 | WAT | HY | 135 | 135 | 0 | 549221.5 |  |  | 549221.5 | 0 |  | Electric Utility | N | OP |  | Non Combustion (NUC, WAT, WND, GEO, or SUN)
EXCLUDE | WA | Lower Monumental | 3927 | 6 | WAT | HY | 135 | 135 | 0 | 549221.5 |  |  | 549221.5 | 0 |  | Electric Utility | N | OP |  | Non Combustion (NUC, WAT, WND, GEO, or SUN)
EXCLUDE | WA | Lower Snake River Wind Energy Project | 57195 | LSR1 | WND | WT | 342 | 342 | 0 | 0 |  |  | 0 | 0 |  | Electric Utility | N | U |  | Non Combustion (NUC, WAT, WND, GEO, or SUN)
EXCLUDE | WA | Main Canal Headworks | 56698 | 1 | WAT | HY | 26.8 | 26.8 | 0 | 80409 |  |  | 80409 | 0 |  | Electric Utility | N | OP |  | Non Combustion (NUC, WAT, WND, GEO, or SUN)
NGCC | WA | March Point Cogeneration | 54268 | GTG1 | NG | CC | 46.6 | 39.6 | 0 | 304731.5923 | 0.47658 | 1522566.4587 | 639410.6205 | 222197.7183 |  | IPP CHP | Y | OP
NGCC | WA | March Point Cogeneration | 54268 | GTG2 | NG | CC | 46.6 | 40 | 0 | 304731.5923 | 0.47658 | 1522566.4587 | 639410.6205 | 222197.7183 |  | IPP CHP | Y | OP
NGCC | WA | March Point Cogeneration | 54268 | GTG3 | NG | CC | 46.6 | 40.6 | 0 | 304731.5923 | 0.47658 | 1522566.4587 | 639410.6205 | 222197.7183 |  | IPP CHP | Y | OP
NGCC | WA | March Point Cogeneration | 54268 | STG1 | NG | CC | 27 | 26 | 0 | 176561.223 | 0.47658 | 882173.6993 | 370473.9647 | 128741.1673 |  | IPP CHP | Y | OP
EXCLUDE | WA | Marengo Wind Plant | 56466 | 1 | WND | WT | 140.4 | 140.4 | 0 | 398524 |  |  | 398524 | 0 |  | Electric Utility | N | OP |  | Non Combustion (NUC, WAT, WND, GEO, or SUN)
EXCLUDE | WA | Marengo Wind Plant | 56466 | 2 | WND | WT | 70.2 | 70.2 | 0 | 199262 |  |  | 199262 | 0 |  | Electric Utility | N | OP |  | Non Combustion (NUC, WAT, WND, GEO, or SUN)
EXCLUDE | WA | Mayfield | 3917 | 41 | WAT | HY | 40.5 | 41 | 0 | 207125.25 |  |  | 207125.25 | 0 |  | Electric Utility | N | OP |  | Non Combustion (NUC, WAT, WND, GEO, or SUN)
EXCLUDE | WA | Mayfield | 3917 | 42 | WAT | HY | 40.5 | 41 | 0 | 207125.25 |  |  | 207125.25 | 0 |  | Electric Utility | N | OP |  | Non Combustion (NUC, WAT, WND, GEO, or SUN)
EXCLUDE | WA | Mayfield | 3917 | 43 | WAT | HY | 40.5 | 41 | 0 | 207125.25 |  |  | 207125.25 | 0 |  | Electric Utility | N | OP |  | Non Combustion (NUC, WAT, WND, GEO, or SUN)
EXCLUDE | WA | Mayfield | 3917 | 44 | WAT | HY | 40.5 | 41 | 0 | 207125.25 |  |  | 207125.25 | 0 |  | Electric Utility | N | OP |  | Non Combustion (NUC, WAT, WND, GEO, or SUN)
EXCLUDE | WA | McNary Dam Fish Attraction Project | 7511 | 1 | WAT | HY | 10 | 8.9 | 0 | 66516 |  |  | 66516 | 0 |  | Electric Utility | N | OP |  | Non Combustion (NUC, WAT, WND, GEO, or SUN)
EXCLUDE | WA | Merwin | 3847 | 1 | WAT | HY | 45 | 50 | 0 | 190598.1618 |  |  | 190598.1618 | 0 |  | Electric Utility | N | OP |  | Non Combustion (NUC, WAT, WND, GEO, or SUN)
EXCLUDE | WA | Merwin | 3847 | 2 | WAT | HY | 45 | 50 | 0 | 190598.1618 |  |  | 190598.1618 | 0 |  | Electric Utility | N | OP |  | Non Combustion (NUC, WAT, WND, GEO, or SUN)
EXCLUDE | WA | Merwin | 3847 | 3 | WAT | HY | 45 | 50 | 0 | 190598.1618 |  |  | 190598.1618 | 0 |  | Electric Utility | N | OP |  | Non Combustion (NUC, WAT, WND, GEO, or SUN)
EXCLUDE | WA | Merwin | 3847 | House | WAT | HY | 1 | 1 | 0 | 4235.5147 |  |  | 4235.5147 | 0 |  | Electric Utility | N | OP |  | Non Combustion (NUC, WAT, WND, GEO, or SUN)
EXCLUDE | WA | Meyers Falls | 3868 | UN1 | WAT | HY | 0.9 | 0.9 | 0 | 6127.5 |  |  | 6127.5 | 0 |  | IPP Non-CHP | N | OP |  | Non Combustion (NUC, WAT, WND, GEO, or SUN)
EXCLUDE | WA | Meyers Falls | 3868 | UN2 | WAT | HY | 0.3 | 0.3 | 0 | 2042.5 |  |  | 2042.5 | 0 |  | IPP Non-CHP | N | OP |  | Non Combustion (NUC, WAT, WND, GEO, or SUN)
NGCC | WA | Mint Farm Generating Station | 55700 | 1STG | NG | CC | 133 | 120.5 | 2358 | 291992.5361 |  |  | 291992.5361 | 127452.7063 |  | Electric Utility | N | OP
NGCC | WA | Mint Farm Generating Station | 55700 | CTG1 | NG | CC | 186 | 155.4 | 2358 | 408350.4639 |  |  | 408350.4639 | 178242.1307 |  | Electric Utility | N | OP
EXCLUDE | WA | Monroe Street | 9095 | 6 | WAT | HY | 14.8 | 15 | 0 | 109630 |  |  | 109630 | 0 |  | Electric Utility | N | OP |  | Non Combustion (NUC, WAT, WND, GEO, or SUN)
EXCLUDE | WA | Mossyrock | 3918 | 51 | WAT | HY | 150 | 203.4 | 0 | 662758.5 |  |  | 662758.5 | 0 |  | Electric Utility | N | OP |  | Non Combustion (NUC, WAT, WND, GEO, or SUN)
EXCLUDE | WA | Mossyrock | 3918 | 52 | WAT | HY | 150 | 175.3 | 0 | 662758.5 |  |  | 662758.5 | 0 |  | Electric Utility | N | OP |  | Non Combustion (NUC, WAT, WND, GEO, or SUN)
EXCLUDE | WA | Newhalem | 9842 | 20 | WAT | HY | 2.3 | 2.3 | 0 | 1736 |  |  | 1736 | 0 |  | Electric Utility | N | OP |  | Non Combustion (NUC, WAT, WND, GEO, or SUN)
EXCLUDE | WA | Nine Canyon | 7936 | 1 | WND | WT | 95.9 | 95 | 0 | 266636 |  |  | 266636 | 0 |  | Electric Utility | N | OP |  | Non Combustion (NUC, WAT, WND, GEO, or SUN)
EXCLUDE | WA | Nine Mile | 3869 | 1 | WAT | HY | 3.3 | 4.2 | 0 | 11255.75 |  |  | 11255.75 | 0 |  | Electric Utility | N | OS |  | Non Combustion (NUC, WAT, WND, GEO, or SUN)
EXCLUDE | WA | Nine Mile | 3869 | 2 | WAT | HY | 3.1 | 2 | 0 | 10573.5833 |  |  | 10573.5833 | 0 |  | Electric Utility | N | OP |  | Non Combustion (NUC, WAT, WND, GEO, or SUN)
EXCLUDE | WA | Nine Mile | 3869 | 3N | WAT | HY | 10 | 8 | 0 | 34108.3333 |  |  | 34108.3333 | 0 |  | Electric Utility | N | OP |  | Non Combustion (NUC, WAT, WND, GEO, or SUN)
EXCLUDE | WA | Nine Mile | 3869 | 4N | WAT | HY | 10 | 8 | 0 | 34108.3333 |  |  | 34108.3333 | 0 |  | Electric Utility | N | OP |  | Non Combustion (NUC, WAT, WND, GEO, or SUN)
SSTLOGN | WA | Northeast | 6210 | 1 | NG | GT | 61.8 | 45 | 0 | 289 |  |  | 289 | 362.5278 |  | Electric Utility | N | SB
EXCLUDE | WA | Orchard Avenue 1 | 50421 | 201 | WAT | HY | 0.8 | 0.8 | 0 | 1411.5 |  |  | 1411.5 | 0 |  | IPP Non-CHP | N | OP |  | Non Combustion (NUC, WAT, WND, GEO, or SUN)
EXCLUDE | WA | Orchard Avenue 1 | 50421 | 301 | WAT | HY | 0.8 | 0.8 | 0 | 1411.5 |  |  | 1411.5 | 0 |  | IPP Non-CHP | N | OP |  | Non Combustion (NUC, WAT, WND, GEO, or SUN)
EXCLUDE | WA | Packwood | 3929 | 1 | WAT | HY | 27.5 | 26 | 0 | 113465 |  |  | 113465 | 0 |  | Electric Utility | N | OP |  | Non Combustion (NUC, WAT, WND, GEO, or SUN)
EXCLUDE | WA | Palouse | 57530 | 1 | WND | WT | 105.3 | 105.3 | 0 | 0 |  |  | 0 | 0 |  | IPP Non-CHP | N | U |  | Non Combustion (NUC, WAT, WND, GEO, or SUN)
EXCLUDE | WA | PEC Headworks | 7113 | 1 | WAT | HY | 6.6 | 6.7 | 0 | 13314 |  |  | 13314 | 0 |  | Electric Utility | N | OP |  | Non Combustion (NUC, WAT, WND, GEO, or SUN)
EXCLUDE | WA | Port Townsend Paper | 50544 | GEN2 | BLQ | ST | 3 | 3 | 0 | 0 | 0.024152 | 0 | 0 | 0 |  | Industrial CHP | Y | RE | 2009 | Steam unit (PRMVR=ST) under 25MW/250 MMBtu/hr
EXCLUDE | WA | Port Townsend Paper | 50544 | GEN4 | BLQ | ST | 3 | 3 | 0 | 9300.8571 | 0.024152 | 1709620.8642 | 385096.7681 | 178505.3641 |  | Industrial CHP | Y | SB |  | Steam unit (PRMVR=ST) under 25MW/250 MMBtu/hr
EXCLUDE | WA | Port Townsend Paper | 50544 | GEN6 | BLQ | ST | 7.5 | 7.5 | 0 | 32553 | 0.024152 | 5983673.0247 | 1347838.6883 | 624768.7745 |  | Industrial CHP | Y | OP |  | Steam unit (PRMVR=ST) under 25MW/250 MMBtu/hr
EXCLUDE | WA | Port Townsend Paper | 50544 | HDRO | WAT | HY | 0.4 | 0.3 | 0 | 2961 |  |  | 2961 | 0 |  | Industrial CHP | N | OP |  | Non Combustion (NUC, WAT, WND, GEO, or SUN)
EXCLUDE | WA | Potholes East Canal 66.0 | 56697 | 1 | WAT | HY | 2.3 | 2.3 | 0 | 8596 |  |  | 8596 | 0 |  | Electric Utility | N | OP |  | Non Combustion (NUC, WAT, WND, GEO, or SUN)
EXCLUDE | WA | Priest Rapids | 3887 | 1 | WAT | HY | 95 | 93.2 | 0 | 512197.3315 |  |  | 512197.3315 | 0 |  | Electric Utility | N | OP |  | Non Combustion (NUC, WAT, WND, GEO, or SUN)
EXCLUDE | WA | Priest Rapids | 3887 | 2 | WAT | HY | 97.8 | 93.2 | 0 | 527293.6739 |  |  | 527293.6739 | 0 |  | Electric Utility | N | OP |  | Non Combustion (NUC, WAT, WND, GEO, or SUN)
EXCLUDE | WA | Priest Rapids | 3887 | 3 | WAT | HY | 95 | 93.2 | 0 | 512197.3315 |  |  | 512197.3315 | 0 |  | Electric Utility | N | OP |  | Non Combustion (NUC, WAT, WND, GEO, or SUN)
EXCLUDE | WA | Priest Rapids | 3887 | 4 | WAT | HY | 95 | 93.2 | 0 | 512197.3315 |  |  | 512197.3315 | 0 |  | Electric Utility | N | OP |  | Non Combustion (NUC, WAT, WND, GEO, or SUN)
EXCLUDE | WA | Priest Rapids | 3887 | 5 | WAT | HY | 95 | 93.2 | 0 | 512197.3315 |  |  | 512197.3315 | 0 |  | Electric Utility | N | OP |  | Non Combustion (NUC, WAT, WND, GEO, or SUN)
EXCLUDE | WA | Priest Rapids | 3887 | 6 | WAT | HY | 95 | 93.2 | 0 | 512197.3315 |  |  | 512197.3315 | 0 |  | Electric Utility | N | OP |  | Non Combustion (NUC, WAT, WND, GEO, or SUN)
EXCLUDE | WA | Priest Rapids | 3887 | 7 | WAT | HY | 95 | 93.2 | 0 | 512197.3315 |  |  | 512197.3315 | 0 |  | Electric Utility | N | OP |  | Non Combustion (NUC, WAT, WND, GEO, or SUN)
EXCLUDE | WA | Priest Rapids | 3887 | 8 | WAT | HY | 95 | 93.2 | 0 | 512197.3315 |  |  | 512197.3315 | 0 |  | Electric Utility | N | OP |  | Non Combustion (NUC, WAT, WND, GEO, or SUN)
EXCLUDE | WA | Priest Rapids | 3887 | 9 | WAT | HY | 97.8 | 93.2 | 0 | 527293.6739 |  |  | 527293.6739 | 0 |  | Electric Utility | N | OP |  | Non Combustion (NUC, WAT, WND, GEO, or SUN)
EXCLUDE | WA | Priest Rapids | 3887 | 10 | WAT | HY | 95 | 93.2 | 0 | 512197.3315 |  |  | 512197.3315 | 0 |  | Electric Utility | N | OP |  | Non Combustion (NUC, WAT, WND, GEO, or SUN)
EXCLUDE | WA | Quincy Chute | 917 | 1 | WAT | HY | 9.4 | 9.4 | 0 | 32430 |  |  | 32430 | 0 |  | Electric Utility | N | OP |  | Non Combustion (NUC, WAT, WND, GEO, or SUN)
EXCLUDE | WA | Randolph Road | 7994 | 1 | DFO | IC | 1.6 | 1.8 | 0 | 0 |  |  | 0 | 0 |  | Electric Utility | N | RE | 2007 | Internal Combustion (PRMVR=IC)
EXCLUDE | WA | Randolph Road | 7994 | 2 | DFO | IC | 1.6 | 1.8 | 0 | 0 |  |  | 0 | 0 |  | Electric Utility | N | RE | 2007 | Internal Combustion (PRMVR=IC)
EXCLUDE | WA | Randolph Road | 7994 | 3 | DFO | IC | 1.6 | 1.8 | 0 | 0 |  |  | 0 | 0 |  | Electric Utility | N | RE | 2007 | Internal Combustion (PRMVR=IC)
EXCLUDE | WA | Randolph Road | 7994 | 4 | DFO | IC | 1.6 | 1.8 | 0 | 0 |  |  | 0 | 0 |  | Electric Utility | N | RE | 2007 | Internal Combustion (PRMVR=IC)
EXCLUDE | WA | Randolph Road | 7994 | 5 | DFO | IC | 1.6 | 1.8 | 0 | 0 |  |  | 0 | 0 |  | Electric Utility | N | RE | 2007 | Internal Combustion (PRMVR=IC)
EXCLUDE | WA | Randolph Road | 7994 | 6 | DFO | IC | 1.6 | 1.8 | 0 | 0 |  |  | 0 | 0 |  | Electric Utility | N | RE | 2007 | Internal Combustion (PRMVR=IC)
EXCLUDE | WA | Randolph Road | 7994 | 7 | DFO | IC | 1.6 | 1.8 | 0 | 0 |  |  | 0 | 0 |  | Electric Utility | N | RE | 2007 | Internal Combustion (PRMVR=IC)
EXCLUDE | WA | Randolph Road | 7994 | 8 | DFO | IC | 1.6 | 1.8 | 0 | 0 |  |  | 0 | 0 |  | Electric Utility | N | RE | 2007 | Internal Combustion (PRMVR=IC)
EXCLUDE | WA | Randolph Road | 7994 | 9 | DFO | IC | 1.6 | 1.8 | 0 | 0 |  |  | 0 | 0 |  | Electric Utility | N | RE | 2007 | Internal Combustion (PRMVR=IC)
EXCLUDE | WA | Randolph Road | 7994 | 10 | DFO | IC | 1.6 | 1.8 | 0 | 0 |  |  | 0 | 0 |  | Electric Utility | N | RE | 2007 | Internal Combustion (PRMVR=IC)
EXCLUDE | WA | Randolph Road | 7994 | 11 | DFO | IC | 1.6 | 1.8 | 0 | 0 |  |  | 0 | 0 |  | Electric Utility | N | RE | 2007 | Internal Combustion (PRMVR=IC)
EXCLUDE | WA | Randolph Road | 7994 | 12 | DFO | IC | 1.6 | 1.8 | 0 | 0 |  |  | 0 | 0 |  | Electric Utility | N | RE | 2007 | Internal Combustion (PRMVR=IC)
EXCLUDE | WA | Randolph Road | 7994 | 13 | DFO | IC | 1.6 | 1.8 | 0 | 0 |  |  | 0 | 0 |  | Electric Utility | N | RE | 2007 | Internal Combustion (PRMVR=IC)
EXCLUDE | WA | Randolph Road | 7994 | 14 | DFO | IC | 1.6 | 1.8 | 0 | 0 |  |  | 0 | 0 |  | Electric Utility | N | RE | 2007 | Internal Combustion (PRMVR=IC)
EXCLUDE | WA | Randolph Road | 7994 | 15 | DFO | IC | 1.6 | 1.8 | 0 | 0 |  |  | 0 | 0 |  | Electric Utility | N | RE | 2007 | Internal Combustion (PRMVR=IC)
EXCLUDE | WA | Randolph Road | 7994 | 16 | DFO | IC | 1.6 | 1.8 | 0 | 0 |  |  | 0 | 0 |  | Electric Utility | N | RE | 2007 | Internal Combustion (PRMVR=IC)
EXCLUDE | WA | Randolph Road | 7994 | 17 | DFO | IC | 1.6 | 1.8 | 0 | 0 |  |  | 0 | 0 |  | Electric Utility | N | RE | 2007 | Internal Combustion (PRMVR=IC)
EXCLUDE | WA | Randolph Road | 7994 | 18 | DFO | IC | 1.6 | 1.8 | 0 | 0 |  |  | 0 | 0 |  | Electric Utility | N | RE | 2007 | Internal Combustion (PRMVR=IC)
EXCLUDE | WA | Randolph Road | 7994 | 19 | DFO | IC | 1.6 | 1.8 | 0 | 0 |  |  | 0 | 0 |  | Electric Utility | N | RE | 2007 | Internal Combustion (PRMVR=IC)
EXCLUDE | WA | Randolph Road | 7994 | 20 | DFO | IC | 1.6 | 1.8 | 0 | 0 |  |  | 0 | 0 |  | Electric Utility | N | RE | 2007 | Internal Combustion (PRMVR=IC)
NGCC | WA | River Road Gen Plant | 7605 | 1 | NG | CC | 248 | 220 | 1900 | 1016140 |  |  | 1016140 | 433993.587 |  | Electric Utility | N | OP
EXCLUDE | WA | Rock Island | 6200 | A | WAT | HY | 1.2 | 1.2 | 0 | 5622.4589 |  |  | 5622.4589 | 0 |  | Electric Utility | N | OP |  | Non Combustion (NUC, WAT, WND, GEO, or SUN)
EXCLUDE | WA | Rock Island | 6200 | B-1 | WAT | HY | 20.7 | 15 | 0 | 96987.4156 |  |  | 96987.4156 | 0 |  | Electric Utility | N | OP |  | Non Combustion (NUC, WAT, WND, GEO, or SUN)
EXCLUDE | WA | Rock Island | 6200 | B-10 | WAT | HY | 22.5 | 19.5 | 0 | 105421.1039 |  |  | 105421.1039 | 0 |  | Electric Utility | N | OP |  | Non Combustion (NUC, WAT, WND, GEO, or SUN)
EXCLUDE | WA | Rock Island | 6200 | B-2 | WAT | HY | 20.7 | 15 | 0 | 96987.4156 |  |  | 96987.4156 | 0 |  | Electric Utility | N | OP |  | Non Combustion (NUC, WAT, WND, GEO, or SUN)
EXCLUDE | WA | Rock Island | 6200 | B-3 | WAT | HY | 15 | 15 | 0 | 70280.7359 |  |  | 70280.7359 | 0 |  | Electric Utility | N | OP |  | Non Combustion (NUC, WAT, WND, GEO, or SUN)
EXCLUDE | WA | Rock Island | 6200 | B-4 | WAT | HY | 20.7 | 15 | 0 | 96987.4156 |  |  | 96987.4156 | 0 |  | Electric Utility | N | OP |  | Non Combustion (NUC, WAT, WND, GEO, or SUN)
EXCLUDE | WA | Rock Island | 6200 | B-5 | WAT | HY | 22.5 | 17 | 0 | 105421.1039 |  |  | 105421.1039 | 0 |  | Electric Utility | N | OP |  | Non Combustion (NUC, WAT, WND, GEO, or SUN)
EXCLUDE | WA | Rock Island | 6200 | B-6 | WAT | HY | 22.5 | 17 | 0 | 105421.1039 |  |  | 105421.1039 | 0 |  | Electric Utility | N | OP |  | Non Combustion (NUC, WAT, WND, GEO, or SUN)
EXCLUDE | WA | Rock Island | 6200 | B-7 | WAT | HY | 22.5 | 17 | 0 | 105421.1039 |  |  | 105421.1039 | 0 |  | Electric Utility | N | OP |  | Non Combustion (NUC, WAT, WND, GEO, or SUN)
EXCLUDE | WA | Rock Island | 6200 | B-8 | WAT | HY | 22.5 | 17 | 0 | 105421.1039 |  |  | 105421.1039 | 0 |  | Electric Utility | N | OP |  | Non Combustion (NUC, WAT, WND, GEO, or SUN)
EXCLUDE | WA | Rock Island | 6200 | B-9 | WAT | HY | 22.5 | 17 | 0 | 105421.1039 |  |  | 105421.1039 | 0 |  | Electric Utility | N | OP |  | Non Combustion (NUC, WAT, WND, GEO, or SUN)
EXCLUDE | WA | Rock Island | 6200 | U-1 | WAT | HY | 51.3 | 42 | 0 | 240360.1169 |  |  | 240360.1169 | 0 |  | Electric Utility | N | OP |  | Non Combustion (NUC, WAT, WND, GEO, or SUN)
EXCLUDE | WA | Rock Island | 6200 | U-2 | WAT | HY | 51.3 | 42 | 0 | 240360.1169 |  |  | 240360.1169 | 0 |  | Electric Utility | N | OP |  | Non Combustion (NUC, WAT, WND, GEO, or SUN)
EXCLUDE | WA | Rock Island | 6200 | U-3 | WAT | HY | 51.3 | 42 | 0 | 240360.1169 |  |  | 240360.1169 | 0 |  | Electric Utility | N | OP |  | Non Combustion (NUC, WAT, WND, GEO, or SUN)
EXCLUDE | WA | Rock Island | 6200 | U-4 | WAT | HY | 51.3 | 42 | 0 | 240360.1169 |  |  | 240360.1169 | 0 |  | Electric Utility | N | OP |  | Non Combustion (NUC, WAT, WND, GEO, or SUN)
EXCLUDE | WA | Rock Island | 6200 | U-5 | WAT | HY | 51.3 | 42 | 0 | 240360.1169 |  |  | 240360.1169 | 0 |  | Electric Utility | N | OP |  | Non Combustion (NUC, WAT, WND, GEO, or SUN)
EXCLUDE | WA | Rock Island | 6200 | U-6 | WAT | HY | 51.3 | 42 | 0 | 240360.1169 |  |  | 240360.1169 | 0 |  | Electric Utility | N | OP |  | Non Combustion (NUC, WAT, WND, GEO, or SUN)
EXCLUDE | WA | Rock Island | 6200 | U-7 | WAT | HY | 51.3 | 42 | 0 | 240360.1169 |  |  | 240360.1169 | 0 |  | Electric Utility | N | OP |  | Non Combustion (NUC, WAT, WND, GEO, or SUN)
EXCLUDE | WA | Rock Island | 6200 | U-8 | WAT | HY | 51.3 | 42 | 0 | 240360.1169 |  |  | 240360.1169 | 0 |  | Electric Utility | N | OP |  | Non Combustion (NUC, WAT, WND, GEO, or SUN)
EXCLUDE | WA | Rocky Brook Hydroelectric | 50228 | GEN1 | WAT | HY | 1.6 | 0.1 | 0 | 1923 |  |  | 1923 | 0 |  | IPP Non-CHP | N | SB |  | Non Combustion (NUC, WAT, WND, GEO, or SUN)
EXCLUDE | WA | Rocky Reach | 3883 | C-1 | WAT | HY | 114 | 104.9 | 0 | 628791.2281 |  |  | 628791.2281 | 0 |  | Electric Utility | N | OP |  | Non Combustion (NUC, WAT, WND, GEO, or SUN)
EXCLUDE | WA | Rocky Reach | 3883 | C-10 | WAT | HY | 125.4 | 129.9 | 0 | 691670.3509 |  |  | 691670.3509 | 0 |  | Electric Utility | N | OP |  | Non Combustion (NUC, WAT, WND, GEO, or SUN)
EXCLUDE | WA | Rocky Reach | 3883 | C-11 | WAT | HY | 125.4 | 129.9 | 0 | 691670.3509 |  |  | 691670.3509 | 0 |  | Electric Utility | N | OP |  | Non Combustion (NUC, WAT, WND, GEO, or SUN)
EXCLUDE | WA | Rocky Reach | 3883 | C-2 | WAT | HY | 114 | 104.9 | 0 | 628791.2281 |  |  | 628791.2281 | 0 |  | Electric Utility | N | OP |  | Non Combustion (NUC, WAT, WND, GEO, or SUN)
EXCLUDE | WA | Rocky Reach | 3883 | C-3 | WAT | HY | 114 | 104.9 | 0 | 628791.2281 |  |  | 628791.2281 | 0 |  | Electric Utility | N | OP |  | Non Combustion (NUC, WAT, WND, GEO, or SUN)
EXCLUDE | WA | Rocky Reach | 3883 | C-4 | WAT | HY | 114 | 104.9 | 0 | 628791.2281 |  |  | 628791.2281 | 0 |  | Electric Utility | N | OP |  | Non Combustion (NUC, WAT, WND, GEO, or SUN)
EXCLUDE | WA | Rocky Reach | 3883 | C-5 | WAT | HY | 114 | 104.9 | 0 | 628791.2281 |  |  | 628791.2281 | 0 |  | Electric Utility | N | OP |  | Non Combustion (NUC, WAT, WND, GEO, or SUN)
EXCLUDE | WA | Rocky Reach | 3883 | C-6 | WAT | HY | 114 | 104.9 | 0 | 628791.2281 |  |  | 628791.2281 | 0 |  | Electric Utility | N | OP |  | Non Combustion (NUC, WAT, WND, GEO, or SUN)
EXCLUDE | WA | Rocky Reach | 3883 | C-7 | WAT | HY | 114 | 104.9 | 0 | 628791.2281 |  |  | 628791.2281 | 0 |  | Electric Utility | N | OP |  | Non Combustion (NUC, WAT, WND, GEO, or SUN)
EXCLUDE | WA | Rocky Reach | 3883 | C-8 | WAT | HY | 125.4 | 129.9 | 0 | 691670.3509 |  |  | 691670.3509 | 0 |  | Electric Utility | N | OP |  | Non Combustion (NUC, WAT, WND, GEO, or SUN)
EXCLUDE | WA | Rocky Reach | 3883 | C-9 | WAT | HY | 125.4 | 129.9 | 0 | 691670.3509 |  |  | 691670.3509 | 0 |  | Electric Utility | N | OP |  | Non Combustion (NUC, WAT, WND, GEO, or SUN)
EXCLUDE | WA | Roosevelt Biogas 1 | 7832 | 1 | LFG | IC | 2.1 | 2.1 | 0 | 0 |  |  | 0 | 0 |  | Electric Utility | N | OP |  | Internal Combustion (PRMVR=IC)
EXCLUDE | WA | Roosevelt Biogas 1 | 7832 | 2 | LFG | IC | 2.1 | 2.1 | 0 | 0 |  |  | 0 | 0 |  | Electric Utility | N | OP |  | Internal Combustion (PRMVR=IC)
EXCLUDE | WA | Roosevelt Biogas 1 | 7832 | 3 | LFG | IC | 2.1 | 2.1 | 0 | 0 |  |  | 0 | 0 |  | Electric Utility | N | OP |  | Internal Combustion (PRMVR=IC)
EXCLUDE | WA | Roosevelt Biogas 1 | 7832 | 4 | LFG | IC | 2.1 | 2.1 | 0 | 0 |  |  | 0 | 0 |  | Electric Utility | N | OP |  | Internal Combustion (PRMVR=IC)
EXCLUDE | WA | Roosevelt Biogas 1 | 7832 | 5 | LFG | IC | 2.1 | 2.1 | 0 | 0 |  |  | 0 | 0 |  | Electric Utility | N | OP |  | Internal Combustion (PRMVR=IC)
EXCLUDE | WA | Roosevelt Biogas 1 | 7832 | 6 | LFG | IC | 2.1 | 2.1 | 0 | 0 |  |  | 0 | 0 |  | Electric Utility | N | IP |  | Internal Combustion (PRMVR=IC)
EXCLUDE | WA | Roosevelt Biogas 1 | 7832 | 7 | LFG | CC | 10 | 10 | 0 | 12507.3077 |  |  | 12507.3077 | 11469.3682 |  | Electric Utility | N | OP |  | Non Fossil fuel type
EXCLUDE | WA | Roosevelt Biogas 1 | 7832 | 8 | LFG | CC | 10 | 10 | 0 | 12507.3077 |  |  | 12507.3077 | 11469.3682 |  | Electric Utility | N | OP |  | Non Fossil fuel type
EXCLUDE | WA | Roosevelt Biogas 1 | 7832 | 9 | LFG | CC | 6 | 6 | 0 | 7504.3846 |  |  | 7504.3846 | 6881.6209 |  | Electric Utility | N | OP |  | Non Fossil fuel type
EXCLUDE | WA | Ross | 6202 | 41 | WAT | HY | 112.5 | 94.5 | 0 | 217060.5 |  |  | 217060.5 | 0 |  | Electric Utility | N | OP |  | Non Combustion (NUC, WAT, WND, GEO, or SUN)
EXCLUDE | WA | Ross | 6202 | 42 | WAT | HY | 112.5 | 94.5 | 0 | 217060.5 |  |  | 217060.5 | 0 |  | Electric Utility | N | OP |  | Non Combustion (NUC, WAT, WND, GEO, or SUN)
EXCLUDE | WA | Ross | 6202 | 43 | WAT | HY | 112.5 | 94.5 | 0 | 217060.5 |  |  | 217060.5 | 0 |  | Electric Utility | N | OP |  | Non Combustion (NUC, WAT, WND, GEO, or SUN)
EXCLUDE | WA | Ross | 6202 | 44 | WAT | HY | 112.5 | 94.5 | 0 | 217060.5 |  |  | 217060.5 | 0 |  | Electric Utility | N | OP |  | Non Combustion (NUC, WAT, WND, GEO, or SUN)
EXCLUDE | WA | Roza | 6407 | 1 | WAT | HY | 12.9 | 12.9 | 0 | 73518 |  |  | 73518 | 0 |  | Electric Utility | N | OP |  | Non Combustion (NUC, WAT, WND, GEO, or SUN)
EXCLUDE | WA | Russell D Smith | 56694 | 1 | WAT | HY | 6.1 | 6.1 | 0 | 17450 |  |  | 17450 | 0 |  | Electric Utility | N | OP |  | Non Combustion (NUC, WAT, WND, GEO, or SUN)
EXCLUDE | WA | Sagebrush Power Partners | 56858 | GEN1 | WND | WT | 100.7 | 100.7 | 0 | 232338 |  |  | 232338 | 0 |  | IPP Non-CHP | N | OP |  | Non Combustion (NUC, WAT, WND, GEO, or SUN)
EXCLUDE | WA | SDS Lumber Gorge Energy Division | 50231 | TG1 | WDS | ST | 3.5 | 3.5 | 0 | 0 | 0.032063 | 0 | 0 | 0 |  | Industrial CHP | Y | RE | 2001 | Non Fossil fuel type
EXCLUDE | WA | SDS Lumber Gorge Energy Division | 50231 | TG2 | WDS | ST | 5 | 5 | 0 | 2586.5 | 0.032063 | 355224.718 | 80669.3073 | 19918.0321 |  | Industrial CHP | Y | SB |  | Non Fossil fuel type
EXCLUDE | WA | SDS Lumber Gorge Energy Division | 50231 | TG3 | WDS | ST | 5 | 4.7 | 0 | 2586.5 | 0.032063 | 355224.718 | 80669.3073 | 39836.0641 |  | Industrial CHP | Y | OP |  | Non Fossil fuel type
EXCLUDE | WA | Sheep Creek Hydro | 50091 | TB1 | WAT | HY | 1.3 | 1.3 | 0 | 6030.375 |  |  | 6030.375 | 0 |  | IPP Non-CHP | N | OP |  | Non Combustion (NUC, WAT, WND, GEO, or SUN)
EXCLUDE | WA | Sheep Creek Hydro | 50091 | TB2 | WAT | HY | 0.3 | 0.3 | 0 | 1391.625 |  |  | 1391.625 | 0 |  | IPP Non-CHP | N | SB |  | Non Combustion (NUC, WAT, WND, GEO, or SUN)
EXCLUDE | WA | Sierra Pacific Aberdeen | 55882 | GEN1 | WDS | ST | 18 | 16.6 | 0 | 124778 | 0.25018 | 1701372.7473 | 498760.8723 | 248929.884 |  | Industrial CHP | Y | OP |  | Non Fossil fuel type
EXCLUDE | WA | Sierra Pacific Burlington Facility | 56406 | GEN1 | WDS | ST | 28 | 24.9 | 0 | 187946 | 0.68108 | 400367.1864 | 275951.6828 | 361082.5093 |  | Industrial CHP | Y | OP |  | Non Fossil fuel type
EXCLUDE | WA | Simpson Tacoma Kraft Biomass | 57099 | STG1 | BLQ | ST | 64 | 55 | 0 | 250048 | 0.24077 | 3587145.5868 | 1038547.1765 | 922310.0486 |  | Industrial CHP | Y | OP |  | Commercial/Industrial Unit
EXCLUDE | WA | Skookumchuck | 7259 | 1 | WAT | HY | 1 | 1 | 0 | 5092 |  |  | 5092 | 0 |  | IPP Non-CHP | N | OP |  | Non Combustion (NUC, WAT, WND, GEO, or SUN)
EXCLUDE | WA | Snoqualmie | 3860 | 1 | WAT | HY | 1.5 | 1.5 | 0 | 0 |  |  | 0 | 0 |  | Electric Utility | N | OS |  | Non Combustion (NUC, WAT, WND, GEO, or SUN)
EXCLUDE | WA | Snoqualmie | 3860 | 2 | WAT | HY | 1.8 | 1.8 | 0 | 0 |  |  | 0 | 0 |  | Electric Utility | N | OS |  | Non Combustion (NUC, WAT, WND, GEO, or SUN)
EXCLUDE | WA | Snoqualmie | 3860 | 3 | WAT | HY | 1.5 | 1.5 | 0 | 0 |  |  | 0 | 0 |  | Electric Utility | N | OS |  | Non Combustion (NUC, WAT, WND, GEO, or SUN)
EXCLUDE | WA | Snoqualmie | 3860 | 4 | WAT | HY | 1.5 | 1.5 | 0 | 0 |  |  | 0 | 0 |  | Electric Utility | N | OS |  | Non Combustion (NUC, WAT, WND, GEO, or SUN)
EXCLUDE | WA | Snoqualmie | 3860 | 5 | WAT | HY | 5.6 | 5.6 | 0 | 0 |  |  | 0 | 0 |  | Electric Utility | N | OS |  | Non Combustion (NUC, WAT, WND, GEO, or SUN)
EXCLUDE | WA | Snoqualmie 2 | 7867 | 6 | WAT | HY | 9.8 | 10 | 0 | 0 |  |  | 0 | 0 |  | Electric Utility | N | OS |  | Non Combustion (NUC, WAT, WND, GEO, or SUN)
EXCLUDE | WA | Snoqualmie 2 | 7867 | 7 | WAT | HY | 24.3 | 21 | 0 | 0 |  |  | 0 | 0 |  | Electric Utility | N | OS |  | Non Combustion (NUC, WAT, WND, GEO, or SUN)
EXCLUDE | WA | South Fork Tolt | 622 | 1 | WAT | HY | 16.8 | 16.8 | 0 | 49762 |  |  | 49762 | 0 |  | Electric Utility | N | OP |  | Non Combustion (NUC, WAT, WND, GEO, or SUN)
EXCLUDE | WA | SPI - Everett | 56281 | GEN1 | WDS | ST | 28 | 17 | 0 | 0 | 0 |  |  | 0 |  | Industrial CHP | Y | IP |  | Non Fossil fuel type
EXCLUDE | WA | Steam plant | 3920 | 1 | WDS | ST | 25 | 25 | 0 | 0 |  |  | 0 | 0 |  | Electric Utility | N | RE | 2005 | Non Fossil fuel type
EXCLUDE | WA | Steam plant | 3920 | 2 | WDS | ST | 25 | 25 | 0 | 0 |  |  | 0 | 0 |  | Electric Utility | N | RE | 2005 | Non Fossil fuel type
EXCLUDE | WA | Sullivan CR | 773 | 1 | WAT | HY | 4.5 | 4.5 | 0 | 0 |  |  | 0 | 0 |  | Electric Utility | N | IP |  | Non Combustion (NUC, WAT, WND, GEO, or SUN)
EXCLUDE | WA | Sullivan CR | 773 | 2 | WAT | HY | 4.5 | 4.5 | 0 | 0 |  |  | 0 | 0 |  | Electric Utility | N | IP |  | Non Combustion (NUC, WAT, WND, GEO, or SUN)
NGCC | WA | Sumas Power Plant | 54476 | GEN1 | NG | CC | 87.8 | 84.7 | 1138 | 126403.3163 | 0.859 | 94388.0381 | 147150.98 | 63404.8924 |  | Electric Utility | Y | OP
NGCC | WA | Sumas Power Plant | 54476 | GEN2 | NG | CC | 37.7 | 40.8 | 1138 | 54275.6837 | 0.30252 | 569282.6768 | 179411.0904 | 27225.1076 |  | Electric Utility | Y | OP
EXCLUDE | WA | Summer Falls Power Plant | 56695 | 1 | WAT | HY | 46 | 46 | 0 | 180802 |  |  | 180802 | 0 |  | Electric Utility | N | OP |  | Non Combustion (NUC, WAT, WND, GEO, or SUN)
EXCLUDE | WA | Summer Falls Power Plant | 56695 | 2 | WAT | HY | 46 | 46 | 0 | 180802 |  |  | 180802 | 0 |  | Electric Utility | N | OP |  | Non Combustion (NUC, WAT, WND, GEO, or SUN)
EXCLUDE | WA | Swift 1 | 3850 | HY11 | WAT | HY | 80 | 87.8 | 0 | 263845.3333 |  |  | 263845.3333 | 0 |  | Electric Utility | N | OP |  | Non Combustion (NUC, WAT, WND, GEO, or SUN)
EXCLUDE | WA | Swift 1 | 3850 | HY12 | WAT | HY | 80 | 87.8 | 0 | 263845.3333 |  |  | 263845.3333 | 0 |  | Electric Utility | N | OP |  | Non Combustion (NUC, WAT, WND, GEO, or SUN)
EXCLUDE | WA | Swift 1 | 3850 | HY13 | WAT | HY | 80 | 87.8 | 0 | 263845.3333 |  |  | 263845.3333 | 0 |  | Electric Utility | N | OP |  | Non Combustion (NUC, WAT, WND, GEO, or SUN)
EXCLUDE | WA | Swift 2 | 6265 | 21 | WAT | HY | 36 | 34 | 0 | 0 |  |  | 0 | 0 |  | Electric Utility | N | OS |  | Non Combustion (NUC, WAT, WND, GEO, or SUN)
EXCLUDE | WA | Swift 2 | 6265 | 22 | WAT | HY | 36 | 31 | 0 | 0 |  |  | 0 | 0 |  | Electric Utility | N | OS |  | Non Combustion (NUC, WAT, WND, GEO, or SUN)
EXCLUDE | WA | Tacoma Landfill Gas Utilization Project | 55157 | UNT1 | LFG | IC | 0.9 | 0.8 | 0 | 0 |  |  | 0 | 0 |  | IPP Non-CHP | N | RE | 2004 | Internal Combustion (PRMVR=IC)
EXCLUDE | WA | Tacoma Landfill Gas Utilization Project | 55157 | UNT2 | LFG | IC | 0.9 | 0.8 | 0 | 0 |  |  | 0 | 0 |  | IPP Non-CHP | N | RE | 2004 | Internal Combustion (PRMVR=IC)
NGCC | WA | Tenaska Ferndale Cogeneration Station | 54537 | CT1A | NG | CC | 90.8 | 88 | 0 | 36890.8145 | 0.99368 | 1067.083 | 37125.3726 | 14458.7123 |  | IPP CHP | Y | OP
NGCC | WA | Tenaska Ferndale Cogeneration Station | 54537 | CT1B | NG | CC | 90.8 | 88 | 0 | 36890.8145 | 0.99368 | 1067.083 | 37125.3726 | 14458.7123 |  | IPP CHP | Y | OP
NGCC | WA | Tenaska Ferndale Cogeneration Station | 54537 | ST1 | NG | CC | 71.8 | 95 | 0 | 29171.371 | 0.99368 | 843.7947 | 29356.8475 | 11433.2108 |  | IPP CHP | Y | OP
EXCLUDE | WA | Tieton Dam Hydro Electric Project | 57496 | UNIT1 | WAT | HY | 6.9 | 6.9 | 0 | 31650 |  |  | 31650 | 0 |  | Electric Utility | N | OP |  | Non Combustion (NUC, WAT, WND, GEO, or SUN)
EXCLUDE | WA | Tieton Dam Hydro Electric Project | 57496 | UNIT2 | WAT | HY | 6.9 | 6.9 | 0 | 31650 |  |  | 31650 | 0 |  | Electric Utility | N | OP |  | Non Combustion (NUC, WAT, WND, GEO, or SUN)
COALST | WA | Transalta Centralia Generation | 3845 | 1 | SUB | ST | 729.9 | 670 | 9697 | 2557668 |  |  | 2557668 | 3027996.281 |  | Electric Utility/IPP Non-CHP | N | OP
COALST | WA | Transalta Centralia Generation | 3845 | 2 | SUB | ST | 729.9 | 670 | 9769.8 | 2651431 |  |  | 2651431 | 3121132.416 |  | Electric Utility/IPP Non-CHP | N | OP
NGCC | WA | Transalta Centralia Generation | 3845 | 30 | NG | CC | 60.5 | 44 | 0 | 0 |  |  | 0 | 0 |  | IPP Non-CHP | N | OP
NGCC | WA | Transalta Centralia Generation | 3845 | 40 | NG | CC | 60.5 | 44 | 0 | 0 |  |  | 0 | 0 |  | IPP Non-CHP | N | OP
NGCC | WA | Transalta Centralia Generation | 3845 | 50 | NG | CC | 60.5 | 44 | 0 | 0 |  |  | 0 | 0 |  | IPP Non-CHP | N | OP
NGCC | WA | Transalta Centralia Generation | 3845 | 60 | NG | CC | 60.5 | 44 | 0 | 0 |  |  | 0 | 0 |  | IPP Non-CHP | N | OP
NGCC | WA | Transalta Centralia Generation | 3845 | 70 | NG | CC | 80 | 80 | 0 | 0 |  |  | 0 | 0 |  | IPP Non-CHP | N | OP
EXCLUDE | WA | Tuolumne Wind Project | 56702 | WPT1 | WND | WT | 136.3 | 136.3 | 0 | 412034 |  |  | 412034 | 0 |  | Electric Utility | N | OP |  | Non Combustion (NUC, WAT, WND, GEO, or SUN)
EXCLUDE | WA | Twin Falls Hydro | 50827 | UNI1 | WAT | HY | 12 | 11.4 | 0 | 45132 |  |  | 45132 | 0 |  | IPP Non-CHP | N | OP |  | Non Combustion (NUC, WAT, WND, GEO, or SUN)
EXCLUDE | WA | Twin Falls Hydro | 50827 | UNI2 | WAT | HY | 12 | 11.4 | 0 | 45132 |  |  | 45132 | 0 |  | IPP Non-CHP | N | OP |  | Non Combustion (NUC, WAT, WND, GEO, or SUN)
EXCLUDE | WA | Twin Reservoirs | 50382 | GEN1 | WAT | HY | 2.2 | 1.8 | 0 | 13254 |  |  | 13254 | 0 |  | IPP Non-CHP | N | OP |  | Non Combustion (NUC, WAT, WND, GEO, or SUN)
EXCLUDE | WA | University of Washington Power Plant | 54809 | DG3 | DFO | IC | 2 | 2 | 0 | 0 |  |  | 0 | 0 |  | Commercial CHP | N | SB |  | Internal Combustion (PRMVR=IC)
EXCLUDE | WA | University of Washington Power Plant | 54809 | DG4 | DFO | IC | 2 | 2 | 0 | 0 |  |  | 0 | 0 |  | Commercial CHP | N | SB |  | Internal Combustion (PRMVR=IC)
EXCLUDE | WA | University of Washington Power Plant | 54809 | DG5 | DFO | IC | 2 | 2 | 0 | 0 |  |  | 0 | 0 |  | Commercial CHP | N | SB |  | Internal Combustion (PRMVR=IC)
EXCLUDE | WA | University of Washington Power Plant | 54809 | DG6 | DFO | IC | 2 | 2 | 0 | 0 |  |  | 0 | 0 |  | Commercial CHP | N | SB |  | Internal Combustion (PRMVR=IC)
EXCLUDE | WA | University of Washington Power Plant | 54809 | DG7 | DFO | IC | 2 | 2 | 0 | 0 |  |  | 0 | 0 |  | Commercial CHP | N | SB |  | Internal Combustion (PRMVR=IC)
EXCLUDE | WA | University of Washington Power Plant | 54809 | TG2 | NG | ST | 5 | 1 | 0 | 5913.12 | 0.018386 | 1436209.9782 | 321609.9206 | 91982.2966 |  | Commercial CHP | Y | OP |  | Steam unit (PRMVR=ST) under 25MW/250 MMBtu/hr
EXCLUDE | WA | Upper Baker | 3861 | 1 | WAT | HY | 52.4 | 58.8 | 0 | 150654.5 |  |  | 150654.5 | 0 |  | Electric Utility | N | OP |  | Non Combustion (NUC, WAT, WND, GEO, or SUN)
EXCLUDE | WA | Upper Baker | 3861 | 2 | WAT | HY | 52.4 | 52.6 | 0 | 150654.5 |  |  | 150654.5 | 0 |  | Electric Utility | N | OP |  | Non Combustion (NUC, WAT, WND, GEO, or SUN)
EXCLUDE | WA | Upper Falls | 9096 | 1 | WAT | HY | 10 | 10.2 | 0 | 73289 |  |  | 73289 | 0 |  | Electric Utility | N | OP |  | Non Combustion (NUC, WAT, WND, GEO, or SUN)
EXCLUDE | WA | Upriver Dam Hydro Plant | 50380 | GEN1 | WAT | HY | 2 | 0.5 | 0 | 6855.9091 |  |  | 6855.9091 | 0 |  | IPP Non-CHP | N | SB |  | Non Combustion (NUC, WAT, WND, GEO, or SUN)
EXCLUDE | WA | Upriver Dam Hydro Plant | 50380 | GEN2 | WAT | HY | 2 | 0.5 | 0 | 6855.9091 |  |  | 6855.9091 | 0 |  | IPP Non-CHP | N | SB |  | Non Combustion (NUC, WAT, WND, GEO, or SUN)
EXCLUDE | WA | Upriver Dam Hydro Plant | 50380 | GEN3 | WAT | HY | 2 | 0.5 | 0 | 6855.9091 |  |  | 6855.9091 | 0 |  | IPP Non-CHP | N | SB |  | Non Combustion (NUC, WAT, WND, GEO, or SUN)
EXCLUDE | WA | Upriver Dam Hydro Plant | 50380 | GEN4 | WAT | HY | 5.8 | 1.5 | 0 | 19882.1364 |  |  | 19882.1364 | 0 |  | IPP Non-CHP | N | SB |  | Non Combustion (NUC, WAT, WND, GEO, or SUN)
EXCLUDE | WA | Upriver Dam Hydro Plant | 50380 | GEN5 | WAT | HY | 5.8 | 1.5 | 0 | 19882.1364 |  |  | 19882.1364 | 0 |  | IPP Non-CHP | N | SB |  | Non Combustion (NUC, WAT, WND, GEO, or SUN)
EXCLUDE | WA | Vaagen Brothers Lumber | 50120 | 1 | WDS | ST | 4 | 3.7 | 0 | 0 |  |  |  | 0 |  | Industrial CHP | Y | OS |  | Non Fossil fuel type
EXCLUDE | WA | Vantage Wind Energy LLC | 57188 | 1 | WND | WT | 90 | 90 | 0 | 290828 |  |  | 290828 | 0 |  | IPP Non-CHP | N | OP |  | Non Combustion (NUC, WAT, WND, GEO, or SUN)
EXCLUDE | WA | Wanapum | 3888 | 1 | WAT | HY | 103.8 | 103.8 | 0 | 544620.4778 |  |  | 544620.4778 | 0 |  | Electric Utility | N | OP | 2012 | Non Combustion (NUC, WAT, WND, GEO, or SUN)
EXCLUDE | WA | Wanapum | 3888 | 2 | WAT | HY | 103.8 | 103.8 | 0 | 544620.4778 |  |  | 544620.4778 | 0 |  | Electric Utility | N | OP | 2012 | Non Combustion (NUC, WAT, WND, GEO, or SUN)
EXCLUDE | WA | Wanapum | 3888 | 3 | WAT | HY | 103.8 | 103.8 | 0 | 544620.4778 |  |  | 544620.4778 | 0 |  | Electric Utility | N | OP | 2017 | Non Combustion (NUC, WAT, WND, GEO, or SUN)
EXCLUDE | WA | Wanapum | 3888 | 4 | WAT | HY | 103.8 | 103.8 | 0 | 544620.4778 |  |  | 544620.4778 | 0 |  | Electric Utility | N | OP | 2016 | Non Combustion (NUC, WAT, WND, GEO, or SUN)
EXCLUDE | WA | Wanapum | 3888 | 5 | WAT | HY | 103.8 | 103.8 | 0 | 544620.4778 |  |  | 544620.4778 | 0 |  | Electric Utility | N | RE | 2011 | Non Combustion (NUC, WAT, WND, GEO, or SUN)
EXCLUDE | WA | Wanapum | 3888 | 6 | WAT | HY | 103.8 | 103.8 | 0 | 544620.4778 |  |  | 544620.4778 | 0 |  | Electric Utility | N | OP | 2017 | Non Combustion (NUC, WAT, WND, GEO, or SUN)
EXCLUDE | WA | Wanapum | 3888 | 7 | WAT | HY | 103.8 | 103.8 | 0 | 0 |  |  | 0 | 0 |  | Electric Utility | N | RE | 2010 | Non Combustion (NUC, WAT, WND, GEO, or SUN)
EXCLUDE | WA | Wanapum | 3888 | 8 | WAT | HY | 103.8 | 103.8 | 0 | 544620.4778 |  |  | 544620.4778 | 0 |  | Electric Utility | N | OP | 2013 | Non Combustion (NUC, WAT, WND, GEO, or SUN)
EXCLUDE | WA | Wanapum | 3888 | 9 | WAT | HY | 103.8 | 103.8 | 0 | 544620.4778 |  |  | 544620.4778 | 0 |  | Electric Utility | N | OP | 2015 | Non Combustion (NUC, WAT, WND, GEO, or SUN)
EXCLUDE | WA | Wanapum | 3888 | 10 | WAT | HY | 103.8 | 103.8 | 0 | 544620.4778 |  |  | 544620.4778 | 0 |  | Electric Utility | N | OP | 2014 | Non Combustion (NUC, WAT, WND, GEO, or SUN)
EXCLUDE | WA | Wanapum | 3888 | 10A | WAT | HY | 122 | 122 | 0 | 0 |  |  | 0 | 0 |  | Electric Utility | N | P |  | Non Combustion (NUC, WAT, WND, GEO, or SUN)
EXCLUDE | WA | Wanapum | 3888 | 1A | WAT | HY | 122 | 122 | 0 | 0 |  |  | 0 | 0 |  | Electric Utility | N | P |  | Non Combustion (NUC, WAT, WND, GEO, or SUN)
EXCLUDE | WA | Wanapum | 3888 | 2A | WAT | HY | 122 | 122 | 0 | 0 |  |  | 0 | 0 |  | Electric Utility | N | P |  | Non Combustion (NUC, WAT, WND, GEO, or SUN)
EXCLUDE | WA | Wanapum | 3888 | 3A | WAT | HY | 122 | 122 | 0 | 0 |  |  | 0 | 0 |  | Electric Utility | N | P |  | Non Combustion (NUC, WAT, WND, GEO, or SUN)
EXCLUDE | WA | Wanapum | 3888 | 4A | WAT | HY | 122 | 122 | 0 | 0 |  |  | 0 | 0 |  | Electric Utility | N | P |  | Non Combustion (NUC, WAT, WND, GEO, or SUN)
EXCLUDE | WA | Wanapum | 3888 | 5A | WAT | HY | 122 | 122 | 0 | 0 |  |  | 0 | 0 |  | Electric Utility | N | P |  | Non Combustion (NUC, WAT, WND, GEO, or SUN)
EXCLUDE | WA | Wanapum | 3888 | 6A | WAT | HY | 122 | 122 | 0 | 0 |  |  | 0 | 0 |  | Electric Utility | N | P |  | Non Combustion (NUC, WAT, WND, GEO, or SUN)
EXCLUDE | WA | Wanapum | 3888 | 7A | WAT | HY | 122 | 122 | 0 | 640112.7002 |  |  | 640112.7002 | 0 |  | Electric Utility | N | OP |  | Non Combustion (NUC, WAT, WND, GEO, or SUN)
EXCLUDE | WA | Wanapum | 3888 | 8A | WAT | HY | 122 | 122 | 0 | 0 |  |  | 0 | 0 |  | Electric Utility | N | P |  | Non Combustion (NUC, WAT, WND, GEO, or SUN)
EXCLUDE | WA | Wanapum | 3888 | 9A | WAT | HY | 122 | 122 | 0 | 0 |  |  | 0 | 0 |  | Electric Utility | N | P |  | Non Combustion (NUC, WAT, WND, GEO, or SUN)
EXCLUDE | WA | Washington State University | 50083 | GEN1 | BIT | ST | 2 | 2 | 0 | 0 | 0 |  |  | 0 |  | Commercial CHP | Y | RE | 2005 | Steam unit (PRMVR=ST) under 25MW/250 MMBtu/hr
EXCLUDE | WA | Weeks Falls | 54387 | GEN1 | WAT | HY | 4.3 | 4.2 | 0 | 15834 |  |  | 15834 | 0 |  | IPP Non-CHP | N | OP |  | Non Combustion (NUC, WAT, WND, GEO, or SUN)
EXCLUDE | WA | Wells | 3886 | U-1 | WAT | HY | 77.4 | 84 | 0 | 467161.6 |  |  | 467161.6 | 0 |  | Electric Utility | N | OP |  | Non Combustion (NUC, WAT, WND, GEO, or SUN)
EXCLUDE | WA | Wells | 3886 | U-10 | WAT | HY | 77.4 | 84 | 0 | 467161.6 |  |  | 467161.6 | 0 |  | Electric Utility | N | OP |  | Non Combustion (NUC, WAT, WND, GEO, or SUN)
EXCLUDE | WA | Wells | 3886 | U-2 | WAT | HY | 77.4 | 84 | 0 | 467161.6 |  |  | 467161.6 | 0 |  | Electric Utility | N | OP |  | Non Combustion (NUC, WAT, WND, GEO, or SUN)
EXCLUDE | WA | Wells | 3886 | U-3 | WAT | HY | 77.4 | 84 | 0 | 467161.6 |  |  | 467161.6 | 0 |  | Electric Utility | N | OP |  | Non Combustion (NUC, WAT, WND, GEO, or SUN)
EXCLUDE | WA | Wells | 3886 | U-4 | WAT | HY | 77.4 | 84 | 0 | 467161.6 |  |  | 467161.6 | 0 |  | Electric Utility | N | OP |  | Non Combustion (NUC, WAT, WND, GEO, or SUN)
EXCLUDE | WA | Wells | 3886 | U-5 | WAT | HY | 77.4 | 84 | 0 | 467161.6 |  |  | 467161.6 | 0 |  | Electric Utility | N | OP |  | Non Combustion (NUC, WAT, WND, GEO, or SUN)
EXCLUDE | WA | Wells | 3886 | U-6 | WAT | HY | 77.4 | 84 | 0 | 467161.6 |  |  | 467161.6 | 0 |  | Electric Utility | N | OP |  | Non Combustion (NUC, WAT, WND, GEO, or SUN)
EXCLUDE | WA | Wells | 3886 | U-7 | WAT | HY | 77.4 | 84 | 0 | 467161.6 |  |  | 467161.6 | 0 |  | Electric Utility | N | OA |  | Non Combustion (NUC, WAT, WND, GEO, or SUN)
EXCLUDE | WA | Wells | 3886 | U-8 | WAT | HY | 77.4 | 84 | 0 | 467161.6 |  |  | 467161.6 | 0 |  | Electric Utility | N | OP |  | Non Combustion (NUC, WAT, WND, GEO, or SUN)
EXCLUDE | WA | Wells | 3886 | U-9 | WAT | HY | 77.4 | 84 | 0 | 467161.6 |  |  | 467161.6 | 0 |  | Electric Utility | N | OP |  | Non Combustion (NUC, WAT, WND, GEO, or SUN)
EXCLUDE | WA | Weyerhaeuser Longview WA | 50187 | TG1 | BLQ | ST | 5 | 4.7 | 0 | 44694.803 | 0.087781 | 2113018.8731 | 509162.6092 | 279170.2223 |  | Industrial CHP | Y | OP |  | Steam unit (PRMVR=ST) under 25MW/250 MMBtu/hr
EXCLUDE | WA | Weyerhaeuser Longview WA | 50187 | TG2 | BLQ | ST | 5 | 4.7 | 0 | 35295.737 | 0.087781 | 1668662.8739 | 402088.5727 | 220462.2927 |  | Industrial CHP | Y | OP |  | Steam unit (PRMVR=ST) under 25MW/250 MMBtu/hr
EXCLUDE | WA | Weyerhaeuser Longview WA | 50187 | TG4 | BLQ | ST | 18 | 18 | 0 | 104597.44 | 0.087781 | 4945012.6181 | 1191572.6638 | 653330.7815 |  | Industrial CHP | Y | OP |  | Steam unit (PRMVR=ST) under 25MW/250 MMBtu/hr
EXCLUDE | WA | Weyerhaeuser Longview WA | 50187 | TG5 | WDS | ST | 31.4 | 29.2 | 0 | 100573.88 | 0.087781 | 4754792.3319 | 1145736.3211 | 628199.0421 |  | Industrial CHP | Y | OP |  | Non Fossil fuel type
EXCLUDE | WA | Wheelabrator Spokane | 50886 | GEN1 | MSB | ST | 26 | 22.7 | 0 | 143383 |  |  | 143383 | 294570.8962 |  | IPP Non-CHP | N | OP |  | Non Fossil fuel type
EXCLUDE | WA | White Creek Wind Farm | 56487 | 1 | WND | WT | 204 | 204 | 0 | 602259 |  |  | 602259 | 0 |  | IPP Non-CHP | N | OP |  | Non Combustion (NUC, WAT, WND, GEO, or SUN)
EXCLUDE | WA | White River | 3862 | 1 | WAT | HY | 15 | 15 | 0 | 0 |  |  | 0 | 0 |  | Electric Utility | N | RE | 2004 | Non Combustion (NUC, WAT, WND, GEO, or SUN)
EXCLUDE | WA | White River | 3862 | 2 | WAT | HY | 15 | 15 | 0 | 0 |  |  | 0 | 0 |  | Electric Utility | N | RE | 2004 | Non Combustion (NUC, WAT, WND, GEO, or SUN)
EXCLUDE | WA | White River | 3862 | 3 | WAT | HY | 20 | 20 | 0 | 0 |  |  | 0 | 0 |  | Electric Utility | N | RE | 2004 | Non Combustion (NUC, WAT, WND, GEO, or SUN)
EXCLUDE | WA | White River | 3862 | 4 | WAT | HY | 20 | 20 | 0 | 0 |  |  | 0 | 0 |  | Electric Utility | N | RE | 2004 | Non Combustion (NUC, WAT, WND, GEO, or SUN)
SSTLOGN | WA | Whitehorn | 6120 | 2 | NG | GT | 84.6 | 67 | 0 | 11977.5 |  |  | 11977.5 | 10693.781 |  | Electric Utility | N | SB
SSTLOGN | WA | Whitehorn | 6120 | 3 | NG | GT | 84.6 | 67 | 0 | 11977.5 |  |  | 11977.5 | 10693.781 |  | Electric Utility | N | SB
EXCLUDE | WA | Wild Horse | 56322 | 1 | WND | WT | 228.6 | 228.6 | 0 | 570192.6361 |  |  | 570192.6361 | 0 |  | Electric Utility | N | OP |  | Non Combustion (NUC, WAT, WND, GEO, or SUN)
EXCLUDE | WA | Wild Horse | 56322 | WH2 | WND | WT | 44 | 44 | 0 | 109748.3639 |  |  | 109748.3639 | 0 |  | Electric Utility | N | OP |  | Non Combustion (NUC, WAT, WND, GEO, or SUN)
EXCLUDE | WA | Wild Horse | 56322 | WHS1 | SUN | PV | 0.5 | 0.5 | 0 | 840 |  |  | 840 | 0 |  | Electric Utility | N | OP |  | Non Combustion (NUC, WAT, WND, GEO, or SUN)
EXCLUDE | WA | Windy Flats Wind Project | 57159 | GEN1 | WND | WT | 262.2 | 262.2 | 0 | 730631 |  |  | 730631 | 0 |  | IPP Non-CHP | N | OP |  | Non Combustion (NUC, WAT, WND, GEO, or SUN)
EXCLUDE | WA | Wynoochee | 7127 | 1 | WAT | HY | 12.8 | 15.5 | 0 | 35692 |  |  | 35692 | 0 |  | Electric Utility | N | OP |  | Non Combustion (NUC, WAT, WND, GEO, or SUN)
EXCLUDE | WA | Yale | 3852 | 1 | WAT | HY | 67 | 81.8 | 0 | 330605.5 |  |  | 330605.5 | 0 |  | Electric Utility | N | OP |  | Non Combustion (NUC, WAT, WND, GEO, or SUN)
EXCLUDE | WA | Yale | 3852 | 2 | WAT | HY | 67 | 81.8 | 0 | 330605.5 |  |  | 330605.5 | 0 |  | Electric Utility | N | OP |  | Non Combustion (NUC, WAT, WND, GEO, or SUN)
EXCLUDE | WA | Yelm | 3878 | 1 | WAT | HY | 3 | 2.7 | 0 | 19340.75 |  |  | 19340.75 | 0 |  | Electric Utility | N | OP |  | Non Combustion (NUC, WAT, WND, GEO, or SUN)
EXCLUDE | WA | Yelm | 3878 | 2 | WAT | HY | 3 | 2.7 | 0 | 19340.75 |  |  | 19340.75 | 0 |  | Electric Utility | N | OP |  | Non Combustion (NUC, WAT, WND, GEO, or SUN)
EXCLUDE | WA | Yelm | 3878 | 3 | WAT | HY | 6 | 6 | 0 | 38681.5 |  |  | 38681.5 | 0 |  | Electric Utility | N | OP |  | Non Combustion (NUC, WAT, WND, GEO, or SUN)
EXCLUDE | WA | Youngs Creek Hydroelectric Project | 57763 | 1 | WAT | HY | 7.5 | 7.9 | 0 | 3058 |  |  | 3058 | 0 |  | Electric Utility | N | OP |  | Non Combustion (NUC, WAT, WND, GEO, or SUN)
EXCLUDE | WI | Alexander | 4060 | 1 | WAT | HY | 1.4 | 0.8 | 0 | 7026.6667 |  |  | 7026.6667 | 0 |  | Electric Utility | N | OP |  | Non Combustion (NUC, WAT, WND, GEO, or SUN)
EXCLUDE | WI | Alexander | 4060 | 2 | WAT | HY | 1.4 | 0.8 | 0 | 7026.6667 |  |  | 7026.6667 | 0 |  | Electric Utility | N | OP |  | Non Combustion (NUC, WAT, WND, GEO, or SUN)
EXCLUDE | WI | Alexander | 4060 | 3 | WAT | HY | 1.4 | 0.8 | 0 | 7026.6667 |  |  | 7026.6667 | 0 |  | Electric Utility | N | OP |  | Non Combustion (NUC, WAT, WND, GEO, or SUN)
SSTLOGN | WI | Alliant Energy Neenah | 55135 | CT01 | NG | GT | 185.5 | 149.7 | 1897 | 15393 |  |  | 15393 | 11812.283 |  | IPP Non-CHP | N | OP
SSTLOGN | WI | Alliant Energy Neenah | 55135 | CT02 | NG | GT | 185.5 | 148.5 | 1897 | 15393 |  |  | 15393 | 9189.734 |  | IPP Non-CHP | N | OP
EXCLUDE | WI | Alma | 4140 | 1 | BIT | ST | 15 | 18.9 | 0 | 0 |  |  | 0 | 0 |  | Electric Utility | N | OP |  | Steam unit (PRMVR=ST) under 25MW/250 MMBtu/hr
EXCLUDE | WI | Alma | 4140 | 2 | BIT | ST | 15 | 18 | 0 | 0 |  |  | 0 | 0 |  | Electric Utility | N | OP |  | Steam unit (PRMVR=ST) under 25MW/250 MMBtu/hr
EXCLUDE | WI | Alma | 4140 | 3 | BIT | ST | 15 | 18.9 | 0 | 17537 |  |  | 17537 | 26596.7936 |  | Electric Utility | N | OP |  | Steam unit (PRMVR=ST) under 25MW/250 MMBtu/hr
COALST | WI | Alma | 4140 | 4 | BIT | ST | 54.4 | 48.2 | 785 | 22284 |  |  | 22284 | 33275.452 |  | Electric Utility | N | OP
COALST | WI | Alma | 4140 | 5 | BIT | ST | 81.6 | 72.2 | 1084 | 66815 |  |  | 66815 | 89469.8 |  | Electric Utility | N | OP
EXCLUDE | WI | AMERESCO Janesville | 56427 | Unit1 | LFG | IC | 1 | 1 | 0 | 0 |  |  | 0 | 0 |  | IPP Non-CHP | N | OP |  | Internal Combustion (PRMVR=IC)
EXCLUDE | WI | AMERESCO Janesville | 56427 | Unit2 | LFG | IC | 1 | 1 | 0 | 0 |  |  | 0 | 0 |  | IPP Non-CHP | N | OP |  | Internal Combustion (PRMVR=IC)
EXCLUDE | WI | AMERESCO Janesville | 56427 | Unit3 | LFG | IC | 1 | 1 | 0 | 0 |  |  | 0 | 0 |  | IPP Non-CHP | N | OP |  | Internal Combustion (PRMVR=IC)
EXCLUDE | WI | Apple River | 6231 | 1 | WAT | HY | 0.8 | 0.4 | 0 | 4101 |  |  | 4101 | 0 |  | Electric Utility | N | OP |  | Non Combustion (NUC, WAT, WND, GEO, or SUN)
EXCLUDE | WI | Apple River | 6231 | 2 | WAT | HY | 0.8 | 1 | 0 | 0 |  |  | 0 | 0 |  | Electric Utility | N | RE | 2006 | Non Combustion (NUC, WAT, WND, GEO, or SUN)
EXCLUDE | WI | Apple River | 6231 | 3 | WAT | HY | 0.8 | 0.5 | 0 | 4101 |  |  | 4101 | 0 |  | Electric Utility | N | OP |  | Non Combustion (NUC, WAT, WND, GEO, or SUN)
EXCLUDE | WI | Apple River | 6231 | 4 | WAT | HY | 0.8 | 0.5 | 0 | 4101 |  |  | 4101 | 0 |  | Electric Utility | N | OP |  | Non Combustion (NUC, WAT, WND, GEO, or SUN)
EXCLUDE | WI | Appleton | 4043 | 4 | WAT | HY | 1.5 | 0.3 | 0 | 7926.2069 |  |  | 7926.2069 | 0 |  | Electric Utility | N | OP |  | Non Combustion (NUC, WAT, WND, GEO, or SUN)
EXCLUDE | WI | Appleton | 4043 | 5 | WAT | HY | 0.7 | 0.4 | 0 | 3698.8966 |  |  | 3698.8966 | 0 |  | Electric Utility | N | OP |  | Non Combustion (NUC, WAT, WND, GEO, or SUN)
EXCLUDE | WI | Appleton | 4043 | 6 | WAT | HY | 0.7 | 0.3 | 0 | 3698.8966 |  |  | 3698.8966 | 0 |  | Electric Utility | N | OP |  | Non Combustion (NUC, WAT, WND, GEO, or SUN)
EXCLUDE | WI | Arcadia Electric | 4100 | 1 | DFO | IC | 1.3 | 1.3 | 0 | 0 |  |  | 0 | 0 |  | Electric Utility | N | OP |  | Internal Combustion (PRMVR=IC)
EXCLUDE | WI | Arcadia Electric | 4100 | 2 | DFO | IC | 1 | 1 | 0 | 0 |  |  | 0 | 0 |  | Electric Utility | N | OP |  | Internal Combustion (PRMVR=IC)
EXCLUDE | WI | Arcadia Electric | 4100 | 3 | DFO | IC | 0.4 | 0.4 | 0 | 0 |  |  | 0 | 0 |  | Electric Utility | N | OP |  | Internal Combustion (PRMVR=IC)
EXCLUDE | WI | Arcadia Electric | 4100 | 4 | DFO | IC | 0.2 | 0.2 | 0 | 0 |  |  | 0 | 0 |  | Electric Utility | N | OP |  | Internal Combustion (PRMVR=IC)
EXCLUDE | WI | Arcadia Electric | 4100 | 5 | DFO | IC | 3 | 3 | 0 | 0 |  |  | 0 | 0 |  | Electric Utility | N | OP |  | Internal Combustion (PRMVR=IC)
EXCLUDE | WI | Arcadia Electric | 4100 | 6 | DFO | IC | 3 | 3 | 0 | 0 |  |  | 0 | 0 |  | Electric Utility | N | OP |  | Internal Combustion (PRMVR=IC)
EXCLUDE | WI | Arcadia Electric | 4100 | 7 | DFO | IC | 2 | 2 | 0 | 0 |  |  | 0 | 0 |  | Electric Utility | N | OP |  | Internal Combustion (PRMVR=IC)
EXCLUDE | WI | Arcadia Electric | 4100 | 8 | DFO | IC | 2 | 2 | 0 | 0 |  |  | 0 | 0 |  | Electric Utility | N | OP |  | Internal Combustion (PRMVR=IC)
EXCLUDE | WI | Arcadia Electric | 4100 | 9 | DFO | IC | 2 | 2 | 0 | 0 |  |  | 0 | 0 |  | Electric Utility | N | OP |  | Internal Combustion (PRMVR=IC)
EXCLUDE | WI | Arcadia Electric | 4100 | 10 | DFO | IC | 2 | 2 | 0 | 0 |  |  | 0 | 0 |  | Electric Utility | N | OP |  | Internal Combustion (PRMVR=IC)
EXCLUDE | WI | Argyle | 7810 | 3 | WAT | HY | 0.1 | 0.1 | 0 | 214 |  |  | 214 | 0 |  | Electric Utility | N | OP |  | Non Combustion (NUC, WAT, WND, GEO, or SUN)
EXCLUDE | WI | Argyle | 7810 | 4 | DFO | IC | 1.1 | 1.1 | 0 | 0 |  |  | 0 | 0 |  | Electric Utility | N | RE | 2003 | Internal Combustion (PRMVR=IC)
EXCLUDE | WI | Argyle | 7810 | 5 | DFO | IC | 2.2 | 2 | 0 | 0 |  |  | 0 | 0 |  | Electric Utility | N | SB |  | Internal Combustion (PRMVR=IC)
EXCLUDE | WI | Argyle | 7810 | 2A | DFO | IC | 1.1 | 1.1 | 0 | 0 |  |  | 0 | 0 |  | Electric Utility | N | RE | 2003 | Internal Combustion (PRMVR=IC)
EXCLUDE | WI | Arpin Dam | 3995 | 1 | WAT | HY | 0.6 | 0.6 | 0 | 2589.4286 |  |  | 2589.4286 | 0 |  | IPP Non-CHP | N | OP |  | Non Combustion (NUC, WAT, WND, GEO, or SUN)
EXCLUDE | WI | Arpin Dam | 3995 | 2 | WAT | HY | 0.6 | 0.6 | 0 | 2589.4286 |  |  | 2589.4286 | 0 |  | IPP Non-CHP | N | OP |  | Non Combustion (NUC, WAT, WND, GEO, or SUN)
EXCLUDE | WI | Arpin Dam | 3995 | 3 | WAT | HY | 0.2 | 0.2 | 0 | 863.1429 |  |  | 863.1429 | 0 |  | IPP Non-CHP | N | OP |  | Non Combustion (NUC, WAT, WND, GEO, or SUN)
EXCLUDE | WI | Badger Wind Farm | 55742 | ER15 | WND | WT | 30 | 30 | 0 | 54145 |  |  | 54145 | 0 |  | IPP Non-CHP | N | OP |  | Non Combustion (NUC, WAT, WND, GEO, or SUN)
EXCLUDE | WI | Barron | 4102 | 4 | DFO | IC | 1.1 | 1.1 | 0 | 0 |  |  | 0 | 0 |  | Electric Utility | N | OP |  | Internal Combustion (PRMVR=IC)
EXCLUDE | WI | Barron | 4102 | 7 | DFO | IC | 0.8 | 0.6 | 0 | 0 |  |  | 0 | 0 |  | Electric Utility | N | OP |  | Internal Combustion (PRMVR=IC)
EXCLUDE | WI | Barron | 4102 | 8 | DFO | IC | 1.3 | 1.3 | 0 | 0 |  |  | 0 | 0 |  | Electric Utility | N | OP |  | Internal Combustion (PRMVR=IC)
EXCLUDE | WI | Barron | 4102 | 9 | DFO | IC | 2 | 2 | 0 | 0 |  |  | 0 | 0 |  | Electric Utility | N | OP |  | Internal Combustion (PRMVR=IC)
EXCLUDE | WI | Barron | 4102 | 1A | DFO | IC | 1.1 | 1.1 | 0 | 0 |  |  | 0 | 0 |  | Electric Utility | N | OP |  | Internal Combustion (PRMVR=IC)
EXCLUDE | WI | Barron | 4102 | 2A | DFO | IC | 1.1 | 1.1 | 0 | 0 |  |  | 0 | 0 |  | Electric Utility | N | OP |  | Internal Combustion (PRMVR=IC)
EXCLUDE | WI | Barron | 4102 | 3A | DFO | IC | 1.1 | 1.1 | 0 | 0 |  |  | 0 | 0 |  | Electric Utility | N | OP |  | Internal Combustion (PRMVR=IC)
EXCLUDE | WI | Barron | 4102 | H2 | WAT | HY | 0.1 | 0.1 | 0 | 201 |  |  | 201 | 0 |  | Electric Utility | N | OP |  | Non Combustion (NUC, WAT, WND, GEO, or SUN)
EXCLUDE | WI | Bay Front | 3982 | 4 | WDS | ST | 20 | 15 | 1289 | 227130 |  |  | 227130 | 404297.14 |  | Electric Utility | N | OP |  | Non Fossil fuel type
EXCLUDE | WI | Bay Front | 3982 | 5 | WDS | ST | 20 | 18 | 0 | 0 |  |  | 0 | 0 |  | Electric Utility | N | OP |  | Non Fossil fuel type
EXCLUDE | WI | Bay Front | 3982 | 6 | WDS | ST | 27.2 | 23 | 0 | 0 |  |  | 0 | 0 |  | Electric Utility | N | OP |  | Non Fossil fuel type
EXCLUDE | WI | Berlin | 56069 | 1 | LFG | IC | 0.8 | 0.8 | 0 | 0 |  |  | 0 | 0 |  | IPP Non-CHP | N | OP |  | Internal Combustion (PRMVR=IC)
EXCLUDE | WI | Berlin | 56069 | 2 | LFG | IC | 0.8 | 0.8 | 0 | 0 |  |  | 0 | 0 |  | IPP Non-CHP | N | OP |  | Internal Combustion (PRMVR=IC)
EXCLUDE | WI | Berlin | 56069 | 3 | LFG | IC | 0.8 | 0.8 | 0 | 0 |  |  | 0 | 0 |  | IPP Non-CHP | N | OP |  | Internal Combustion (PRMVR=IC)
EXCLUDE | WI | Big Falls | 3983 | 1 | WAT | HY | 2.6 | 1.1 | 0 | 8660.3636 |  |  | 8660.3636 | 0 |  | Electric Utility | N | OP |  | Non Combustion (NUC, WAT, WND, GEO, or SUN)
EXCLUDE | WI | Big Falls | 3983 | 2 | WAT | HY | 2.6 | 1.1 | 0 | 8660.3636 |  |  | 8660.3636 | 0 |  | Electric Utility | N | OP |  | Non Combustion (NUC, WAT, WND, GEO, or SUN)
EXCLUDE | WI | Big Falls | 3983 | 3 | WAT | HY | 2.5 | 1.1 | 0 | 8327.2727 |  |  | 8327.2727 | 0 |  | Electric Utility | N | OP |  | Non Combustion (NUC, WAT, WND, GEO, or SUN)
EXCLUDE | WI | Biron | 3971 | 1 | WAT | HY | 1.4 | 1.3 | 0 | 8471.75 |  |  | 8471.75 | 0 |  | Electric Utility | N | OP |  | Non Combustion (NUC, WAT, WND, GEO, or SUN)
EXCLUDE | WI | Biron | 3971 | 2 | WAT | HY | 1.4 | 1.3 | 0 | 8471.75 |  |  | 8471.75 | 0 |  | Electric Utility | N | OP |  | Non Combustion (NUC, WAT, WND, GEO, or SUN)
EXCLUDE | WI | Biron | 3971 | 3 | WAT | HY | 0.4 | 0.4 | 0 | 2420.5 |  |  | 2420.5 | 0 |  | Electric Utility | N | OA |  | Non Combustion (NUC, WAT, WND, GEO, or SUN)
EXCLUDE | WI | Biron | 3971 | 4 | WAT | HY | 0.4 | 0.4 | 0 | 2420.5 |  |  | 2420.5 | 0 |  | Electric Utility | N | OP |  | Non Combustion (NUC, WAT, WND, GEO, or SUN)
EXCLUDE | WI | Biron | 3971 | 5 | WAT | HY | 0.4 | 0.4 | 0 | 2420.5 |  |  | 2420.5 | 0 |  | Electric Utility | N | OP |  | Non Combustion (NUC, WAT, WND, GEO, or SUN)
EXCLUDE | WI | Biron | 3971 | 6 | WAT | HY | 0.4 | 0.4 | 0 | 2420.5 |  |  | 2420.5 | 0 |  | Electric Utility | N | OA |  | Non Combustion (NUC, WAT, WND, GEO, or SUN)
EXCLUDE | WI | Biron | 3971 | 7 | WAT | HY | 0.4 | 0.4 | 0 | 2420.5 |  |  | 2420.5 | 0 |  | Electric Utility | N | OP |  | Non Combustion (NUC, WAT, WND, GEO, or SUN)
EXCLUDE | WI | Biron | 3971 | 8 | WAT | HY | 0.4 | 0.4 | 0 | 0 |  |  | 0 | 0 |  | Electric Utility | N | RE | 1999 | Non Combustion (NUC, WAT, WND, GEO, or SUN)
EXCLUDE | WI | Biron | 3971 | 9 | WAT | HY | 0.8 | 0.8 | 0 | 4841 |  |  | 4841 | 0 |  | Electric Utility | N | OP |  | Non Combustion (NUC, WAT, WND, GEO, or SUN)
EXCLUDE | WI | Biron Mill | 10234 | GEN1 | SUB | ST | 17 | 15.3 | 0 | 68464 | 0.26545 | 861879.2684 | 257915.7735 | 166524.6379 |  | Industrial CHP | Y | OP |  | Steam unit (PRMVR=ST) under 25MW/250 MMBtu/hr
EXCLUDE | WI | Biron Mill | 10234 | GEN3 | SUB | ST | 7.5 | 7.5 | 0 | 30618 | 0.26545 | 385443.7287 | 115343.3214 | 63316.1316 |  | Industrial CHP | Y | OP |  | Steam unit (PRMVR=ST) under 25MW/250 MMBtu/hr
EXCLUDE | WI | Biron Mill | 10234 | GEN4 | BIT | ST | 15.6 | 12.5 | 0 | 93480 | 0.26545 | 1176800.5669 | 352155.3884 | 193310.8623 |  | Industrial CHP | Y | OP |  | Steam unit (PRMVR=ST) under 25MW/250 MMBtu/hr
EXCLUDE | WI | Biron Mill | 10234 | GEN5 | SUB | ST | 21.5 | 20 | 0 | 96272 | 0.26545 | 1211948.4828 | 362673.3371 | 199084.5457 |  | Industrial CHP | Y | OP |  | Steam unit (PRMVR=ST) under 25MW/250 MMBtu/hr
EXCLUDE | WI | Blackhawk | 4048 | 3 | NG | ST | 25 | 26.5 | 0 | 0 |  |  | 0 | 0 |  | Electric Utility | N | RE | 2010 | Retired in 2010
EXCLUDE | WI | Blackhawk | 4048 | 4 | NG | ST | 25 | 24.3 | 0 | 0 |  |  | 0 | 0 |  | Electric Utility | N | RE | 2010 | Retired in 2010
EXCLUDE | WI | Blount Street | 3992 | 1 | BIT | ST | 10 | 6.8 | 0 | 0 |  |  | 0 | 0 |  | Electric Utility | N | RE | 2006 | Steam unit (PRMVR=ST) under 25MW/250 MMBtu/hr
COALST | WI | Blount Street | 3992 | 3 | BIT | ST | 34.5 | 30.1 | 0 | 1844 |  |  | 1844 | 9500.9816 |  | Electric Utility | N | RE | 2011
EXCLUDE | WI | Blount Street | 3992 | 4 | BIT | ST | 20 | 12 | 0 | 650 |  |  | 650 | 5507.8154 |  | Electric Utility | N | RE | 2011 | Steam unit (PRMVR=ST) under 25MW/250 MMBtu/hr
EXCLUDE | WI | Blount Street | 3992 | 5 | BIT | ST | 23 | 22.9 | 0 | 1511 |  |  | 1511 | 6333.9877 |  | Electric Utility | N | RE | 2011 | Steam unit (PRMVR=ST) under 25MW/250 MMBtu/hr
COALST | WI | Blount Street | 3992 | 6 | BIT | ST | 50 | 49.5 | 545 | 8015 |  |  | 8015 | 11103.842 |  | Electric Utility | N | OP
COALST | WI | Blount Street | 3992 | 7 | BIT | ST | 50 | 49.7 | 545 | 8897 |  |  | 8897 | 10318.738 |  | Electric Utility | N | OP
EXCLUDE | WI | Blue Sky Green Field Wind Project | 56391 | 1 | WND | WT | 145.2 | 145.2 | 0 | 337526 |  |  | 337526 | 0 |  | Electric Utility | N | OP |  | Non Combustion (NUC, WAT, WND, GEO, or SUN)
EXCLUDE | WI | Brule | 1775 | 1 | WAT | HY | 1.7 | 0.6 | 0 | 3949.8358 |  |  | 3949.8358 | 0 |  | Electric Utility | N | OP |  | Non Combustion (NUC, WAT, WND, GEO, or SUN)
EXCLUDE | WI | Brule | 1775 | 2 | WAT | HY | 2.5 | 0.3 | 0 | 5808.5821 |  |  | 5808.5821 | 0 |  | Electric Utility | N | OP |  | Non Combustion (NUC, WAT, WND, GEO, or SUN)
EXCLUDE | WI | Brule | 1775 | 3 | WAT | HY | 2.5 | 0.7 | 0 | 5808.5821 |  |  | 5808.5821 | 0 |  | Electric Utility | N | OP |  | Non Combustion (NUC, WAT, WND, GEO, or SUN)
EXCLUDE | WI | Butler Ridge | 56647 | 1 | WND | WT | 54 | 54 | 0 | 159881 |  |  | 159881 | 0 |  | IPP Non-CHP | N | OP |  | Non Combustion (NUC, WAT, WND, GEO, or SUN)
EXCLUDE | WI | Byron | 7901 | 1 | WND | WT | 0.6 | 0.6 | 0 | 1380.5 |  |  | 1380.5 | 0 |  | Electric Utility | N | OP |  | Non Combustion (NUC, WAT, WND, GEO, or SUN)
EXCLUDE | WI | Byron | 7901 | 2 | WND | WT | 0.6 | 0.6 | 0 | 1380.5 |  |  | 1380.5 | 0 |  | Electric Utility | N | OP |  | Non Combustion (NUC, WAT, WND, GEO, or SUN)
EXCLUDE | WI | Caldron Falls | 4061 | 1 | WAT | HY | 3.2 | 3.4 | 0 | 7151 |  |  | 7151 | 0 |  | Electric Utility | N | OP |  | Non Combustion (NUC, WAT, WND, GEO, or SUN)
EXCLUDE | WI | Caldron Falls | 4061 | 2 | WAT | HY | 3.2 | 3.4 | 0 | 7151 |  |  | 7151 | 0 |  | Electric Utility | N | OP |  | Non Combustion (NUC, WAT, WND, GEO, or SUN)
EXCLUDE | WI | Capitol Heat and Power | 54406 | 1 | NG | ST | 1.5 | 0.9 | 0 | 891.5 | 0 |  |  | 8107.8117 |  | Commercial CHP | Y | RE | 2011 | Steam unit (PRMVR=ST) under 25MW/250 MMBtu/hr
EXCLUDE | WI | Capitol Heat and Power | 54406 | 2 | NG | ST | 1.5 | 1 | 0 | 891.5 | 0 |  |  | 8107.8117 |  | Commercial CHP | Y | RE | 2011 | Steam unit (PRMVR=ST) under 25MW/250 MMBtu/hr
EXCLUDE | WI | Capitol Heat and Power | 54406 | P31 | DFO | IC | 1 | 1 | 0 | 0 |  |  | 0 | 0 |  | Commercial CHP | N | SB |  | Internal Combustion (PRMVR=IC)
EXCLUDE | WI | Capitol Heat and Power | 54406 | P32 | DFO | IC | 1 | 1 | 0 | 0 |  |  | 0 | 0 |  | Commercial CHP | N | SB |  | Internal Combustion (PRMVR=IC)
EXCLUDE | WI | Cashton | 4107 | 3 | DFO | IC | 0.4 | 0.4 | 0 | 0 |  |  | 0 | 0 |  | Electric Utility | N | OP |  | Internal Combustion (PRMVR=IC)
EXCLUDE | WI | Cashton | 4107 | 4 | DFO | IC | 0.3 | 0.3 | 0 | 0 |  |  | 0 | 0 |  | Electric Utility | N | RE | 2001 | Internal Combustion (PRMVR=IC)
EXCLUDE | WI | Cashton | 4107 | 5 | NG | IC | 1.1 | 1.1 | 0 | 0 |  |  | 0 | 0 |  | Electric Utility | N | OP |  | Internal Combustion (PRMVR=IC)
EXCLUDE | WI | Cashton | 4107 | 6 | DFO | IC | 2 | 2 | 0 | 0 |  |  | 0 | 0 |  | Electric Utility | N | OP |  | Internal Combustion (PRMVR=IC)
EXCLUDE | WI | Cashton Greens Wind Farm | 57968 | CGWF | WND | WT | 5 | 5 | 0 | 0 |  |  | 0 | 0 |  | IPP Non-CHP | N | U |  | Non Combustion (NUC, WAT, WND, GEO, or SUN)
EXCLUDE | WI | Castle Rock | 4079 | 1 | WAT | HY | 3 | 3.5 | 0 | 20831.2 |  |  | 20831.2 | 0 |  | Electric Utility | N | OP |  | Non Combustion (NUC, WAT, WND, GEO, or SUN)
EXCLUDE | WI | Castle Rock | 4079 | 2 | WAT | HY | 3 | 3.5 | 0 | 20831.2 |  |  | 20831.2 | 0 |  | Electric Utility | N | OP |  | Non Combustion (NUC, WAT, WND, GEO, or SUN)
EXCLUDE | WI | Castle Rock | 4079 | 3 | WAT | HY | 3 | 3.5 | 0 | 20831.2 |  |  | 20831.2 | 0 |  | Electric Utility | N | OP |  | Non Combustion (NUC, WAT, WND, GEO, or SUN)
EXCLUDE | WI | Castle Rock | 4079 | 4 | WAT | HY | 3 | 3.5 | 0 | 20831.2 |  |  | 20831.2 | 0 |  | Electric Utility | N | OP |  | Non Combustion (NUC, WAT, WND, GEO, or SUN)
EXCLUDE | WI | Castle Rock | 4079 | 5 | WAT | HY | 3 | 3.5 | 0 | 20831.2 |  |  | 20831.2 | 0 |  | Electric Utility | N | OP |  | Non Combustion (NUC, WAT, WND, GEO, or SUN)
EXCLUDE | WI | Cedar Falls | 3998 | 1 | WAT | HY | 2 | 1.3 | 0 | 11238.6667 |  |  | 11238.6667 | 0 |  | Electric Utility | N | OP |  | Non Combustion (NUC, WAT, WND, GEO, or SUN)
EXCLUDE | WI | Cedar Falls | 3998 | 2 | WAT | HY | 2 | 1.1 | 0 | 11238.6667 |  |  | 11238.6667 | 0 |  | Electric Utility | N | OP |  | Non Combustion (NUC, WAT, WND, GEO, or SUN)
EXCLUDE | WI | Cedar Falls | 3998 | 3 | WAT | HY | 2 | 1.2 | 0 | 11238.6667 |  |  | 11238.6667 | 0 |  | Electric Utility | N | OP |  | Non Combustion (NUC, WAT, WND, GEO, or SUN)
EXCLUDE | WI | Cedar Ridge | 56347 | 1 | WND | WT | 67.7 | 67.6 | 0 | 184337 |  |  | 184337 | 0 |  | Electric Utility | N | OP |  | Non Combustion (NUC, WAT, WND, GEO, or SUN)
EXCLUDE | WI | Chippewa Falls | 4000 | 1 | WAT | HY | 3.6 | 1.9 | 0 | 12328.1667 |  |  | 12328.1667 | 0 |  | Electric Utility | N | OP |  | Non Combustion (NUC, WAT, WND, GEO, or SUN)
EXCLUDE | WI | Chippewa Falls | 4000 | 2 | WAT | HY | 3.6 | 2.1 | 0 | 12328.1667 |  |  | 12328.1667 | 0 |  | Electric Utility | N | OP |  | Non Combustion (NUC, WAT, WND, GEO, or SUN)
EXCLUDE | WI | Chippewa Falls | 4000 | 3 | WAT | HY | 3.6 | 2 | 0 | 12328.1667 |  |  | 12328.1667 | 0 |  | Electric Utility | N | OP |  | Non Combustion (NUC, WAT, WND, GEO, or SUN)
EXCLUDE | WI | Chippewa Falls | 4000 | 4 | WAT | HY | 3.6 | 2 | 0 | 12328.1667 |  |  | 12328.1667 | 0 |  | Electric Utility | N | OP |  | Non Combustion (NUC, WAT, WND, GEO, or SUN)
EXCLUDE | WI | Chippewa Falls | 4000 | 5 | WAT | HY | 3.6 | 2 | 0 | 12328.1667 |  |  | 12328.1667 | 0 |  | Electric Utility | N | OP |  | Non Combustion (NUC, WAT, WND, GEO, or SUN)
EXCLUDE | WI | Chippewa Falls | 4000 | 6 | WAT | HY | 3.6 | 2.1 | 0 | 12328.1667 |  |  | 12328.1667 | 0 |  | Electric Utility | N | OP |  | Non Combustion (NUC, WAT, WND, GEO, or SUN)
EXCLUDE | WI | Clam River Dam | 4018 | 1 | WAT | HY | 0.4 | 0.4 | 0 | 1777 |  |  | 1777 | 0 |  | IPP Non-CHP | N | OP |  | Non Combustion (NUC, WAT, WND, GEO, or SUN)
EXCLUDE | WI | Clam River Dam | 4018 | 2 | WAT | HY | 0.4 | 0.4 | 0 | 1777 |  |  | 1777 | 0 |  | IPP Non-CHP | N | OP |  | Non Combustion (NUC, WAT, WND, GEO, or SUN)
EXCLUDE | WI | Clam River Dam | 4018 | 3 | WAT | HY | 0.4 | 0.4 | 0 | 1777 |  |  | 1777 | 0 |  | IPP Non-CHP | N | OP |  | Non Combustion (NUC, WAT, WND, GEO, or SUN)
COALST | WI | Columbia | 8023 | 1 | SUB | ST | 512 | 542 | 6300 | 3375865 |  |  | 3375865 | 3959770.68 |  | Electric Utility | N | OP
COALST | WI | Columbia | 8023 | 2 | SUB | ST | 511 | 557 | 6300 | 3601010 |  |  | 3601010 | 3988262.599 |  | Electric Utility | N | OP
EXCLUDE | WI | Combined Locks | 4201 | HC1 | WAT | HY | 3.1 | 3.1 | 0 | 22704 |  |  | 22704 | 0 |  | Electric Utility | N | OP |  | Non Combustion (NUC, WAT, WND, GEO, or SUN)
EXCLUDE | WI | Combined Locks | 4201 | HC2 | WAT | HY | 3.1 | 3.1 | 0 | 22704 |  |  | 22704 | 0 |  | Electric Utility | N | OP |  | Non Combustion (NUC, WAT, WND, GEO, or SUN)
EXCLUDE | WI | Combined Locks Energy Center | 55558 | GEN1 | NG | CC | 48 | 46.6 | 587 | 21469.5849 | 0.82469 | 20762.8692 | 26033.5216 | 11610.6575 |  | Industrial CHP | Y | OP |  | Commercial/Industrial Unit
EXCLUDE | WI | Combined Locks Energy Center | 55558 | GEN2 | NG | CC | 5 | 4.3 | 587 | 2236.4151 | 0.82469 | 2162.7989 | 2711.8252 | 1209.4435 | 1 | Industrial CHP | Y | OP |  | Commercial/Industrial Unit
SSTLOGN | WI | Concord | 7159 | 1 | NG | GT | 95.3 | 87.2 | 1337 | 5403.5 |  |  | 5403.5 | 4132.186 |  | Electric Utility | N | OP
SSTLOGN | WI | Concord | 7159 | 2 | NG | GT | 95.3 | 84.6 | 1249 | 5403.5 |  |  | 5403.5 | 4975.759 |  | Electric Utility | N | OP
SSTLOGN | WI | Concord | 7159 | 3 | NG | GT | 95.3 | 83.6 | 1260 | 5403.5 |  |  | 5403.5 | 3423.666 |  | Electric Utility | N | OP
SSTLOGN | WI | Concord | 7159 | 4 | NG | GT | 95.3 | 87.7 | 1254 | 5403.5 |  |  | 5403.5 | 7619.373 |  | Electric Utility | N | OP
EXCLUDE | WI | Cornell | 6086 | 1 | WAT | HY | 11.5 | 6.2 | 0 | 29355.2975 |  |  | 29355.2975 | 0 |  | Electric Utility | N | OP |  | Non Combustion (NUC, WAT, WND, GEO, or SUN)
EXCLUDE | WI | Cornell | 6086 | 2 | WAT | HY | 11.5 | 6.4 | 0 | 29355.2975 |  |  | 29355.2975 | 0 |  | Electric Utility | N | OP |  | Non Combustion (NUC, WAT, WND, GEO, or SUN)
EXCLUDE | WI | Cornell | 6086 | 3 | WAT | HY | 11.5 | 6.9 | 0 | 29355.2975 |  |  | 29355.2975 | 0 |  | Electric Utility | N | OP |  | Non Combustion (NUC, WAT, WND, GEO, or SUN)
EXCLUDE | WI | Cornell | 6086 | 4 | WAT | HY | 0.8 | 0.4 | 0 | 2042.1076 |  |  | 2042.1076 | 0 |  | Electric Utility | N | OP |  | Non Combustion (NUC, WAT, WND, GEO, or SUN)
EXCLUDE | WI | Cumberland | 4112 | 1 | DFO | IC | 0.7 | 0.6 | 0 | 0 |  |  | 0 | 0 |  | Electric Utility | N | OP |  | Internal Combustion (PRMVR=IC)
EXCLUDE | WI | Cumberland | 4112 | 2 | DFO | IC | 0.3 | 0.2 | 0 | 0 |  |  | 0 | 0 |  | Electric Utility | N | OP |  | Internal Combustion (PRMVR=IC)
EXCLUDE | WI | Cumberland | 4112 | 3 | DFO | IC | 0.3 | 0.2 | 0 | 0 |  |  | 0 | 0 |  | Electric Utility | N | OP |  | Internal Combustion (PRMVR=IC)
EXCLUDE | WI | Cumberland | 4112 | 4 | DFO | IC | 1.3 | 1.2 | 0 | 0 |  |  | 0 | 0 |  | Electric Utility | N | OP |  | Internal Combustion (PRMVR=IC)
EXCLUDE | WI | Cumberland | 4112 | 5 | NG | IC | 2 | 2.1 | 0 | 0 |  |  | 0 | 0 |  | Electric Utility | N | OP |  | Internal Combustion (PRMVR=IC)
EXCLUDE | WI | Cumberland | 4112 | 6 | DFO | IC | 7.2 | 6.7 | 0 | 0 |  |  | 0 | 0 |  | Electric Utility | N | OP |  | Internal Combustion (PRMVR=IC)
EXCLUDE | WI | Cumberland | 4112 | 7 | NG | IC | 6.6 | 6.2 | 0 | 0 |  |  | 0 | 0 |  | Electric Utility | N | OP |  | Internal Combustion (PRMVR=IC)
EXCLUDE | WI | Cumberland | 4112 | 8 | NG | IC | 3.5 | 3.5 | 0 | 0 |  |  | 0 | 0 |  | Electric Utility | N | OP |  | Internal Combustion (PRMVR=IC)
EXCLUDE | WI | Custer Energy Center | 7795 | 1 | NG | GT | 24.5 | 22 | 0 | 80 |  |  | 80 | 92.6337 |  | Electric Utility | N | OP |  | Simple Cycle Turbine (PRMVR=GT or OT) unit under 25MW
EXCLUDE | WI | Danbury Dam | 4019 | 1 | WAT | HY | 0.1 | 0.1 | 0 | 276.6 |  |  | 276.6 | 0 |  | IPP Non-CHP | N | OP |  | Non Combustion (NUC, WAT, WND, GEO, or SUN)
EXCLUDE | WI | Danbury Dam | 4019 | 2 | WAT | HY | 0.3 | 0.3 | 0 | 829.8 |  |  | 829.8 | 0 |  | IPP Non-CHP | N | OP |  | Non Combustion (NUC, WAT, WND, GEO, or SUN)
EXCLUDE | WI | Danbury Dam | 4019 | HY3 | WAT | HY | 0.6 | 0.6 | 0 | 1659.6 |  |  | 1659.6 | 0 |  | IPP Non-CHP | N | OP |  | Non Combustion (NUC, WAT, WND, GEO, or SUN)
EXCLUDE | WI | Danbury Diesel | 55998 | GT1 | DFO | GT | 6.7 | 4 | 0 | -256 |  |  | -256 | 12.799 |  | Electric Utility | N | OP |  | Simple Cycle Turbine (PRMVR=GT or OT) unit under 25MW
EXCLUDE | WI | Danbury Diesel | 55998 | IC1 | DFO | IC | 0.5 | 0.5 | 0 | 0 |  |  | 0 | 0 |  | Electric Utility | N | OP |  | Internal Combustion (PRMVR=IC)
EXCLUDE | WI | Danbury Diesel | 55998 | IC2 | DFO | IC | 0.6 | 0.5 | 0 | 0 |  |  | 0 | 0 |  | Electric Utility | N | OP |  | Internal Combustion (PRMVR=IC)
EXCLUDE | WI | Dane County Landfill #2 Rodefeld | 55770 | GEN1 | LFG | IC | 0.8 | 0.8 | 0 | 0 |  |  | 0 | 0 |  | IPP Non-CHP | N | OP |  | Internal Combustion (PRMVR=IC)
EXCLUDE | WI | Dane County Landfill #2 Rodefeld | 55770 | GEN2 | LFG | IC | 0.8 | 0.8 | 0 | 0 |  |  | 0 | 0 |  | IPP Non-CHP | N | OP |  | Internal Combustion (PRMVR=IC)
EXCLUDE | WI | Dane County Landfill #2 Rodefeld | 55770 | GEN3 | LFG | IC | 0.8 | 0.8 | 0 | 0 |  |  | 0 | 0 |  | IPP Non-CHP | N | OP |  | Internal Combustion (PRMVR=IC)
EXCLUDE | WI | Dane County Landfill #2 Rodefeld | 55770 | GEN4 | LFG | IC | 1.6 | 1.6 | 0 | 0 |  |  | 0 | 0 |  | IPP Non-CHP | N | OP |  | Internal Combustion (PRMVR=IC)
EXCLUDE | WI | Dane County Landfill #2 Rodefeld | 55770 | GEN6 | LFG | IC | 0.8 | 0.8 | 0 | 0 |  |  | 0 | 0 |  | IPP Non-CHP | N | OP |  | Internal Combustion (PRMVR=IC)
EXCLUDE | WI | Dane County Landfill #2 Rodefeld | 55770 | GEN7 | LFG | IC | 0.8 | 0.8 | 0 | 0 |  |  | 0 | 0 |  | IPP Non-CHP | N | OP |  | Internal Combustion (PRMVR=IC)
SSTLOGN | WI | De Pere Energy Center | 55029 | CT01 | NG | GT | 187.2 | 169.1 | 2213 | 20951 |  |  | 20951 | 15653.432 |  | Electric Utility | N | OP
EXCLUDE | WI | Deertrack Park Gas Recovery | 56520 | GEN1 | LFG | IC | 0.8 | 0.8 | 0 | 0 |  |  | 0 | 0 |  | IPP Non-CHP | N | OP |  | Internal Combustion (PRMVR=IC)
EXCLUDE | WI | Deertrack Park Gas Recovery | 56520 | GEN2 | LFG | IC | 0.8 | 0.8 | 0 | 0 |  |  | 0 | 0 |  | IPP Non-CHP | N | OP |  | Internal Combustion (PRMVR=IC)
EXCLUDE | WI | Deertrack Park Gas Recovery | 56520 | GEN3 | LFG | IC | 0.8 | 0.8 | 0 | 0 |  |  | 0 | 0 |  | IPP Non-CHP | N | OP |  | Internal Combustion (PRMVR=IC)
EXCLUDE | WI | Deertrack Park Gas Recovery | 56520 | GEN4 | LFG | IC | 0.8 | 0.8 | 0 | 0 |  |  | 0 | 0 |  | IPP Non-CHP | N | OP |  | Internal Combustion (PRMVR=IC)
EXCLUDE | WI | Deertrack Park Gas Recovery | 56520 | GEN5 | LFG | IC | 0.8 | 0.8 | 0 | 0 |  |  | 0 | 0 |  | IPP Non-CHP | N | OP |  | Internal Combustion (PRMVR=IC)
EXCLUDE | WI | Deertrack Park Gas Recovery | 56520 | GEN6 | LFG | IC | 0.8 | 0.8 | 0 | 0 |  |  | 0 | 0 |  | IPP Non-CHP | N | OP |  | Internal Combustion (PRMVR=IC)
EXCLUDE | WI | Deertrack Park Gas Recovery | 56520 | GEN7 | LFG | IC | 0.8 | 0.8 | 0 | 0 |  |  | 0 | 0 |  | IPP Non-CHP | N | OP |  | Internal Combustion (PRMVR=IC)
EXCLUDE | WI | Deertrack Park Gas Recovery | 56520 | GEN8 | LFG | IC | 0.8 | 0.8 | 0 | 0 |  |  | 0 | 0 |  | IPP Non-CHP | N | OP |  | Internal Combustion (PRMVR=IC)
EXCLUDE | WI | Dells | 4002 | 1 | WAT | HY | 2.9 | 1.9 | 0 | 12285.3902 |  |  | 12285.3902 | 0 |  | Electric Utility | N | OP |  | Non Combustion (NUC, WAT, WND, GEO, or SUN)
EXCLUDE | WI | Dells | 4002 | 2 | WAT | HY | 2.6 | 1.5 | 0 | 11014.4878 |  |  | 11014.4878 | 0 |  | Electric Utility | N | OP |  | Non Combustion (NUC, WAT, WND, GEO, or SUN)
EXCLUDE | WI | Dells | 4002 | 3 | WAT | HY | 2.6 | 1.5 | 0 | 11014.4878 |  |  | 11014.4878 | 0 |  | Electric Utility | N | OP |  | Non Combustion (NUC, WAT, WND, GEO, or SUN)
EXCLUDE | WI | Dells | 4002 | 4 | WAT | HY | 2.6 | 1.5 | 0 | 11014.4878 |  |  | 11014.4878 | 0 |  | Electric Utility | N | OP |  | Non Combustion (NUC, WAT, WND, GEO, or SUN)
EXCLUDE | WI | Dells | 4002 | 5 | WAT | HY | 1.6 | 0.9 | 0 | 6778.1463 |  |  | 6778.1463 | 0 |  | Electric Utility | N | OP |  | Non Combustion (NUC, WAT, WND, GEO, or SUN)
EXCLUDE | WI | Dells | 4002 | 6 | WAT | HY | 0.5 | 0.7 | 0 | 0 |  |  | 0 | 0 |  | Electric Utility | N | RE | 2007 | Non Combustion (NUC, WAT, WND, GEO, or SUN)
EXCLUDE | WI | Dells | 4002 | 7 | WAT | HY | 0.7 | 0.7 | 0 | 0 |  |  | 0 | 0 |  | Electric Utility | N | RE | 2007 | Non Combustion (NUC, WAT, WND, GEO, or SUN)
EXCLUDE | WI | Diesel Generators | 56070 | 1 | DFO | IC | 54 | 50 | 0 | 0 |  |  | 0 | 0 |  | Electric Utility | N | OP |  | Internal Combustion (PRMVR=IC)
EXCLUDE | WI | Domtar Paper Company Rothschild | 50190 | HG1 | WAT | HY | 0.6 | 0.6 | 0 | 2130.975 |  |  | 2130.975 | 0 |  | Industrial CHP | N | OP |  | Non Combustion (NUC, WAT, WND, GEO, or SUN)
EXCLUDE | WI | Domtar Paper Company Rothschild | 50190 | HG2 | WAT | HY | 0.5 | 0.5 | 0 | 1775.8125 |  |  | 1775.8125 | 0 |  | Industrial CHP | N | OP |  | Non Combustion (NUC, WAT, WND, GEO, or SUN)
EXCLUDE | WI | Domtar Paper Company Rothschild | 50190 | HG3 | WAT | HY | 0.6 | 0.6 | 0 | 2130.975 |  |  | 2130.975 | 0 |  | Industrial CHP | N | OP |  | Non Combustion (NUC, WAT, WND, GEO, or SUN)
EXCLUDE | WI | Domtar Paper Company Rothschild | 50190 | HG4 | WAT | HY | 0.5 | 0.5 | 0 | 1775.8125 |  |  | 1775.8125 | 0 |  | Industrial CHP | N | OP |  | Non Combustion (NUC, WAT, WND, GEO, or SUN)
EXCLUDE | WI | Domtar Paper Company Rothschild | 50190 | HG5 | WAT | HY | 1 | 1 | 0 | 3551.625 |  |  | 3551.625 | 0 |  | Industrial CHP | N | OP |  | Non Combustion (NUC, WAT, WND, GEO, or SUN)
EXCLUDE | WI | Domtar Paper Company Rothschild | 50190 | HG6 | WAT | HY | 0.7 | 0.7 | 0 | 2486.1375 |  |  | 2486.1375 | 0 |  | Industrial CHP | N | OP |  | Non Combustion (NUC, WAT, WND, GEO, or SUN)
EXCLUDE | WI | Domtar Paper Company Rothschild | 50190 | HG7 | WAT | HY | 0.5 | 0.5 | 0 | 1775.8125 |  |  | 1775.8125 | 0 |  | Industrial CHP | N | OP |  | Non Combustion (NUC, WAT, WND, GEO, or SUN)
EXCLUDE | WI | Domtar Paper Company Rothschild | 50190 | TG2 | NG | ST | 5 | 4.7 | 0 | 23225.68 | 0.1688 | 520294.5652 | 137592.891 | 45279.0965 |  | Industrial CHP | Y | OP | 2013 | Steam unit (PRMVR=ST) under 25MW/250 MMBtu/hr
EXCLUDE | WI | Du Bay | 3972 | 1 | WAT | HY | 1.2 | 1.2 | 0 | 7136.8333 |  |  | 7136.8333 | 0 |  | Electric Utility | N | OP |  | Non Combustion (NUC, WAT, WND, GEO, or SUN)
EXCLUDE | WI | Du Bay | 3972 | 2 | WAT | HY | 2 | 2 | 0 | 11894.7222 |  |  | 11894.7222 | 0 |  | Electric Utility | N | OP |  | Non Combustion (NUC, WAT, WND, GEO, or SUN)
EXCLUDE | WI | Du Bay | 3972 | 3 | WAT | HY | 2 | 2 | 0 | 11894.7222 |  |  | 11894.7222 | 0 |  | Electric Utility | N | OP |  | Non Combustion (NUC, WAT, WND, GEO, or SUN)
EXCLUDE | WI | Du Bay | 3972 | 4 | WAT | HY | 2 | 2 | 0 | 11894.7222 |  |  | 11894.7222 | 0 |  | Electric Utility | N | OP |  | Non Combustion (NUC, WAT, WND, GEO, or SUN)
EXCLUDE | WI | E J Stoneman Station | 4146 | 1 | WDS | ST | 18 | 15 | 325.0189 | 47256 |  |  | 47256 | 92254.5647 |  | Electric Utility/IPP Non-CHP | N | OP |  | Non Fossil fuel type
EXCLUDE | WI | E J Stoneman Station | 4146 | 2 | WDS | ST | 35 | 35 | 631.9811 | 174461 |  |  | 174461 | 340587.9383 |  | Electric Utility/IPP Non-CHP | N | OP |  | Non Fossil fuel type
EXCLUDE | WI | Eagle River | 4062 | 1 | DFO | IC | 2 | 2.1 | 0 | 0 |  |  | 0 | 0 |  | Electric Utility | N | RE | 2011 | Internal Combustion (PRMVR=IC)
EXCLUDE | WI | Eagle River | 4062 | 2 | DFO | IC | 2 | 2.1 | 0 | 0 |  |  | 0 | 0 |  | Electric Utility | N | RE | 2011 | Internal Combustion (PRMVR=IC)
COALST | WI | Edgewater | 4050 | 3 | SUB | ST | 60 | 71.2 | 1194 | 179993 |  |  | 179993 | 240291.896 |  | Electric Utility | N | SB
COALST | WI | Edgewater | 4050 | 4 | SUB | ST | 330 | 308.4 | 4629 | 1795480 |  |  | 1795480 | 2017567.15 |  | Electric Utility | N | OP
COALST | WI | Edgewater | 4050 | 5 | SUB | ST | 380 | 407.2 | 5424 | 2376748 |  |  | 2376748 | 2571380.036 |  | Electric Utility | N | OP
SSTLOGN | WI | Elk Mound | 7863 | 1 | NG | GT | 35.5 | 35.6 | 565 | 5010 |  |  | 5010 | 4661.8505 |  | Electric Utility | N | OP
SSTLOGN | WI | Elk Mound | 7863 | 2 | NG | GT | 35.5 | 35.1 | 565 | 5010 |  |  | 5010 | 4661.8505 |  | Electric Utility | N | OP
EXCLUDE | WI | Elk Mound | 7863 | 3 | NG | GT | 35.5 | 35.5 | 0 | 0 |  |  | 0 | 0 |  | Electric Utility | N | P |  | Status of operation (IP,L,P,T,or U)
EXCLUDE | WI | Elk Mound | 7863 | 4 | NG | GT | 35.5 | 35.5 | 0 | 0 |  |  | 0 | 0 |  | Electric Utility | N | P |  | Status of operation (IP,L,P,T,or U)
COALST | WI | Elm Road Generating Station | 56068 | 1 | BIT | ST | 701.3 | 636 | 6537 | 2169667 |  |  | 2169667 | 2340724.575 |  | Electric Utility | N | OP
COALST | WI | Elm Road Generating Station | 56068 | 2 | BIT | ST | 615 | 633.8 | 6336 | 2617858 |  |  | 2617858 | 2781133.353 |  | Electric Utility | N | OP
EXCLUDE | WI | Elroy | 4113 | 5 | DFO | IC | 2 | 2.2 | 0 | 0 |  |  | 0 | 0 |  | Electric Utility | N | OP |  | Internal Combustion (PRMVR=IC)
EXCLUDE | WI | Elroy | 4113 | 1A | DFO | IC | 2.3 | 2.2 | 0 | 0 |  |  | 0 | 0 |  | Electric Utility | N | OP |  | Internal Combustion (PRMVR=IC)
EXCLUDE | WI | Elroy | 4113 | 2A | DFO | IC | 2.3 | 2.2 | 0 | 0 |  |  | 0 | 0 |  | Electric Utility | N | OP |  | Internal Combustion (PRMVR=IC)
EXCLUDE | WI | Fairbanks Morse Engine | 56937 | GEN7 | DFO | IC | 3.1 | 3.1 | 0 | 0 |  |  | 0 | 0 |  | Industrial Non-CHP | N | RE | 2007 | Internal Combustion (PRMVR=IC)
EXCLUDE | WI | Fairbanks Morse Engine | 56937 | IPE | DFO | IC | 1.5 | 1.5 | 0 | 0 |  |  | 0 | 0 |  | Industrial Non-CHP | N | SB |  | Internal Combustion (PRMVR=IC)
EXCLUDE | WI | Fennimore | 4114 | 4 | DFO | IC | 1.1 | 1.1 | 0 | 0 |  |  | 0 | 0 |  | Electric Utility | N | OP |  | Internal Combustion (PRMVR=IC)
EXCLUDE | WI | Fennimore | 4114 | 5 | DFO | IC | 0.9 | 1 | 0 | 0 |  |  | 0 | 0 |  | Electric Utility | N | OP |  | Internal Combustion (PRMVR=IC)
EXCLUDE | WI | Fennimore | 4114 | 6 | DFO | IC | 1.8 | 2 | 0 | 0 |  |  | 0 | 0 |  | Electric Utility | N | OP |  | Internal Combustion (PRMVR=IC)
EXCLUDE | WI | Fennimore | 4114 | 7 | DFO | IC | 1.8 | 2 | 0 | 0 |  |  | 0 | 0 |  | Electric Utility | N | OP |  | Internal Combustion (PRMVR=IC)
EXCLUDE | WI | Fennimore | 4114 | 8 | DFO | IC | 1.8 | 2 | 0 | 0 |  |  | 0 | 0 |  | Electric Utility | N | OP |  | Internal Combustion (PRMVR=IC)
SSTLOGN | WI | Fitchburg | 3991 | 1 | NG | GT | 28.8 | 17.2 | 365.9 | 1501 |  |  | 1501 | 2035 |  | Electric Utility | N | OP
SSTLOGN | WI | Fitchburg | 3991 | 2 | NG | GT | 28.8 | 17.6 | 365.9 | 1501 |  |  | 1501 | 1827.1 |  | Electric Utility | N | OP
EXCLUDE | WI | Flambeau Crowley Rapids Project | 55684 | GEN1 | WAT | HY | 1 | 1 | 0 | 3857.3333 |  |  | 3857.3333 | 0 |  | IPP Non-CHP | N | OP |  | Non Combustion (NUC, WAT, WND, GEO, or SUN)
EXCLUDE | WI | Flambeau Crowley Rapids Project | 55684 | GEN2 | WAT | HY | 0.5 | 0.5 | 0 | 1928.6667 |  |  | 1928.6667 | 0 |  | IPP Non-CHP | N | OP |  | Non Combustion (NUC, WAT, WND, GEO, or SUN)
EXCLUDE | WI | Flambeau Hydroelectric Station | 4142 | 1 | WAT | HY | 7.9 | 7.3 | 0 | 22500.9955 |  |  | 22500.9955 | 0 |  | Electric Utility | N | OP |  | Non Combustion (NUC, WAT, WND, GEO, or SUN)
EXCLUDE | WI | Flambeau Hydroelectric Station | 4142 | 2 | WAT | HY | 6.2 | 5.6 | 0 | 17659.0091 |  |  | 17659.0091 | 0 |  | Electric Utility | N | OP |  | Non Combustion (NUC, WAT, WND, GEO, or SUN)
EXCLUDE | WI | Flambeau Hydroelectric Station | 4142 | 3 | WAT | HY | 7.9 | 7.6 | 0 | 22500.9955 |  |  | 22500.9955 | 0 |  | Electric Utility | N | OP |  | Non Combustion (NUC, WAT, WND, GEO, or SUN)
EXCLUDE | WI | Flambeau Lower Project | 55685 | GEN1 | WAT | HY | 0.4 | 0.4 | 0 | 1532 |  |  | 1532 | 0 |  | IPP Non-CHP | N | OP |  | Non Combustion (NUC, WAT, WND, GEO, or SUN)
EXCLUDE | WI | Flambeau Lower Project | 55685 | GEN2 | WAT | HY | 0.4 | 0.4 | 0 | 1532 |  |  | 1532 | 0 |  | IPP Non-CHP | N | OP |  | Non Combustion (NUC, WAT, WND, GEO, or SUN)
EXCLUDE | WI | Flambeau Lower Project | 55685 | GEN3 | WAT | HY | 0.4 | 0.4 | 0 | 1532 |  |  | 1532 | 0 |  | IPP Non-CHP | N | OP |  | Non Combustion (NUC, WAT, WND, GEO, or SUN)
EXCLUDE | WI | Flambeau River Papers | 50620 | GEN1 | WDS | ST | 5.7 | 4.7 | 0 | 32793 | 0.19731 | 606899.3826 | 166197.0261 | 206707.8226 |  | Industrial CHP | Y | OP |  | Non Fossil fuel type
EXCLUDE | WI | Forward Wind Energy Center | 56942 | 1 | WND | WT | 99 | 99 | 0 | 262414.4651 |  |  | 262414.4651 | 0 |  | IPP Non-CHP | N | OP |  | Non Combustion (NUC, WAT, WND, GEO, or SUN)
EXCLUDE | WI | Forward Wind Energy Center | 56942 | 2 | WND | WT | 30 | 30 | 0 | 79519.5349 |  |  | 79519.5349 | 0 |  | IPP Non-CHP | N | OP |  | Non Combustion (NUC, WAT, WND, GEO, or SUN)
NGCC | WI | Fox Energy Center | 56031 | CTG1 | NG | CC | 185 | 155 | 2873.3 | 471715.9913 |  |  | 471715.9913 | 192970.9512 |  | Electric Utility/IPP Non-CHP | N | OP
NGCC | WI | Fox Energy Center | 56031 | CTG2 | NG | CC | 185 | 155 | 2587 | 471715.9913 |  |  | 471715.9913 | 192970.9512 |  | Electric Utility/IPP Non-CHP | N | OP
NGCC | WI | Fox Energy Center | 56031 | STG | NG | CC | 250 | 238 | 2873.3 | 637454.0423 |  |  | 637454.0423 | 260771.5556 |  | Electric Utility/IPP Non-CHP | N | OP
EXCLUDE | WI | Fox Valley Energy Center | 56037 | 1 | SLW | ST | 6.5 | 6.5 | 0 | 23853.27 | 0.26508 | 300852.9879 | 89984.4954 | 51244.6299 |  | Industrial CHP | Y | OP |  | Non Fossil fuel type
EXCLUDE | WI | Frederic Diesel | 4020 | 2 | DFO | IC | 0.7 | 0.7 | 0 | 0 |  |  | 0 | 0 |  | Electric Utility | N | OP |  | Internal Combustion (PRMVR=IC)
EXCLUDE | WI | Frederic Diesel | 4020 | 3 | DFO | IC | 0.7 | 0.7 | 0 | 0 |  |  | 0 | 0 |  | Electric Utility | N | OP |  | Internal Combustion (PRMVR=IC)
EXCLUDE | WI | Frederic Diesel | 4020 | 4 | DFO | IC | 0.7 | 0.6 | 0 | 0 |  |  | 0 | 0 |  | Electric Utility | N | OP |  | Internal Combustion (PRMVR=IC)
EXCLUDE | WI | Frederic Diesel | 4020 | 5 | DFO | IC | 0.6 | 0.5 | 0 | 0 |  |  | 0 | 0 |  | Electric Utility | N | OP |  | Internal Combustion (PRMVR=IC)
EXCLUDE | WI | Frederic Diesel | 4020 | 6 | DFO | IC | 1.8 | 1.7 | 0 | 0 |  |  | 0 | 0 |  | Electric Utility | N | OP |  | Internal Combustion (PRMVR=IC)
EXCLUDE | WI | Frederic Diesel | 4020 | 7 | DFO | IC | 1.7 | 1.8 | 0 | 0 |  |  | 0 | 0 |  | Electric Utility | N | OP |  | Internal Combustion (PRMVR=IC)
EXCLUDE | WI | Frederic Diesel | 4020 | 8 | DFO | IC | 2.5 | 2.5 | 0 | 0 |  |  | 0 | 0 |  | Electric Utility | N | OP |  | Internal Combustion (PRMVR=IC)
EXCLUDE | WI | Frederic Diesel | 4020 | 9 | DFO | IC | 2.5 | 2.5 | 0 | 0 |  |  | 0 | 0 |  | Electric Utility | N | OP |  | Internal Combustion (PRMVR=IC)
EXCLUDE | WI | Frederic Diesel | 4020 | 10 | DFO | IC | 2.5 | 2.5 | 0 | 0 |  |  | 0 | 0 |  | Electric Utility | N | OP |  | Internal Combustion (PRMVR=IC)
EXCLUDE | WI | French Island | 4005 | 1 | WDS | ST | 15.2 | 9 | 0 | 35987 |  |  | 35987 | 80426.5244 |  | Electric Utility | N | OP |  | Non Fossil fuel type
EXCLUDE | WI | French Island | 4005 | 2 | WDS | ST | 15.2 | 8 | 0 | 27593 |  |  | 27593 | 61666.9655 |  | Electric Utility | N | OP |  | Non Fossil fuel type
SSTLOGN | WI | French Island | 4005 | 3 | DFO | GT | 78.8 | 61 | 484.9 | 396.9278 |  |  | 396.9278 | 567.9737 |  | Electric Utility | N | OS
SSTLOGN | WI | French Island | 4005 | 4 | DFO | GT | 78.8 | 61 | 484.9 | 396.9278 |  |  | 396.9278 | 567.9737 |  | Electric Utility | N | OP
COALST | WI | Genoa | 4143 | ST3 | SUB | ST | 345.6 | 269.4 | 4479 | 894855 |  |  | 894855 | 970263.77 |  | Electric Utility | N | OP
EXCLUDE | WI | Georgia-Pacific Corp - Nekoosa Mill | 50395 | HY1 | WAT | HY | 0.8 | 0.8 | 0 | 5772.8677 |  |  | 5772.8677 | 0 |  | Industrial CHP | N | OP |  | Non Combustion (NUC, WAT, WND, GEO, or SUN)
EXCLUDE | WI | Georgia-Pacific Corp - Nekoosa Mill | 50395 | HY2 | WAT | HY | 0.8 | 0.8 | 0 | 5772.8677 |  |  | 5772.8677 | 0 |  | Industrial CHP | N | OP |  | Non Combustion (NUC, WAT, WND, GEO, or SUN)
EXCLUDE | WI | Georgia-Pacific Corp - Nekoosa Mill | 50395 | HY3 | WAT | HY | 0.8 | 0.8 | 0 | 5772.8677 |  |  | 5772.8677 | 0 |  | Industrial CHP | N | OP |  | Non Combustion (NUC, WAT, WND, GEO, or SUN)
EXCLUDE | WI | Georgia-Pacific Corp - Nekoosa Mill | 50395 | HY4 | WAT | HY | 0.6 | 0.6 | 0 | 4329.6508 |  |  | 4329.6508 | 0 |  | Industrial CHP | N | SB |  | Non Combustion (NUC, WAT, WND, GEO, or SUN)
EXCLUDE | WI | Georgia-Pacific Corp - Nekoosa Mill | 50395 | HY5 | WAT | HY | 0.7 | 0.7 | 0 | 5051.2592 |  |  | 5051.2592 | 0 |  | Industrial CHP | N | OS |  | Non Combustion (NUC, WAT, WND, GEO, or SUN)
EXCLUDE | WI | Georgia-Pacific Corp - Nekoosa Mill | 50395 | NHG1 | WAT | HY | 0.2 | 0.2 | 0 | 1443.2169 |  |  | 1443.2169 | 0 |  | Industrial CHP | N | SB |  | Non Combustion (NUC, WAT, WND, GEO, or SUN)
EXCLUDE | WI | Georgia-Pacific Corp - Nekoosa Mill | 50395 | TG14 | BLQ | ST | 13.1 | 12.5 | 0 | 68526.05 | 0.15075 | 1756286.0909 | 454579.5577 | 262886.2441 |  | Industrial CHP | Y | OP |  | Steam unit (PRMVR=ST) under 25MW/250 MMBtu/hr
EXCLUDE | WI | Georgia-Pacific Corp - Nekoosa Mill | 50395 | TG6 | BIT | ST | 6 | 5.7 | 0 | 27509.715 | 0.15075 | 705059.3142 | 182490.5138 | 105535.4227 |  | Industrial CHP | Y | OP |  | Steam unit (PRMVR=ST) under 25MW/250 MMBtu/hr
EXCLUDE | WI | Georgia-Pacific Corp - Nekoosa Mill | 50395 | TG8 | BIT | ST | 16 | 13 | 0 | 92390.463 | 0.15075 | 2367918.2602 | 612888.3221 | 354437.2076 |  | Industrial CHP | Y | OP |  | Steam unit (PRMVR=ST) under 25MW/250 MMBtu/hr
SSTLOGN | WI | Germantown | 6253 | 1 | DFO | GT | 61.2 | 47.7 | 1112.4583 | 945.5809 |  |  | 945.5809 | 1315.8456 |  | Electric Utility | N | OP
SSTLOGN | WI | Germantown | 6253 | 2 | DFO | GT | 61.2 | 43.3 | 1112.4583 | 945.5809 |  |  | 945.5809 | 1315.8456 |  | Electric Utility | N | OP
SSTLOGN | WI | Germantown | 6253 | 3 | DFO | GT | 61.2 | 43.1 | 1112.4583 | 945.5809 |  |  | 945.5809 | 1315.8456 |  | Electric Utility | N | OP
SSTLOGN | WI | Germantown | 6253 | 4 | DFO | GT | 61.2 | 44.2 | 1112.4583 | 945.5809 |  |  | 945.5809 | 1315.8456 |  | Electric Utility | N | OP
SSTLOGN | WI | Germantown | 6253 | 5 | NG | GT | 106.9 | 74.9 | 1943.1666 | 1651.6764 |  |  | 1651.6764 | 2298.4296 |  | Electric Utility | N | OP
EXCLUDE | WI | Glacier Hills | 57199 | 1 | WND | WT | 162 | 162 | 0 | 14112 |  |  | 14112 | 0 |  | Electric Utility | N | OP |  | Non Combustion (NUC, WAT, WND, GEO, or SUN)
EXCLUDE | WI | Glenmore Turbines | 7882 | 1 | WND | WT | 1.2 | 0.1 | 0 | 1116 |  |  | 1116 | 0 |  | Electric Utility | N | OP |  | Non Combustion (NUC, WAT, WND, GEO, or SUN)
EXCLUDE | WI | Gordon | 3976 | 3 | DFO | IC | 0.7 | 0.7 | 0 | 0 |  |  | 0 | 0 |  | Electric Utility | N | SB |  | Internal Combustion (PRMVR=IC)
EXCLUDE | WI | Gordon | 3976 | 4 | DFO | IC | 0.7 | 0.7 | 0 | 0 |  |  | 0 | 0 |  | Electric Utility | N | SB |  | Internal Combustion (PRMVR=IC)
EXCLUDE | WI | Gordon | 3976 | 5 | DFO | IC | 2.8 | 2.8 | 0 | 0 |  |  | 0 | 0 |  | Electric Utility | N | SB |  | Internal Combustion (PRMVR=IC)
EXCLUDE | WI | Gordon | 3976 | 6 | DFO | IC | 2.8 | 2.8 | 0 | 0 |  |  | 0 | 0 |  | Electric Utility | N | SB |  | Internal Combustion (PRMVR=IC)
EXCLUDE | WI | Grandfather Falls | 4063 | 1 | WAT | HY | 11 | 11 | 0 | 57214.0698 |  |  | 57214.0698 | 0 |  | Electric Utility | N | OP |  | Non Combustion (NUC, WAT, WND, GEO, or SUN)
EXCLUDE | WI | Grandfather Falls | 4063 | 2 | WAT | HY | 6.2 | 6.2 | 0 | 32247.9302 |  |  | 32247.9302 | 0 |  | Electric Utility | N | OP |  | Non Combustion (NUC, WAT, WND, GEO, or SUN)
EXCLUDE | WI | Grantsburg Diesel | 4021 | 2 | DFO | IC | 0.7 | 0.8 | 0 | 0 |  |  | 0 | 0 |  | Electric Utility | N | OP |  | Internal Combustion (PRMVR=IC)
EXCLUDE | WI | Grantsburg Diesel | 4021 | 3 | DFO | IC | 1 | 0.9 | 0 | 0 |  |  | 0 | 0 |  | Electric Utility | N | OP |  | Internal Combustion (PRMVR=IC)
EXCLUDE | WI | Grantsburg Diesel | 4021 | 4 | DFO | IC | 2.2 | 2 | 0 | 0 |  |  | 0 | 0 |  | Electric Utility | N | OP |  | Internal Combustion (PRMVR=IC)
EXCLUDE | WI | Grantsburg Diesel | 4021 | 8 | DFO | IC | 1.8 | 1.8 | 0 | 0 |  |  | 0 | 0 |  | Electric Utility | N | OP |  | Internal Combustion (PRMVR=IC)
EXCLUDE | WI | Grantsburg Diesel | 4021 | 1A | DFO | IC | 0.7 | 0.8 | 0 | 0 |  |  | 0 | 0 |  | Electric Utility | N | OP |  | Internal Combustion (PRMVR=IC)
EXCLUDE | WI | Green Bay West Mill | 10360 | GEN1 | PC | ST | 1.5 | 1.4 | 0 | 0 | 0.29669 | 0 | 0 | 0 |  | Industrial CHP | Y | RE | 2002 | Steam unit (PRMVR=ST) under 25MW/250 MMBtu/hr
EXCLUDE | WI | Green Bay West Mill | 10360 | GEN10 | BIT | ST | 28.2 | 26.4 | 0 | 132845.13 | 0.29669 | 1432626.9562 | 447754.3378 | 260913.8861 |  | Industrial CHP | Y | OP |  | Commercial/Industrial Unit
EXCLUDE | WI | Green Bay West Mill | 10360 | GEN2 | PC | ST | 3 | 2.8 | 0 | 0 | 0.29669 | 0 | 0 | 0 |  | Industrial CHP | Y | RE | 2002 | Steam unit (PRMVR=ST) under 25MW/250 MMBtu/hr
EXCLUDE | WI | Green Bay West Mill | 10360 | GEN3 | PC | ST | 3 | 2.8 | 0 | 0 | 0.29669 | 0 | 0 | 0 |  | Industrial CHP | Y | RE | 2002 | Steam unit (PRMVR=ST) under 25MW/250 MMBtu/hr
EXCLUDE | WI | Green Bay West Mill | 10360 | GEN4 | PC | ST | 2.5 | 2.3 | 0 | 0 | 0.29669 | 0 | 0 | 0 |  | Industrial CHP | Y | RE | 2002 | Steam unit (PRMVR=ST) under 25MW/250 MMBtu/hr
EXCLUDE | WI | Green Bay West Mill | 10360 | GEN5 | BIT | ST | 10 | 7.5 | 0 | 31596.795 | 0.29669 | 340745.8011 | 106496.9564 | 62057.5445 |  | Industrial CHP | Y | OP |  | Steam unit (PRMVR=ST) under 25MW/250 MMBtu/hr
EXCLUDE | WI | Green Bay West Mill | 10360 | GEN6 | BIT | ST | 18.7 | 18 | 0 | 122003.71 | 0.29669 | 1315711.0366 | 411213.3458 | 239620.8434 |  | Industrial CHP | Y | OP |  | Steam unit (PRMVR=ST) under 25MW/250 MMBtu/hr
EXCLUDE | WI | Green Bay West Mill | 10360 | GEN7 | BIT | ST | 28.9 | 23 | 0 | 117669.63 | 0.29669 | 1268971.4998 | 396605.3348 | 231108.5129 |  | Industrial CHP | Y | OP |  | Commercial/Industrial Unit
EXCLUDE | WI | Green Bay West Mill | 10360 | GEN8 | PC | ST | 25 | 20 | 0 | 0 | 0.29669 | 0 | 0 | 0 |  | Industrial CHP | Y | RE | 2004 | Retired in 2004
EXCLUDE | WI | Green Bay West Mill | 10360 | GEN9 | BIT | ST | 43.2 | 38 | 0 | 142318.69 | 0.29669 | 1534791.6153 | 479684.9595 | 279520.3895 |  | Industrial CHP | Y | OP |  | Commercial/Industrial Unit
EXCLUDE | WI | Grimh | 3996 | 1 | WAT | HY | 0.1 | 0.1 | 0 | 0 |  |  | 0 | 0 |  | Electric Utility | N | RE | 2006 | Non Combustion (NUC, WAT, WND, GEO, or SUN)
EXCLUDE | WI | Grimh | 3996 | 3 | WAT | HY | 0.2 | 0.2 | 0 | 0 |  |  | 0 | 0 |  | Electric Utility | N | RE | 2006 | Non Combustion (NUC, WAT, WND, GEO, or SUN)
EXCLUDE | WI | Grimh | 3996 | IC1 | DFO | IC | 0.8 | 0.6 | 0 | 0 |  |  | 0 | 0 |  | Electric Utility | N | RE | 2006 | Internal Combustion (PRMVR=IC)
EXCLUDE | WI | Hat Rapids | 4064 | 1 | WAT | HY | 0.8 | 0.4 | 0 | 3826.3529 |  |  | 3826.3529 | 0 |  | Electric Utility | N | OP |  | Non Combustion (NUC, WAT, WND, GEO, or SUN)
EXCLUDE | WI | Hat Rapids | 4064 | 2 | WAT | HY | 0.5 | 0.3 | 0 | 0 |  |  | 0 | 0 |  | Electric Utility | N | RE | 1984 | Non Combustion (NUC, WAT, WND, GEO, or SUN)
EXCLUDE | WI | Hat Rapids | 4064 | 3 | WAT | HY | 0.4 | 0.1 | 0 | 0 |  |  | 0 | 0 |  | Electric Utility | N | RE | 1984 | Non Combustion (NUC, WAT, WND, GEO, or SUN)
EXCLUDE | WI | Hat Rapids | 4064 | 2A | WAT | HY | 0.5 | 0.3 | 0 | 2391.4706 |  |  | 2391.4706 | 0 |  | Electric Utility | N | OP |  | Non Combustion (NUC, WAT, WND, GEO, or SUN)
EXCLUDE | WI | Hat Rapids | 4064 | 3A | WAT | HY | 0.4 | 0.2 | 0 | 1913.1765 |  |  | 1913.1765 | 0 |  | Electric Utility | N | OP |  | Non Combustion (NUC, WAT, WND, GEO, or SUN)
EXCLUDE | WI | High Falls | 4065 | 1 | WAT | HY | 1.4 | 0.5 | 0 | 3097.8 |  |  | 3097.8 | 0 |  | Electric Utility | N | OP |  | Non Combustion (NUC, WAT, WND, GEO, or SUN)
EXCLUDE | WI | High Falls | 4065 | 2 | WAT | HY | 1.4 | 0.5 | 0 | 3097.8 |  |  | 3097.8 | 0 |  | Electric Utility | N | OP |  | Non Combustion (NUC, WAT, WND, GEO, or SUN)
EXCLUDE | WI | High Falls | 4065 | 3 | WAT | HY | 1.4 | 0.5 | 0 | 3097.8 |  |  | 3097.8 | 0 |  | Electric Utility | N | OP |  | Non Combustion (NUC, WAT, WND, GEO, or SUN)
EXCLUDE | WI | High Falls | 4065 | 4 | WAT | HY | 1.4 | 0.5 | 0 | 3097.8 |  |  | 3097.8 | 0 |  | Electric Utility | N | OP |  | Non Combustion (NUC, WAT, WND, GEO, or SUN)
EXCLUDE | WI | High Falls | 4065 | 5 | WAT | HY | 1.4 | 0.5 | 0 | 3097.8 |  |  | 3097.8 | 0 |  | Electric Utility | N | OP |  | Non Combustion (NUC, WAT, WND, GEO, or SUN)
EXCLUDE | WI | Holcombe | 4007 | 1 | WAT | HY | 11.3 | 7.3 | 0 | 31336.3333 |  |  | 31336.3333 | 0 |  | Electric Utility | N | OP |  | Non Combustion (NUC, WAT, WND, GEO, or SUN)
EXCLUDE | WI | Holcombe | 4007 | 2 | WAT | HY | 11.3 | 7.3 | 0 | 31336.3333 |  |  | 31336.3333 | 0 |  | Electric Utility | N | OP |  | Non Combustion (NUC, WAT, WND, GEO, or SUN)
EXCLUDE | WI | Holcombe | 4007 | 3 | WAT | HY | 11.3 | 7.3 | 0 | 31336.3333 |  |  | 31336.3333 | 0 |  | Electric Utility | N | OP |  | Non Combustion (NUC, WAT, WND, GEO, or SUN)
SSTLOGN | WI | Island Street Peaking Plant | 55836 | FT81 | NG | GT | 60.5 | 55.8 | 650 | 6193 |  |  | 6193 | 4633.323 |  | Electric Utility | N | OP
EXCLUDE | WI | Jim Falls | 4008 | 1 | WAT | HY | 29.6 | 12.3 | 0 | 67238.5284 |  |  | 67238.5284 | 0 |  | Electric Utility | N | OP |  | Non Combustion (NUC, WAT, WND, GEO, or SUN)
EXCLUDE | WI | Jim Falls | 4008 | 2 | WAT | HY | 29.6 | 12.5 | 0 | 67238.5284 |  |  | 67238.5284 | 0 |  | Electric Utility | N | OP |  | Non Combustion (NUC, WAT, WND, GEO, or SUN)
EXCLUDE | WI | Jim Falls | 4008 | 4 | WAT | HY | 0.6 | 0.2 | 0 | 1362.9431 |  |  | 1362.9431 | 0 |  | Electric Utility | N | OP |  | Non Combustion (NUC, WAT, WND, GEO, or SUN)
COALST | WI | John P Madgett | 4271 | 1 | SUB | ST | 387 | 372 | 5121 | 1978856 |  |  | 1978856 | 2358168.077 |  | Electric Utility | N | OP
EXCLUDE | WI | Johnson Falls | 4067 | 1 | WAT | HY | 1.7 | 0.8 | 0 | 4004.5 |  |  | 4004.5 | 0 |  | Electric Utility | N | OP |  | Non Combustion (NUC, WAT, WND, GEO, or SUN)
EXCLUDE | WI | Johnson Falls | 4067 | 2 | WAT | HY | 1.7 | 0.8 | 0 | 4004.5 |  |  | 4004.5 | 0 |  | Electric Utility | N | OP |  | Non Combustion (NUC, WAT, WND, GEO, or SUN)
EXCLUDE | WI | Junction | 4133 | 1 | WAT | HY | 0.2 | 0.2 | 0 | 1520 |  |  | 1520 | 0 |  | Electric Utility | N | OP |  | Non Combustion (NUC, WAT, WND, GEO, or SUN)
EXCLUDE | WI | Junction | 4133 | 5 | DFO | IC | 2.8 | 2.5 | 0 | 0 |  |  | 0 | 0 |  | Electric Utility | N | RE | 2011 | Internal Combustion (PRMVR=IC)
EXCLUDE | WI | Junction | 4133 | 6 | DFO | IC | 2 | 1.9 | 0 | 0 |  |  | 0 | 0 |  | Electric Utility | N | RE | 2011 | Internal Combustion (PRMVR=IC)
EXCLUDE | WI | Junction | 4133 | 7 | DFO | IC | 6 | 5.9 | 0 | 0 |  |  | 0 | 0 |  | Electric Utility | N | RE | 2011 | Internal Combustion (PRMVR=IC)
EXCLUDE | WI | Junction | 4133 | 8 | DFO | IC | 0.3 | 0.4 | 0 | 0 |  |  | 0 | 0 |  | Electric Utility | N | RE | 2003 | Internal Combustion (PRMVR=IC)
EXCLUDE | WI | Junction | 4133 | 9 | DFO | IC | 6 | 6 | 0 | 0 |  |  | 0 | 0 |  | Electric Utility | N | RE | 2011 | Internal Combustion (PRMVR=IC)
EXCLUDE | WI | Junction | 4133 | 10 | DFO | IC | 3 | 3.1 | 0 | 0 |  |  | 0 | 0 |  | Electric Utility | N | RE | 2011 | Internal Combustion (PRMVR=IC)
EXCLUDE | WI | Juneau | 8050 | 31 | DFO | GT | 16 | 12.9 | 0 | 562 |  |  | 562 | 828.9201 |  | Electric Utility | N | OP |  | Simple Cycle Turbine (PRMVR=GT or OT) unit under 25MW
EXCLUDE | WI | Kaukauna City Hydro | 7822 | 1 | WAT | HY | 2.4 | 2.4 | 0 | 10694.5 |  |  | 10694.5 | 0 |  | Electric Utility | N | OP |  | Non Combustion (NUC, WAT, WND, GEO, or SUN)
EXCLUDE | WI | Kaukauna City Hydro | 7822 | 2 | WAT | HY | 2.4 | 2.4 | 0 | 10694.5 |  |  | 10694.5 | 0 |  | Electric Utility | N | OP |  | Non Combustion (NUC, WAT, WND, GEO, or SUN)
EXCLUDE | WI | Kaukauna Gas Turbine | 4118 | GT1 | NG | GT | 18 | 15.8 | 0 | 18 |  |  | 18 | 117.823 |  | Electric Utility | N | OP |  | Simple Cycle Turbine (PRMVR=GT or OT) unit under 25MW
EXCLUDE | WI | Kaukauna Paper Mill | 54098 | GEN1 | BLQ | ST | 6 | 6 | 0 | 15327 | 0.11698 | 526336.926 | 131022.397 | 69227.5434 |  | Industrial CHP | Y | OP |  | Steam unit (PRMVR=ST) under 25MW/250 MMBtu/hr
EXCLUDE | WI | Kaukauna Paper Mill | 54098 | GEN2 | BLQ | ST | 11 | 11 | 0 | 53334 | 0.11698 | 1831516.5142 | 455924.0896 | 240893.965 |  | Industrial CHP | Y | OP |  | Steam unit (PRMVR=ST) under 25MW/250 MMBtu/hr
EXCLUDE | WI | Kaukauna Paper Mill | 54098 | GEN3 | BLQ | ST | 15.6 | 15.6 | 0 | 43158 | 0.11698 | 1482067.5314 | 368934.8607 | 194931.971 |  | Industrial CHP | Y | OP |  | Steam unit (PRMVR=ST) under 25MW/250 MMBtu/hr
EXCLUDE | WI | Kaukauna Paper Mill | 54098 | GEN4 | BIT | ST | 12 | 12 | 0 | 49887 | 0.11698 | 1713144.7922 | 426457.5141 | 225324.8815 |  | Industrial CHP | Y | OP |  | Steam unit (PRMVR=ST) under 25MW/250 MMBtu/hr
EXCLUDE | WI | Kewaunee | 8024 | 1 | NUC | ST | 560.1 | 566 | 0 | 4594755 |  |  | 4594755 | 0 |  | IPP Non-CHP | N | OP |  | Non Combustion (NUC, WAT, WND, GEO, or SUN)
EXCLUDE | WI | Kilbourn | 4053 | 2 | WAT | HY | 2 | 9.5 | 0 | 14078.2927 |  |  | 14078.2927 | 0 |  | Electric Utility | N | OP |  | Non Combustion (NUC, WAT, WND, GEO, or SUN)
EXCLUDE | WI | Kilbourn | 4053 | HC1 | WAT | HY | 2.2 |  | 0 | 15486.122 |  |  | 15486.122 | 0 |  | Electric Utility | N | OP |  | Non Combustion (NUC, WAT, WND, GEO, or SUN)
EXCLUDE | WI | Kilbourn | 4053 | HC5 | WAT | HY | 2 |  | 0 | 14078.2927 |  |  | 14078.2927 | 0 |  | Electric Utility | N | OP |  | Non Combustion (NUC, WAT, WND, GEO, or SUN)
EXCLUDE | WI | Kilbourn | 4053 | HC6 | WAT | HY | 2 |  | 0 | 14078.2927 |  |  | 14078.2927 | 0 |  | Electric Utility | N | OP |  | Non Combustion (NUC, WAT, WND, GEO, or SUN)
EXCLUDE | WI | Kimberly Mill | 54885 | 1H | WAT | HY | 0.7 | 0.7 | 0 | 0 |  |  | 0 | 0 |  | Industrial CHP | N | RE | 2008 | Non Combustion (NUC, WAT, WND, GEO, or SUN)
EXCLUDE | WI | Kimberly Mill | 54885 | 2H | WAT | HY | 0.7 | 0.7 | 0 | 0 |  |  | 0 | 0 |  | Industrial CHP | N | RE | 2008 | Non Combustion (NUC, WAT, WND, GEO, or SUN)
EXCLUDE | WI | Kimberly Mill | 54885 | 3H | WAT | HY | 0.7 | 0.7 | 0 | 0 |  |  | 0 | 0 |  | Industrial CHP | N | RE | 2008 | Non Combustion (NUC, WAT, WND, GEO, or SUN)
EXCLUDE | WI | Kimberly Mill | 54885 | 3TB | NG | ST | 15.9 | 15.9 | 0 | 0 | 0 |  |  | 0 |  | Industrial CHP | Y | RE | 2009 | Steam unit (PRMVR=ST) under 25MW/250 MMBtu/hr
EXCLUDE | WI | Kimberly Mill | 54885 | 4TB | NG | ST | 19.3 | 19.3 | 0 | 0 | 0 |  |  | 0 |  | Industrial CHP | Y | RE | 2009 | Steam unit (PRMVR=ST) under 25MW/250 MMBtu/hr
EXCLUDE | WI | La Farge | 4124 | 2A | DFO | IC | 1.5 | 1.5 | 0 | 0 |  |  | 0 | 0 |  | Electric Utility | N | OP |  | Internal Combustion (PRMVR=IC)
EXCLUDE | WI | LAC Courte Oreilles Hydroelect | 10453 | U1 | WAT | HY | 0.2 | 0.2 | 0 | 0 |  |  | 0 | 0 |  | Commercial Non-CHP | N | OA |  | Non Combustion (NUC, WAT, WND, GEO, or SUN)
EXCLUDE | WI | LAC Courte Oreilles Hydroelect | 10453 | U2 | WAT | HY | 1.6 | 1.5 | 0 | 0 |  |  | 0 | 0 |  | Commercial Non-CHP | N | OA |  | Non Combustion (NUC, WAT, WND, GEO, or SUN)
EXCLUDE | WI | LAC Courte Oreilles Hydroelect | 10453 | U3 | WAT | HY | 1.6 | 1.5 | 0 | 0 |  |  | 0 | 0 |  | Commercial Non-CHP | N | OA |  | Non Combustion (NUC, WAT, WND, GEO, or SUN)
EXCLUDE | WI | Ladysmith | 3986 | 1 | WAT | HY | 0.9 | 0.3 | 0 | 2915.2059 |  |  | 2915.2059 | 0 |  | Electric Utility | N | OP |  | Non Combustion (NUC, WAT, WND, GEO, or SUN)
EXCLUDE | WI | Ladysmith | 3986 | 2 | WAT | HY | 0.9 | 0.3 | 0 | 2915.2059 |  |  | 2915.2059 | 0 |  | Electric Utility | N | OP |  | Non Combustion (NUC, WAT, WND, GEO, or SUN)
EXCLUDE | WI | Ladysmith | 3986 | 3 | WAT | HY | 1.6 | 0.4 | 0 | 5182.5882 |  |  | 5182.5882 | 0 |  | Electric Utility | N | OP |  | Non Combustion (NUC, WAT, WND, GEO, or SUN)
EXCLUDE | WI | Lake Area Landfill Gas Recovery | 56366 | 1 | LFG | IC | 1 | 1 | 0 | 0 |  |  | 0 | 0 |  | Electric Utility | N | IP |  | Internal Combustion (PRMVR=IC)
EXCLUDE | WI | Lake Area Landfill Gas Recovery | 56366 | 2 | LFG | IC | 1 | 1 | 0 | 0 |  |  | 0 | 0 |  | Electric Utility | N | IP |  | Internal Combustion (PRMVR=IC)
EXCLUDE | WI | Lake Area Landfill Gas Recovery | 56366 | 3 | LFG | IC | 1 | 1 | 0 | 0 |  |  | 0 | 0 |  | Electric Utility | N | IP |  | Internal Combustion (PRMVR=IC)
EXCLUDE | WI | Lake Area Landfill Gas Recovery | 56366 | 4 | LFG | IC | 0.8 | 0.7 | 0 | 0 |  |  | 0 | 0 |  | Electric Utility | N | IP |  | Internal Combustion (PRMVR=IC)
EXCLUDE | WI | Lincoln Turbines | 7366 | 1 | WND | WT | 9.2 | 1.4 | 0 | 14177 |  |  | 14177 | 0 |  | Electric Utility | N | OP |  | Non Combustion (NUC, WAT, WND, GEO, or SUN)
EXCLUDE | WI | Little Chute | 4119 | 1 | WAT | HY | 1.1 | 1.1 | 0 | 8180 |  |  | 8180 | 0 |  | Electric Utility | N | OP |  | Non Combustion (NUC, WAT, WND, GEO, or SUN)
EXCLUDE | WI | Little Chute | 4119 | 2 | WAT | HY | 1.1 | 1.1 | 0 | 8180 |  |  | 8180 | 0 |  | Electric Utility | N | OP |  | Non Combustion (NUC, WAT, WND, GEO, or SUN)
EXCLUDE | WI | Little Chute | 4119 | 3 | WAT | HY | 1.1 | 1.1 | 0 | 8180 |  |  | 8180 | 0 |  | Electric Utility | N | OP |  | Non Combustion (NUC, WAT, WND, GEO, or SUN)
EXCLUDE | WI | Little Quinnesec Falls Hydro Project | 57190 | UNIT1 | WAT | HY | 1.9 | 1.9 | 0 | 11268.9 |  |  | 11268.9 | 0 |  | IPP Non-CHP | N | OP |  | Non Combustion (NUC, WAT, WND, GEO, or SUN)
EXCLUDE | WI | Little Quinnesec Falls Hydro Project | 57190 | UNIT2 | WAT | HY | 0.8 | 0.8 | 0 | 4744.8 |  |  | 4744.8 | 0 |  | IPP Non-CHP | N | OP |  | Non Combustion (NUC, WAT, WND, GEO, or SUN)
EXCLUDE | WI | Little Quinnesec Falls Hydro Project | 57190 | UNIT3 | WAT | HY | 1.9 | 1.9 | 0 | 11268.9 |  |  | 11268.9 | 0 |  | IPP Non-CHP | N | OP |  | Non Combustion (NUC, WAT, WND, GEO, or SUN)
EXCLUDE | WI | Little Quinnesec Falls Hydro Project | 57190 | UNIT4 | WAT | HY | 1 | 1 | 0 | 5931 |  |  | 5931 | 0 |  | IPP Non-CHP | N | OP |  | Non Combustion (NUC, WAT, WND, GEO, or SUN)
EXCLUDE | WI | Little Quinnesec Falls Hydro Project | 57190 | UNIT5 | WAT | HY | 1 | 1 | 0 | 5931 |  |  | 5931 | 0 |  | IPP Non-CHP | N | OP |  | Non Combustion (NUC, WAT, WND, GEO, or SUN)
EXCLUDE | WI | Little Quinnesec Falls Hydro Project | 57190 | UNIT6 | WAT | HY | 2.4 | 2.4 | 0 | 14234.4 |  |  | 14234.4 | 0 |  | IPP Non-CHP | N | OP |  | Non Combustion (NUC, WAT, WND, GEO, or SUN)
NGCC | WI | LSP-Whitewater LP | 55011 | CTG1 | NG | CC | 177.3 | 162 | 2236 | 361373.6693 | 0.85637 | 275736.9972 | 421984.0878 | 174403.7404 |  | IPP CHP | Y | OP
NGCC | WI | LSP-Whitewater LP | 55011 | STG1 | NG | CC | 106.2 | 99 | 2236 | 216457.3247 | 0.85637 | 165162.2623 | 252762.0424 | 104465.1846 |  | IPP CHP | Y | OP
EXCLUDE | WI | Mallard Ridge Gas Recovery | 55013 | GEN1 | LFG | IC | 0.8 | 0.8 | 0 | 0 |  |  | 0 | 0 |  | IPP Non-CHP | N | OP |  | Internal Combustion (PRMVR=IC)
EXCLUDE | WI | Mallard Ridge Gas Recovery | 55013 | GEN2 | LFG | IC | 0.8 | 0.8 | 0 | 0 |  |  | 0 | 0 |  | IPP Non-CHP | N | OP |  | Internal Combustion (PRMVR=IC)
EXCLUDE | WI | Mallard Ridge Gas Recovery | 55013 | GEN3 | LFG | IC | 0.8 | 0.8 | 0 | 0 |  |  | 0 | 0 |  | IPP Non-CHP | N | OP |  | Internal Combustion (PRMVR=IC)
EXCLUDE | WI | Manitowoc | 4125 | 2 | BIT | ST | 5 | 5 | 0 | 0 | 1 | 0 | 0 | 0 |  | Electric Utility | Y | RE | 2003 | Steam unit (PRMVR=ST) under 25MW/250 MMBtu/hr
EXCLUDE | WI | Manitowoc | 4125 | 3 | BIT | ST | 10 | 10 | 0 | 0 |  |  | 0 | 0 |  | Electric Utility | N | RE | 2003 | Steam unit (PRMVR=ST) under 25MW/250 MMBtu/hr
EXCLUDE | WI | Manitowoc | 4125 | 4 | PC | ST | 10 | 9.5 | 82.4804 | 15385.1064 | 0.30286 | 161114.2928 | 50800.0301 | 23938.566 |  | Electric Utility | Y | RE | 2011 | Steam unit (PRMVR=ST) under 25MW/250 MMBtu/hr
EXCLUDE | WI | Manitowoc | 4125 | 5 | PC | ST | 22 | 22 | 181.4568 | 33847.2342 |  |  | 33847.2342 | 52664.8452 |  | Electric Utility | N | OP |  | Steam unit (PRMVR=ST) under 25MW/250 MMBtu/hr
COALST | WI | Manitowoc | 4125 | 6 | PC | ST | 32 | 26.5 | 263.9372 | 49232.3406 |  |  | 49232.3406 | 76603.4112 |  | Electric Utility | N | OP
EXCLUDE | WI | Manitowoc | 4125 | 8 | PC | ST | 60 | 60 | 0 | 0 |  |  | 0 | 0 |  | Electric Utility | N | IP |  | Status of operation (IP,L,P,T,or U)
COALST | WI | Manitowoc | 4125 | 9 | PC | ST | 63.4 | 58.4 | 522.9256 | 97541.5748 | 0.33551 | 878857.7701 | 290725.434 | 151770.5085 |  | Electric Utility | Y | OP
EXCLUDE | WI | Manitowoc | 4125 | IC1 | NG | IC | 5.5 | 5 | 0 | 0 |  |  | 0 | 0 |  | Electric Utility | N | RE | 2009 | Internal Combustion (PRMVR=IC)
EXCLUDE | WI | Manitowoc | 4125 | IC2 | NG | IC | 5.5 | 5 | 0 | 0 |  |  | 0 | 0 |  | Electric Utility | N | OP |  | Internal Combustion (PRMVR=IC)
EXCLUDE | WI | Marathon Electric | 50990 | P1-1 | DFO | IC | 0.4 | 0.4 | 0 | 0 |  |  | 0 | 0 |  | Industrial Non-CHP | N | SB |  | Internal Combustion (PRMVR=IC)
EXCLUDE | WI | Marathon Electric | 50990 | P1-2 | DFO | IC | 0.4 | 0.4 | 0 | 0 |  |  | 0 | 0 |  | Industrial Non-CHP | N | SB |  | Internal Combustion (PRMVR=IC)
EXCLUDE | WI | Marathon Electric | 50990 | P2-3 | DFO | IC | 0.9 | 0.9 | 0 | 0 |  |  | 0 | 0 |  | Industrial Non-CHP | N | SB |  | Internal Combustion (PRMVR=IC)
EXCLUDE | WI | Marathon Electric | 50990 | P2-4 | DFO | IC | 0.9 | 0.9 | 0 | 0 |  |  | 0 | 0 |  | Industrial Non-CHP | N | SB |  | Internal Combustion (PRMVR=IC)
EXCLUDE | WI | Marathon Electric | 50990 | P3-5 | DFO | IC | 0.7 | 0.7 | 0 | 0 |  |  | 0 | 0 |  | Industrial Non-CHP | N | RE | 2009 | Internal Combustion (PRMVR=IC)
SSTLOGN | WI | Marshfield Utilities Gas Plant | 56480 | M1 | NG | GT | 60.4 | 55.5 | 650 | 10908 |  |  | 10908 | 4882.147 |  | Electric Utility | N | OP
EXCLUDE | WI | Menasha | 4127 | 3 | SUB | ST | 7.5 | 7.5 | 0 | 0 | 0 |  |  | 0 |  | IPP CHP | Y | OP |  | Steam unit (PRMVR=ST) under 25MW/250 MMBtu/hr
EXCLUDE | WI | Menasha | 4127 | 4 | SUB | ST | 13.6 | 12.5 | 0 | 0 | 0 |  |  | 0 |  | IPP CHP | Y | OP |  | Steam unit (PRMVR=ST) under 25MW/250 MMBtu/hr
EXCLUDE | WI | Menasha | 4127 | 5 | SUB | ST | 6.9 | 6.9 | 0 | 0 | 0 |  |  | 0 |  | IPP CHP | Y | OP |  | Steam unit (PRMVR=ST) under 25MW/250 MMBtu/hr
EXCLUDE | WI | Menasha | 4127 | IC1 | DFO | IC | 1 | 1 | 0 | 0 | 0 |  |  | 0 |  | IPP CHP | Y | RE | 1997 | Internal Combustion (PRMVR=IC)
EXCLUDE | WI | Menomonie | 4009 | 1 | WAT | HY | 2.7 | 1.1 | 0 | 10276.5 |  |  | 10276.5 | 0 |  | Electric Utility | N | OP |  | Non Combustion (NUC, WAT, WND, GEO, or SUN)
EXCLUDE | WI | Menomonie | 4009 | 2 | WAT | HY | 2.7 | 1.1 | 0 | 10276.5 |  |  | 10276.5 | 0 |  | Electric Utility | N | OP |  | Non Combustion (NUC, WAT, WND, GEO, or SUN)
EXCLUDE | WI | Merrill | 4068 | 1 | WAT | HY | 0.4 | 0.3 | 0 | 1608.6957 |  |  | 1608.6957 | 0 |  | Electric Utility | N | OP |  | Non Combustion (NUC, WAT, WND, GEO, or SUN)
EXCLUDE | WI | Merrill | 4068 | 2 | WAT | HY | 0.4 | 0.3 | 0 | 1608.6957 |  |  | 1608.6957 | 0 |  | Electric Utility | N | OP |  | Non Combustion (NUC, WAT, WND, GEO, or SUN)
EXCLUDE | WI | Merrill | 4068 | 3 | WAT | HY | 1.5 | 1.3 | 0 | 6032.6087 |  |  | 6032.6087 | 0 |  | Electric Utility | N | OP |  | Non Combustion (NUC, WAT, WND, GEO, or SUN)
EXCLUDE | WI | Metro Gas Recovery | 50576 | GEN1 | LFG | GT | 3 | 2.9 | 0 | 12793.5 |  |  | 12793.5 | 15878.4288 |  | IPP Non-CHP | N | OP |  | Non Fossil fuel type
EXCLUDE | WI | Metro Gas Recovery | 50576 | GEN2 | LFG | GT | 3 | 2.9 | 0 | 12793.5 |  |  | 12793.5 | 15878.4288 |  | IPP Non-CHP | N | OP |  | Non Fossil fuel type
EXCLUDE | WI | Metro Gas Recovery | 50576 | GEN3 | LFG | IC | 0.8 | 0.8 | 0 | 0 |  |  | 0 | 0 |  | IPP Non-CHP | N | OP |  | Internal Combustion (PRMVR=IC)
EXCLUDE | WI | Metro Gas Recovery | 50576 | GEN4 | LFG | IC | 0.8 | 0.8 | 0 | 0 |  |  | 0 | 0 |  | IPP Non-CHP | N | OP |  | Internal Combustion (PRMVR=IC)
EXCLUDE | WI | Metro Gas Recovery | 50576 | GEN5 | LFG | IC | 0.8 | 0.8 | 0 | 0 |  |  | 0 | 0 |  | IPP Non-CHP | N | OP |  | Internal Combustion (PRMVR=IC)
EXCLUDE | WI | Metro Gas Recovery | 50576 | GEN6 | LFG | IC | 0.8 | 0.8 | 0 | 0 |  |  | 0 | 0 |  | IPP Non-CHP | N | OP |  | Internal Combustion (PRMVR=IC)
EXCLUDE | WI | Milwaukee County | 7549 | 1 | BIT | ST | 11 | 5 | 0 | 27929 |  |  | 27929 | 164483.416 |  | Electric Utility | N | OP |  | Steam unit (PRMVR=ST) under 25MW/250 MMBtu/hr
EXCLUDE | WI | MMSD Jones Island Wastewater | 54851 | GEN1 | NG | GT | 17.5 | 13 | 0 | 35389 | 0.28148 | 410971.4602 | 125725.634 | 45874.4065 |  | Commercial CHP | Y | OP |  | Simple Cycle Turbine (PRMVR=GT or OT) unit under 25MW
EXCLUDE | WI | MMSD Jones Island Wastewater | 54851 | GEN2 | NG | GT | 17.5 | 13 | 0 | 35389 | 0.28148 | 410971.4602 | 125725.634 | 45874.4065 |  | Commercial CHP | Y | OP | 2013 | Simple Cycle Turbine (PRMVR=GT or OT) unit under 25MW
EXCLUDE | WI | MMSD Jones Island Wastewater | 54851 | SOL1 | LFG | GT | 4.6 | 4.6 | 0 | 0 | 0.28148 | 0 | 0 | 0 |  | Commercial CHP | Y | T |  | Non Fossil fuel type
EXCLUDE | WI | MMSD Jones Island Wastewater | 54851 | SOL2 | LFG | GT | 4.6 | 4.6 | 0 | 0 | 0.28148 | 0 | 0 | 0 |  | Commercial CHP | Y | T |  | Non Fossil fuel type
EXCLUDE | WI | MMSD Jones Island Wastewater | 54851 | SOL3 | LFG | GT | 4.6 | 4.6 | 0 | 0 | 0.28148 | 0 | 0 | 0 |  | Commercial CHP | Y | T |  | Non Fossil fuel type
EXCLUDE | WI | MMSD South Shore Wastewater | 55525 | 1 | OBG | IC | 1.5 | 1.4 | 0 | 0 | 0.89388 | 0 | 0 | 0 |  | Commercial CHP | Y | OP |  | Internal Combustion (PRMVR=IC)
EXCLUDE | WI | MMSD South Shore Wastewater | 55525 | 1CAT | OBG | IC | 0.9 | 0.9 | 0 | 0 | 0.89388 | 0 | 0 | 0 |  | Commercial CHP | Y | OP |  | Internal Combustion (PRMVR=IC)
EXCLUDE | WI | MMSD South Shore Wastewater | 55525 | 2CAT | OBG | IC | 0.9 | 0.9 | 0 | 0 | 0.89388 | 0 | 0 | 0 |  | Commercial CHP | Y | OP |  | Internal Combustion (PRMVR=IC)
EXCLUDE | WI | MMSD South Shore Wastewater | 55525 | 3CAT | OBG | IC | 0.9 | 0.9 | 0 | 0 | 0.89388 | 0 | 0 | 0 |  | Commercial CHP | Y | OP |  | Internal Combustion (PRMVR=IC)
EXCLUDE | WI | MMSD South Shore Wastewater | 55525 | 4CAT | OBG | IC | 0.9 | 0.9 | 0 | 0 | 0.89388 | 0 | 0 | 0 |  | Commercial CHP | Y | OP |  | Internal Combustion (PRMVR=IC)
EXCLUDE | WI | Mosinee Paper | 50614 | GEN1 | BLQ | ST | 15 | 13 | 0 | 84096 | 0.10078 | 3413766.9658 | 834484.401 | 362920.6638 |  | Industrial CHP | Y | OP |  | Steam unit (PRMVR=ST) under 25MW/250 MMBtu/hr
EXCLUDE | WI | Mosinee Paper | 50614 | HYD1 | WAT | HY | 2.2 | 2 | 0 | 15835.4706 |  |  | 15835.4706 | 0 |  | Industrial CHP | N | OP |  | Non Combustion (NUC, WAT, WND, GEO, or SUN)
EXCLUDE | WI | Mosinee Paper | 50614 | HYD2 | WAT | HY | 0.6 | 0.7 | 0 | 4318.7647 |  |  | 4318.7647 | 0 |  | Industrial CHP | N | OP |  | Non Combustion (NUC, WAT, WND, GEO, or SUN)
EXCLUDE | WI | Mosinee Paper | 50614 | HYD3 | WAT | HY | 0.6 | 0.7 | 0 | 4318.7647 |  |  | 4318.7647 | 0 |  | Industrial CHP | N | OP |  | Non Combustion (NUC, WAT, WND, GEO, or SUN)
EXCLUDE | WI | Mosinee Paper | 50614 | WEST | BLQ | ST | 5 | 5 | 0 | 29635 | 0.10078 | 1202994.0072 | 294068.0321 | 127891.3845 |  | Industrial CHP | Y | OP |  | Steam unit (PRMVR=ST) under 25MW/250 MMBtu/hr
COALST | WI | Nelson Dewey | 4054 | 1 | SUB | ST | 100 | 104.7 | 2381 | 525929 |  |  | 525929 | 705463.238 |  | Electric Utility | N | OP
COALST | WI | Nelson Dewey | 4054 | 2 | SUB | ST | 100 | 103.2 | 2298 | 530775 |  |  | 530775 | 747690.349 |  | Electric Utility | N | OP
EXCLUDE | WI | New Badger | 4120 | 1 | WAT | HY | 1.8 | 1.8 | 0 | 13736.5 |  |  | 13736.5 | 0 |  | Electric Utility | N | OP |  | Non Combustion (NUC, WAT, WND, GEO, or SUN)
EXCLUDE | WI | New Badger | 4120 | 2 | WAT | HY | 1.8 | 1.8 | 0 | 13736.5 |  |  | 13736.5 | 0 |  | Electric Utility | N | OP |  | Non Combustion (NUC, WAT, WND, GEO, or SUN)
EXCLUDE | WI | New Lisbon | 4130 | 1 | DFO | IC | 0.1 | 0.1 | 0 | 0 |  |  | 0 | 0 |  | Electric Utility | N | RE | 2003 | Internal Combustion (PRMVR=IC)
EXCLUDE | WI | New Lisbon | 4130 | 2 | DFO | IC | 1.3 | 1.2 | 0 | 0 |  |  | 0 | 0 |  | Electric Utility | N | OP |  | Internal Combustion (PRMVR=IC)
EXCLUDE | WI | New Lisbon | 4130 | 3 | DFO | IC | 0.2 | 0.2 | 0 | 0 |  |  | 0 | 0 |  | Electric Utility | N | RE | 2003 | Internal Combustion (PRMVR=IC)
EXCLUDE | WI | New Lisbon | 4130 | 4 | DFO | IC | 0.3 | 0.3 | 0 | 0 |  |  | 0 | 0 |  | Electric Utility | N | RE | 2003 | Internal Combustion (PRMVR=IC)
EXCLUDE | WI | New Lisbon | 4130 | 5 | DFO | IC | 2.4 | 2.4 | 0 | 0 |  |  | 0 | 0 |  | Electric Utility | N | OP |  | Internal Combustion (PRMVR=IC)
EXCLUDE | WI | New Lisbon | 4130 | 6 | DFO | IC | 2.3 | 2 | 0 | 0 |  |  | 0 | 0 |  | Electric Utility | N | OP |  | Internal Combustion (PRMVR=IC)
EXCLUDE | WI | New Lisbon | 4130 | 7 | DFO | IC | 2.3 | 2 | 0 | 0 |  |  | 0 | 0 |  | Electric Utility | N | OP |  | Internal Combustion (PRMVR=IC)
EXCLUDE | WI | Niagara Mill | 54857 | 1HY | WAT | HY | 1.8 | 1.8 | 0 | 0 |  |  | 0 | 0 |  | Industrial CHP | N | OS |  | Non Combustion (NUC, WAT, WND, GEO, or SUN)
EXCLUDE | WI | Niagara Mill | 54857 | 1ST | BIT | ST | 2.5 | 2.5 | 0 | 0 | 0 |  |  | 0 |  | Industrial CHP | Y | OS |  | Steam unit (PRMVR=ST) under 25MW/250 MMBtu/hr
EXCLUDE | WI | Niagara Mill | 54857 | 2HY | WAT | HY | 2.2 | 2.2 | 0 | 0 |  |  | 0 | 0 |  | Industrial CHP | N | OS |  | Non Combustion (NUC, WAT, WND, GEO, or SUN)
EXCLUDE | WI | Niagara Mill | 54857 | 2ST | BIT | ST | 9.3 | 9.3 | 0 | 0 | 0 |  |  | 0 |  | Industrial CHP | Y | OS |  | Steam unit (PRMVR=ST) under 25MW/250 MMBtu/hr
EXCLUDE | WI | Niagara Mill | 54857 | 3HY | WAT | HY | 2.6 | 2.6 | 0 | 0 |  |  | 0 | 0 |  | Industrial CHP | N | OS |  | Non Combustion (NUC, WAT, WND, GEO, or SUN)
EXCLUDE | WI | Niagara Mill | 54857 | 4HY | WAT | HY | 2.6 | 2.6 | 0 | 0 |  |  | 0 | 0 |  | Industrial CHP | N | OS |  | Non Combustion (NUC, WAT, WND, GEO, or SUN)
EXCLUDE | WI | Niagara Mill | 54857 | 5HY | WAT | HY | 1 | 1 | 0 | 0 |  |  | 0 | 0 |  | Industrial CHP | N | OS |  | Non Combustion (NUC, WAT, WND, GEO, or SUN)
EXCLUDE | WI | Niagara Mill | 54857 | 6HY | WAT | HY | 2.5 | 2.5 | 0 | 0 |  |  | 0 | 0 |  | Industrial CHP | N | OS |  | Non Combustion (NUC, WAT, WND, GEO, or SUN)
EXCLUDE | WI | Nine Springs | 9674 | GT1 | NG | GT | 16.2 | 16.6 | 0 | 9 |  |  | 9 | 81.354 |  | Electric Utility | N | OP |  | Simple Cycle Turbine (PRMVR=GT or OT) unit under 25MW
EXCLUDE | WI | Northern States Flambeau | 3984 | 1 | NG | GT | 16.3 | 13 | 0 | 330 |  |  | 330 | 935.0447 |  | Electric Utility | N | OP |  | Simple Cycle Turbine (PRMVR=GT or OT) unit under 25MW
EXCLUDE | WI | Oconto Falls Lower | 50439 | GEN1 | WAT | HY | 0.3 | 0.3 | 0 | 1120.8 |  |  | 1120.8 | 0 |  | Industrial Non-CHP | N | OP |  | Non Combustion (NUC, WAT, WND, GEO, or SUN)
EXCLUDE | WI | Oconto Falls Lower | 50439 | GEN2 | WAT | HY | 1.7 | 1.7 | 0 | 6351.2 |  |  | 6351.2 | 0 |  | Industrial Non-CHP | N | OP |  | Non Combustion (NUC, WAT, WND, GEO, or SUN)
EXCLUDE | WI | Oconto Falls Upper | 4044 | 1 | WAT | HY | 0.4 | 0.4 | 0 | 2569.0909 |  |  | 2569.0909 | 0 |  | IPP Non-CHP | N | OP |  | Non Combustion (NUC, WAT, WND, GEO, or SUN)
EXCLUDE | WI | Oconto Falls Upper | 4044 | 2 | WAT | HY | 0.4 | 0.4 | 0 | 2569.0909 |  |  | 2569.0909 | 0 |  | IPP Non-CHP | N | OP |  | Non Combustion (NUC, WAT, WND, GEO, or SUN)
EXCLUDE | WI | Oconto Falls Upper | 4044 | 3 | WAT | HY | 0.3 | 0.3 | 0 | 1926.8182 |  |  | 1926.8182 | 0 |  | IPP Non-CHP | N | OP |  | Non Combustion (NUC, WAT, WND, GEO, or SUN)
EXCLUDE | WI | Old Badger | 4121 | 3 | WAT | HY | 1 | 1 | 0 | 5815.5 |  |  | 5815.5 | 0 |  | Electric Utility | N | OP |  | Non Combustion (NUC, WAT, WND, GEO, or SUN)
EXCLUDE | WI | Old Badger | 4121 | 4 | WAT | HY | 1 | 1 | 0 | 5815.5 |  |  | 5815.5 | 0 |  | Electric Utility | N | OP |  | Non Combustion (NUC, WAT, WND, GEO, or SUN)
EXCLUDE | WI | Omega Hills Gas Recovery | 50577 | GEN1 | LFG | GT | 3 | 2.9 | 0 | 21355 |  |  | 21355 | 21565.2337 |  | IPP Non-CHP | N | OP |  | Non Fossil fuel type
EXCLUDE | WI | Omega Hills Gas Recovery | 50577 | GEN2 | LFG | GT | 3 | 2.9 | 0 | 21355 |  |  | 21355 | 21565.2337 |  | IPP Non-CHP | N | OP |  | Non Fossil fuel type
EXCLUDE | WI | Omega Hills Gas Recovery | 50577 | GEN3 | LFG | GT | 3.3 | 3 | 0 | 23490.5 |  |  | 23490.5 | 23721.757 |  | IPP Non-CHP | N | OP |  | Non Fossil fuel type
EXCLUDE | WI | Omega Hills Gas Recovery | 50577 | GEN4 | LFG | IC | 1.1 | 1.1 | 0 | 0 |  |  | 0 | 0 |  | IPP Non-CHP | N | RE | 2001 | Internal Combustion (PRMVR=IC)
EXCLUDE | WI | Omega Hills Gas Recovery | 50577 | GEN5 | LFG | GT | 3.3 | 2.9 | 0 | 23490.5 |  |  | 23490.5 | 23721.757 |  | IPP Non-CHP | N | OP |  | Non Fossil fuel type
EXCLUDE | WI | Onalaska Campus Landfill Biogas | 57824 | 416LF | LFG | IC | 1.1 | 1.1 | 0 | 0 |  |  | 0 | 0 |  | IPP Non-CHP | N | V |  | Internal Combustion (PRMVR=IC)
EXCLUDE | WI | Oneida Casino | 7602 | 1 | DFO | IC | 2 | 1.8 | 0 | 0 |  |  | 0 | 0 |  | Electric Utility | N | RE | 2011 | Internal Combustion (PRMVR=IC)
EXCLUDE | WI | Oneida Casino | 7602 | 2 | DFO | IC | 2 | 1.8 | 0 | 0 |  |  | 0 | 0 |  | Electric Utility | N | RE | 2011 | Internal Combustion (PRMVR=IC)
EXCLUDE | WI | Oneida Energy | 57503 | CE1 | NG | GT | 1.5 | 1.5 | 0 | 0 |  |  | 0 | 0 |  | IPP Non-CHP | N | T |  | Simple Cycle Turbine (PRMVR=GT or OT) unit under 25MW
EXCLUDE | WI | Oneida Energy | 57503 | CE2 | NG | GT | 1.5 | 1.5 | 0 | 0 |  |  | 0 | 0 |  | IPP Non-CHP | N | T |  | Simple Cycle Turbine (PRMVR=GT or OT) unit under 25MW
EXCLUDE | WI | Oneida Energy | 57503 | CE3 | NG | GT | 1.5 | 1.5 | 0 | 0 |  |  | 0 | 0 |  | IPP Non-CHP | N | T |  | Simple Cycle Turbine (PRMVR=GT or OT) unit under 25MW
EXCLUDE | WI | Outagamie County Co-Generation Facility | 54842 | G1 | LFG | IC | 1.6 | 1.6 | 0 | 0 | 1 | 0 | 0 | 0 |  | IPP CHP | Y | OP |  | Internal Combustion (PRMVR=IC)
EXCLUDE | WI | Outagamie County Co-Generation Facility | 54842 | G2 | LFG | IC | 1.6 | 1.6 | 0 | 0 | 1 | 0 | 0 | 0 |  | IPP CHP | Y | OP |  | Internal Combustion (PRMVR=IC)
EXCLUDE | WI | Outagamie County Co-Generation Facility | 54842 | G3 | LFG | IC | 1.6 | 1.6 | 0 | 0 | 1 | 0 | 0 | 0 |  | IPP CHP | Y | OP |  | Internal Combustion (PRMVR=IC)
EXCLUDE | WI | Outagamie County Co-Generation Facility | 54842 | GEN1 | LFG | IC | 0.8 | 0.8 | 0 | 0 | 1 | 0 | 0 | 0 |  | IPP CHP | Y | RE | 2006 | Internal Combustion (PRMVR=IC)
EXCLUDE | WI | Outagamie County Co-Generation Facility | 54842 | GEN2 | LFG | IC | 0.8 | 0.8 | 0 | 0 | 1 | 0 | 0 | 0 |  | IPP CHP | Y | RE | 2006 | Internal Combustion (PRMVR=IC)
EXCLUDE | WI | Outagamie County Co-Generation Facility | 54842 | GEN3 | LFG | IC | 0.8 | 0.8 | 0 | 0 | 1 | 0 | 0 | 0 |  | IPP CHP | Y | RE | 2006 | Internal Combustion (PRMVR=IC)
EXCLUDE | WI | Packaging of America Tomahawk Mill | 50476 | GEN1 | BIT | ST | 6.3 | 5.4 | 0 | 47420 | 0.069047 | 2908655.2595 | 686778.5711 | 267018.2272 |  | Industrial CHP | Y | OP |  | Steam unit (PRMVR=ST) under 25MW/250 MMBtu/hr
EXCLUDE | WI | Packaging of America Tomahawk Mill | 50476 | GEN2 | BIT | ST | 9.4 | 8.2 | 0 | 59006 | 0.069047 | 3619319.111 | 854577.3169 | 332258.0665 |  | Industrial CHP | Y | OP |  | Steam unit (PRMVR=ST) under 25MW/250 MMBtu/hr
EXCLUDE | WI | Packaging of America Tomahawk Mill | 50476 | GEN3 | WAT | HY | 1 | 0.5 | 0 | 4789.6667 |  |  | 4789.6667 | 0 |  | Industrial CHP | N | SB |  | Non Combustion (NUC, WAT, WND, GEO, or SUN)
EXCLUDE | WI | Packaging of America Tomahawk Mill | 50476 | GEN4 | WAT | HY | 1 | 0.3 | 0 | 4789.6667 |  |  | 4789.6667 | 0 |  | Industrial CHP | N | SB |  | Non Combustion (NUC, WAT, WND, GEO, or SUN)
EXCLUDE | WI | Packaging of America Tomahawk Mill | 50476 | GEN5 | WAT | HY | 1 | 0.3 | 0 | 4789.6667 |  |  | 4789.6667 | 0 |  | Industrial CHP | N | OP |  | Non Combustion (NUC, WAT, WND, GEO, or SUN)
SSTLOGN | WI | Paris | 7270 | 1 | NG | GT | 95.3 | 85.6 | 1259 | 2408.25 |  |  | 2408.25 | 3155.14 |  | Electric Utility | N | OP
SSTLOGN | WI | Paris | 7270 | 2 | NG | GT | 95.3 | 83.8 | 1412 | 2408.25 |  |  | 2408.25 | 2811.321 |  | Electric Utility | N | OP
SSTLOGN | WI | Paris | 7270 | 3 | NG | GT | 95.3 | 81.7 | 1438 | 2408.25 |  |  | 2408.25 | 1951.51 |  | Electric Utility | N | OP
SSTLOGN | WI | Paris | 7270 | 4 | NG | GT | 95.3 | 84.8 | 1283 | 2408.25 |  |  | 2408.25 | 1809.799 |  | Electric Utility | N | OP
EXCLUDE | WI | Park Mill | 50408 | 1 | WAT | HY | 0.4 | 0.4 | 0 | 2892 |  |  | 2892 | 0 |  | Industrial Non-CHP | N | OP |  | Non Combustion (NUC, WAT, WND, GEO, or SUN)
EXCLUDE | WI | Park Mill | 50408 | 2 | WAT | HY | 0.2 | 0.2 | 0 | 1446 |  |  | 1446 | 0 |  | Industrial Non-CHP | N | OP |  | Non Combustion (NUC, WAT, WND, GEO, or SUN)
EXCLUDE | WI | Park Mill | 50408 | 3 | WAT | HY | 0.4 | 0.4 | 0 | 2892 |  |  | 2892 | 0 |  | Industrial Non-CHP | N | OP |  | Non Combustion (NUC, WAT, WND, GEO, or SUN)
EXCLUDE | WI | Park Mill | 50408 | 6 | WAT | HY | 0.4 | 0.4 | 0 | 2892 |  |  | 2892 | 0 |  | Industrial Non-CHP | N | OP |  | Non Combustion (NUC, WAT, WND, GEO, or SUN)
EXCLUDE | WI | Park Mill | 50408 | 7 | WAT | HY | 0.4 | 0.4 | 0 | 2892 |  |  | 2892 | 0 |  | Industrial Non-CHP | N | OP |  | Non Combustion (NUC, WAT, WND, GEO, or SUN)
EXCLUDE | WI | Park Mill | 50408 | 10 | WAT | HY | 0.3 | 0.3 | 0 | 2169 |  |  | 2169 | 0 |  | Industrial Non-CHP | N | OP |  | Non Combustion (NUC, WAT, WND, GEO, or SUN)
EXCLUDE | WI | Petenwell | 4080 | 1 | WAT | HY | 5 | 5.2 | 0 | 27118.75 |  |  | 27118.75 | 0 |  | Electric Utility | N | OP |  | Non Combustion (NUC, WAT, WND, GEO, or SUN)
EXCLUDE | WI | Petenwell | 4080 | 2 | WAT | HY | 5 | 5.2 | 0 | 27118.75 |  |  | 27118.75 | 0 |  | Electric Utility | N | OP |  | Non Combustion (NUC, WAT, WND, GEO, or SUN)
EXCLUDE | WI | Petenwell | 4080 | 3 | WAT | HY | 5 | 5.2 | 0 | 27118.75 |  |  | 27118.75 | 0 |  | Electric Utility | N | OP |  | Non Combustion (NUC, WAT, WND, GEO, or SUN)
EXCLUDE | WI | Petenwell | 4080 | 4 | WAT | HY | 5 | 5.2 | 0 | 27118.75 |  |  | 27118.75 | 0 |  | Electric Utility | N | OP |  | Non Combustion (NUC, WAT, WND, GEO, or SUN)
EXCLUDE | WI | Pheasant Run Landfill Gas Recovery | 54661 | GE10 | LFG | IC | 0.8 | 0.8 | 0 | 0 |  |  | 0 | 0 |  | IPP Non-CHP | N | OP |  | Internal Combustion (PRMVR=IC)
EXCLUDE | WI | Pheasant Run Landfill Gas Recovery | 54661 | GE11 | LFG | IC | 0.8 | 0.8 | 0 | 0 |  |  | 0 | 0 |  | IPP Non-CHP | N | OP |  | Internal Combustion (PRMVR=IC)
EXCLUDE | WI | Pheasant Run Landfill Gas Recovery | 54661 | GEN1 | LFG | IC | 0.8 | 0.8 | 0 | 0 |  |  | 0 | 0 |  | IPP Non-CHP | N | OP |  | Internal Combustion (PRMVR=IC)
EXCLUDE | WI | Pheasant Run Landfill Gas Recovery | 54661 | GEN2 | LFG | IC | 0.8 | 0.8 | 0 | 0 |  |  | 0 | 0 |  | IPP Non-CHP | N | OP |  | Internal Combustion (PRMVR=IC)
EXCLUDE | WI | Pheasant Run Landfill Gas Recovery | 54661 | GEN3 | LFG | IC | 0.8 | 0.8 | 0 | 0 |  |  | 0 | 0 |  | IPP Non-CHP | N | OP |  | Internal Combustion (PRMVR=IC)
EXCLUDE | WI | Pheasant Run Landfill Gas Recovery | 54661 | GEN4 | LFG | IC | 0.8 | 0.8 | 0 | 0 |  |  | 0 | 0 |  | IPP Non-CHP | N | OP |  | Internal Combustion (PRMVR=IC)
EXCLUDE | WI | Pheasant Run Landfill Gas Recovery | 54661 | GEN5 | LFG | IC | 0.8 | 0.8 | 0 | 0 |  |  | 0 | 0 |  | IPP Non-CHP | N | OP |  | Internal Combustion (PRMVR=IC)
EXCLUDE | WI | Pheasant Run Landfill Gas Recovery | 54661 | GEN6 | LFG | IC | 0.8 | 0.8 | 0 | 0 |  |  | 0 | 0 |  | IPP Non-CHP | N | OP |  | Internal Combustion (PRMVR=IC)
EXCLUDE | WI | Pheasant Run Landfill Gas Recovery | 54661 | GEN7 | LFG | IC | 0.8 | 0.8 | 0 | 0 |  |  | 0 | 0 |  | IPP Non-CHP | N | OP |  | Internal Combustion (PRMVR=IC)
EXCLUDE | WI | Pheasant Run Landfill Gas Recovery | 54661 | GEN8 | LFG | IC | 0.8 | 0.8 | 0 | 0 |  |  | 0 | 0 |  | IPP Non-CHP | N | OP |  | Internal Combustion (PRMVR=IC)
EXCLUDE | WI | Pheasant Run Landfill Gas Recovery | 54661 | GEN9 | LFG | IC | 0.8 | 0.8 | 0 | 0 |  |  | 0 | 0 |  | IPP Non-CHP | N | OP |  | Internal Combustion (PRMVR=IC)
EXCLUDE | WI | Pine | 4045 | 1 | WAT | HY | 2 | 0.6 | 0 | 6367 |  |  | 6367 | 0 |  | Electric Utility | N | OP |  | Non Combustion (NUC, WAT, WND, GEO, or SUN)
EXCLUDE | WI | Pine | 4045 | 2 | WAT | HY | 2 | 0.5 | 0 | 6367 |  |  | 6367 | 0 |  | Electric Utility | N | OP |  | Non Combustion (NUC, WAT, WND, GEO, or SUN)
COALST | WI | Pleasant Prairie | 6170 | 1 | SUB | ST | 616.5 | 604.3 | 8250 | 3536809 |  |  | 3536809 | 4506874.389 |  | Electric Utility | N | OP
COALST | WI | Pleasant Prairie | 6170 | 2 | SUB | ST | 616.5 | 600.8 | 8040 | 2615405 |  |  | 2615405 | 3364366.893 |  | Electric Utility | N | OP
EXCLUDE | WI | Pleasant Prairie | 6170 | 3 | DFO | IC | 2 | 2 | 0 | 0 |  |  | 0 | 0 |  | Electric Utility | N | OP |  | Internal Combustion (PRMVR=IC)
EXCLUDE | WI | Point Beach Nuclear Plant | 4046 | 1 | NUC | ST | 643 | 591 | 0 | 3482513 |  |  | 3482513 | 0 |  | IPP Non-CHP | N | OP |  | Non Combustion (NUC, WAT, WND, GEO, or SUN)
EXCLUDE | WI | Point Beach Nuclear Plant | 4046 | 2 | NUC | ST | 643 | 593 | 0 | 3482513 |  |  | 3482513 | 0 |  | IPP Non-CHP | N | OP |  | Non Combustion (NUC, WAT, WND, GEO, or SUN)
SSTLOGN | WI | Point Beach Nuclear Plant | 4046 | 5 | DFO | GT | 25 | 15 | 0 | 81 |  |  | 81 | 600.9834 |  | IPP Non-CHP | N | OP
EXCLUDE | WI | Port Edwards Mill | 54103 | GEN4 | RFO | ST | 1.9 | 1.8 | 0 | 0 | 0 |  |  | 0 |  | Industrial CHP | Y | OS |  | Steam unit (PRMVR=ST) under 25MW/250 MMBtu/hr
EXCLUDE | WI | Port Edwards Mill | 54103 | GEN7 | RFO | ST | 5 | 4.7 | 0 | 0 | 0 |  |  | 0 |  | Industrial CHP | Y | OS |  | Steam unit (PRMVR=ST) under 25MW/250 MMBtu/hr
EXCLUDE | WI | Port Edwards Mill | 54103 | HG1 | WAT | HY | 0.4 | 0.4 | 0 | 2417.314 |  |  | 2417.314 | 0 |  | Industrial CHP | N | SB |  | Non Combustion (NUC, WAT, WND, GEO, or SUN)
EXCLUDE | WI | Port Edwards Mill | 54103 | HG2 | WAT | HY | 0.4 | 0.4 | 0 | 2417.314 |  |  | 2417.314 | 0 |  | Industrial CHP | N | OP |  | Non Combustion (NUC, WAT, WND, GEO, or SUN)
EXCLUDE | WI | Port Edwards Mill | 54103 | HG3 | WAT | HY | 0.4 | 0.4 | 0 | 2417.314 |  |  | 2417.314 | 0 |  | Industrial CHP | N | OP |  | Non Combustion (NUC, WAT, WND, GEO, or SUN)
EXCLUDE | WI | Port Edwards Mill | 54103 | HG4 | WAT | HY | 0.4 | 0.4 | 0 | 2417.314 |  |  | 2417.314 | 0 |  | Industrial CHP | N | OP |  | Non Combustion (NUC, WAT, WND, GEO, or SUN)
EXCLUDE | WI | Port Edwards Mill | 54103 | HG5 | WAT | HY | 0.8 | 0.8 | 0 | 4834.6281 |  |  | 4834.6281 | 0 |  | Industrial CHP | N | OP |  | Non Combustion (NUC, WAT, WND, GEO, or SUN)
EXCLUDE | WI | Port Edwards Mill | 54103 | HG6 | WAT | HY | 0.8 | 0.8 | 0 | 4834.6281 |  |  | 4834.6281 | 0 |  | Industrial CHP | N | OP |  | Non Combustion (NUC, WAT, WND, GEO, or SUN)
EXCLUDE | WI | Port Edwards Mill | 54103 | JHG1 | WAT | HY | 1.3 | 1.2 | 0 | 7856.2706 |  |  | 7856.2706 | 0 |  | Industrial CHP | N | OP |  | Non Combustion (NUC, WAT, WND, GEO, or SUN)
EXCLUDE | WI | Port Edwards Mill | 54103 | JHG2 | WAT | HY | 0.6 | 0.6 | 0 | 3625.971 |  |  | 3625.971 | 0 |  | Industrial CHP | N | OP |  | Non Combustion (NUC, WAT, WND, GEO, or SUN)
EXCLUDE | WI | Port Edwards Mill | 54103 | JHG3 | WAT | HY | 0.6 | 0.6 | 0 | 3625.971 |  |  | 3625.971 | 0 |  | Industrial CHP | N | OP |  | Non Combustion (NUC, WAT, WND, GEO, or SUN)
EXCLUDE | WI | Port Edwards Mill | 54103 | JHG4 | WAT | HY | 0.4 | 0.4 | 0 | 2417.314 |  |  | 2417.314 | 0 |  | Industrial CHP | N | SB |  | Non Combustion (NUC, WAT, WND, GEO, or SUN)
EXCLUDE | WI | Port Edwards Mill | 54103 | JHG5 | WAT | HY | 0.6 | 0.6 | 0 | 3625.971 |  |  | 3625.971 | 0 |  | Industrial CHP | N | OP |  | Non Combustion (NUC, WAT, WND, GEO, or SUN)
EXCLUDE | WI | Port Washington Generating Station | 4040 | 1 | BIT | ST | 80 | 65 | 0 | 0 |  |  | 0 | 0 |  | Electric Utility | N | RE | 2004 | Retired in 2004
EXCLUDE | WI | Port Washington Generating Station | 4040 | 2 | BIT | ST | 80 | 80 | 0 | 0 |  |  | 0 | 0 |  | Electric Utility | N | RE | 2004 | Retired in 2004
EXCLUDE | WI | Port Washington Generating Station | 4040 | 3 | BIT | ST | 80 | 80 | 0 | 0 |  |  | 0 | 0 |  | Electric Utility | N | RE | 2004 | Retired in 2004
EXCLUDE | WI | Port Washington Generating Station | 4040 | 4 | BIT | ST | 80 | 80 | 0 | 0 |  |  | 0 | 0 |  | Electric Utility | N | RE | 2003 | Retired in 2003
EXCLUDE | WI | Port Washington Generating Station | 4040 | 6 | DFO | GT | 19.6 | 17 | 0 | 0 |  |  | 0 | 0 |  | Electric Utility | N | RE | 2003 | Simple Cycle Turbine (PRMVR=GT or OT) unit under 25MW
NGCC | WI | Port Washington Generating Station | 4040 | 1CT1 | NG | CC | 167 | 163.8 | 2250 | 321205.5677 |  |  | 321205.5677 | 143542.3991 |  | Electric Utility | N | OP
NGCC | WI | Port Washington Generating Station | 4040 | 1CT2 | NG | CC | 167 | 166.8 | 2250 | 321205.5677 |  |  | 321205.5677 | 143542.3991 |  | Electric Utility | N | OP
NGCC | WI | Port Washington Generating Station | 4040 | 2CT1 | NG | CC | 155 | 161.1 | 2250 | 298124.9281 |  |  | 298124.9281 | 133227.9752 |  | Electric Utility | N | OP
NGCC | WI | Port Washington Generating Station | 4040 | 2CT2 | NG | CC | 155 | 166.6 | 2250 | 298124.9281 |  |  | 298124.9281 | 133227.9752 |  | Electric Utility | N | OP
NGCC | WI | Port Washington Generating Station | 4040 | ST1 | NG | CC | 269 | 203.9 | 2250 | 517391.0042 |  |  | 517391.0042 | 231215.0022 |  | Electric Utility | N | OP
NGCC | WI | Port Washington Generating Station | 4040 | ST2 | NG | CC | 269 | 211.6 | 2250 | 517391.0042 |  |  | 517391.0042 | 231215.0022 |  | Electric Utility | N | OP
EXCLUDE | WI | Potato Rapids | 4071 | 1 | WAT | HY | 0.5 | 0.2 | 0 | 1715.3846 |  |  | 1715.3846 | 0 |  | Electric Utility | N | OP |  | Non Combustion (NUC, WAT, WND, GEO, or SUN)
EXCLUDE | WI | Potato Rapids | 4071 | 2 | WAT | HY | 0.4 | 0.2 | 0 | 1372.3077 |  |  | 1372.3077 | 0 |  | Electric Utility | N | OP |  | Non Combustion (NUC, WAT, WND, GEO, or SUN)
EXCLUDE | WI | Potato Rapids | 4071 | 3 | WAT | HY | 0.4 | 0.2 | 0 | 1372.3077 |  |  | 1372.3077 | 0 |  | Electric Utility | N | OP |  | Non Combustion (NUC, WAT, WND, GEO, or SUN)
EXCLUDE | WI | Prairie Du Sac | 4056 | 1 | WAT | HY | 2 | 29 | 0 | 10301.6197 |  |  | 10301.6197 | 0 |  | Electric Utility | N | OP |  | Non Combustion (NUC, WAT, WND, GEO, or SUN)
EXCLUDE | WI | Prairie Du Sac | 4056 | 2 | WAT | HY | 2.8 |  | 0 | 14422.2676 |  |  | 14422.2676 | 0 |  | Electric Utility | N | OP |  | Non Combustion (NUC, WAT, WND, GEO, or SUN)
EXCLUDE | WI | Prairie Du Sac | 4056 | 3 | WAT | HY | 4.8 |  | 0 | 24723.8873 |  |  | 24723.8873 | 0 |  | Electric Utility | N | OP |  | Non Combustion (NUC, WAT, WND, GEO, or SUN)
EXCLUDE | WI | Prairie Du Sac | 4056 | 4 | WAT | HY | 4.8 |  | 0 | 24723.8873 |  |  | 24723.8873 | 0 |  | Electric Utility | N | OP |  | Non Combustion (NUC, WAT, WND, GEO, or SUN)
EXCLUDE | WI | Prairie Du Sac | 4056 | 5 | WAT | HY | 3.5 |  | 0 | 18027.8345 |  |  | 18027.8345 | 0 |  | Electric Utility | N | OP |  | Non Combustion (NUC, WAT, WND, GEO, or SUN)
EXCLUDE | WI | Prairie Du Sac | 4056 | 6 | WAT | HY | 3.5 |  | 0 | 18027.8345 |  |  | 18027.8345 | 0 |  | Electric Utility | N | OP |  | Non Combustion (NUC, WAT, WND, GEO, or SUN)
EXCLUDE | WI | Prairie Du Sac | 4056 | 7 | WAT | HY | 3.5 |  | 0 | 18027.8345 |  |  | 18027.8345 | 0 |  | Electric Utility | N | OP |  | Non Combustion (NUC, WAT, WND, GEO, or SUN)
EXCLUDE | WI | Prairie Du Sac | 4056 | 8 | WAT | HY | 3.5 |  | 0 | 18027.8345 |  |  | 18027.8345 | 0 |  | Electric Utility | N | OP |  | Non Combustion (NUC, WAT, WND, GEO, or SUN)
EXCLUDE | WI | Pulliam | 4072 | 3 | SUB | ST | 30 | 25.8 | 0 | 0 |  |  | 0 | 0 |  | Electric Utility | N | RE | 2007 | Retired in 2007
EXCLUDE | WI | Pulliam | 4072 | 4 | SUB | ST | 30 | 30.1 | 0 | 0 |  |  | 0 | 0 |  | Electric Utility | N | RE | 2007 | Retired in 2007
COALST | WI | Pulliam | 4072 | 5 | SUB | ST | 50 | 51.3 | 763 | 59069 |  |  | 59069 | 84174.78 |  | Electric Utility | N | OP
COALST | WI | Pulliam | 4072 | 6 | SUB | ST | 69 | 66 | 1052 | 111504 |  |  | 111504 | 156046.291 |  | Electric Utility | N | OP
COALST | WI | Pulliam | 4072 | 7 | SUB | ST | 81.6 | 81.6 | 1507 | 219763 |  |  | 219763 | 266439.644 |  | Electric Utility | N | OP
COALST | WI | Pulliam | 4072 | 8 | SUB | ST | 149.6 | 131.7 | 1627 | 531338 |  |  | 531338 | 607681.894 |  | Electric Utility | N | OP
SSTLOGN | WI | Pulliam | 4072 | 31 | NG | GT | 91 | 86.5 | 1183.9 | 24833 |  |  | 24833 | 19598.429 |  | Electric Utility | N | OP
EXCLUDE | WI | Pulliam | 4072 | GT1 | NG | GT | 85 | 74 | 0 | 0 |  |  | 0 | 0 |  | Electric Utility | N | IP |  | Status of operation (IP,L,P,T,or U)
EXCLUDE | WI | Pulliam | 4072 | GT2 | NG | GT | 85 | 74 | 0 | 0 |  |  | 0 | 0 |  | Electric Utility | N | IP |  | Status of operation (IP,L,P,T,or U)
EXCLUDE | WI | Quilt Block Wind Farm LLC | 57116 | GEN1 | WND | WT | 99 | 99 | 0 | 0 |  |  | 0 | 0 |  | IPP Non-CHP | N | L |  | Non Combustion (NUC, WAT, WND, GEO, or SUN)
EXCLUDE | WI | Rapide Croche | 4122 | 1 | WAT | HY | 0.6 | 0.6 | 0 | 4021.5 |  |  | 4021.5 | 0 |  | Electric Utility | N | OP |  | Non Combustion (NUC, WAT, WND, GEO, or SUN)
EXCLUDE | WI | Rapide Croche | 4122 | 2 | WAT | HY | 0.6 | 0.6 | 0 | 4021.5 |  |  | 4021.5 | 0 |  | Electric Utility | N | OP |  | Non Combustion (NUC, WAT, WND, GEO, or SUN)
EXCLUDE | WI | Rapide Croche | 4122 | 3 | WAT | HY | 0.6 | 0.6 | 0 | 4021.5 |  |  | 4021.5 | 0 |  | Electric Utility | N | OP |  | Non Combustion (NUC, WAT, WND, GEO, or SUN)
EXCLUDE | WI | Rapide Croche | 4122 | 4 | WAT | HY | 0.6 | 0.6 | 0 | 4021.5 |  |  | 4021.5 | 0 |  | Electric Utility | N | OP |  | Non Combustion (NUC, WAT, WND, GEO, or SUN)
EXCLUDE | WI | Rhinelander Mill | 50933 | GEN3 | NG | ST | 4 | 0.6 | 0 | 7904.5494 | 0.084789 | 388156.2583 | 93226.1184 | 27698.1663 |  | Industrial CHP | Y | OS |  | Steam unit (PRMVR=ST) under 25MW/250 MMBtu/hr
EXCLUDE | WI | Rhinelander Mill | 50933 | GEN5 | NG | ST | 10 | 4 | 0 | 19761.3734 | 0.084789 | 970390.6457 | 233065.2961 | 69245.4156 |  | Industrial CHP | Y | SB |  | Steam unit (PRMVR=ST) under 25MW/250 MMBtu/hr
EXCLUDE | WI | Rhinelander Mill | 50933 | GEN6 | BIT | ST | 9.3 | 6.3 | 0 | 18378.0773 | 0.084789 | 902463.3005 | 216750.7254 | 210238.921 |  | Industrial CHP | Y | OP |  | Steam unit (PRMVR=ST) under 25MW/250 MMBtu/hr
EXCLUDE | WI | Rhinelander Mill | 50933 | HYD1 | WAT | HY | 0.5 | 0.5 | 0 | 1913.25 |  |  | 1913.25 | 0 |  | Industrial CHP | N | OP |  | Non Combustion (NUC, WAT, WND, GEO, or SUN)
EXCLUDE | WI | Rhinelander Mill | 50933 | HYD2 | WAT | HY | 0.5 | 0.5 | 0 | 1913.25 |  |  | 1913.25 | 0 |  | Industrial CHP | N | OP |  | Non Combustion (NUC, WAT, WND, GEO, or SUN)
EXCLUDE | WI | Rhinelander Mill | 50933 | HYD3 | WAT | HY | 1 | 1 | 0 | 3826.5 |  |  | 3826.5 | 0 |  | Industrial CHP | N | OP |  | Non Combustion (NUC, WAT, WND, GEO, or SUN)
EXCLUDE | WI | Ridgeview | 55925 | GEN1 | LFG | IC | 0.8 | 0.8 | 0 | 0 |  |  | 0 | 0 |  | IPP Non-CHP | N | OP |  | Internal Combustion (PRMVR=IC)
EXCLUDE | WI | Ridgeview | 55925 | GEN10 | LFG | IC | 0.8 | 0.8 | 0 | 0 |  |  | 0 | 0 |  | IPP Non-CHP | N | RE | 2010 | Internal Combustion (PRMVR=IC)
EXCLUDE | WI | Ridgeview | 55925 | GEN2 | LFG | IC | 0.8 | 0.8 | 0 | 0 |  |  | 0 | 0 |  | IPP Non-CHP | N | OP |  | Internal Combustion (PRMVR=IC)
EXCLUDE | WI | Ridgeview | 55925 | GEN3 | LFG | IC | 0.8 | 0.8 | 0 | 0 |  |  | 0 | 0 |  | IPP Non-CHP | N | OP |  | Internal Combustion (PRMVR=IC)
EXCLUDE | WI | Ridgeview | 55925 | GEN4 | LFG | IC | 0.8 | 0.8 | 0 | 0 |  |  | 0 | 0 |  | IPP Non-CHP | N | OP |  | Internal Combustion (PRMVR=IC)
EXCLUDE | WI | Ridgeview | 55925 | GEN5 | LFG | IC | 0.8 | 0.8 | 0 | 0 |  |  | 0 | 0 |  | IPP Non-CHP | N | OP |  | Internal Combustion (PRMVR=IC)
EXCLUDE | WI | Ridgeview | 55925 | GEN6 | LFG | IC | 0.8 | 0.8 | 0 | 0 |  |  | 0 | 0 |  | IPP Non-CHP | N | OP |  | Internal Combustion (PRMVR=IC)
EXCLUDE | WI | Ridgeview | 55925 | GEN7 | LFG | IC | 0.8 | 0.8 | 0 | 0 |  |  | 0 | 0 |  | IPP Non-CHP | N | OP |  | Internal Combustion (PRMVR=IC)
EXCLUDE | WI | Ridgeview | 55925 | GEN8 | LFG | IC | 0.8 | 0.8 | 0 | 0 |  |  | 0 | 0 |  | IPP Non-CHP | N | OP |  | Internal Combustion (PRMVR=IC)
EXCLUDE | WI | Ridgeview | 55925 | GEN9 | LFG | IC | 0.8 | 0.8 | 0 | 0 |  |  | 0 | 0 |  | IPP Non-CHP | N | OP | 2012 | Internal Combustion (PRMVR=IC)
NGCC | WI | Riverside Energy Center | 55641 | CTG1 | NG | CC | 198 | 170.3 | 2362.5 | 244648.8228 |  |  | 244648.8228 | 103605.914 |  | Electric Utility/IPP Non-CHP | N | OP
NGCC | WI | Riverside Energy Center | 55641 | CTG2 | NG | CC | 198 | 170.3 | 2362.5 | 244648.8228 |  |  | 244648.8228 | 103605.914 |  | Electric Utility/IPP Non-CHP | N | OP
NGCC | WI | Riverside Energy Center | 55641 | STG1 | NG | CC | 299.7 | 257.7 | 2362.5 | 370309.3545 |  |  | 370309.3545 | 156821.679 |  | Electric Utility/IPP Non-CHP | N | OP
EXCLUDE | WI | Rock River | 4057 | 1 | NG | ST | 75 | 72.9 | 0 | 0 |  |  | 0 | 0 |  | Electric Utility | N | RE | 2010 | Retired in 2010
EXCLUDE | WI | Rock River | 4057 | 2 | NG | ST | 75 | 76.7 | 0 | 0 |  |  | 0 | 0 |  | Electric Utility | N | RE | 2010 | Retired in 2010
SSTLOGN | WI | Rock River | 4057 | 3 | NG | GT | 37.5 | 23.9 | 291.8961 | 298.1794 |  |  | 298.1794 | 583.923 |  | Electric Utility | N | OP
EXCLUDE | WI | Rock River | 4057 | 4 | NG | GT | 18 | 14.4 | 140.1101 | 143.1261 |  |  | 143.1261 | 280.283 |  | Electric Utility | N | OP |  | Simple Cycle Turbine (PRMVR=GT or OT) unit under 25MW
SSTLOGN | WI | Rock River | 4057 | 5 | NG | GT | 56.7 | 49.8 | 441.3469 | 450.8472 |  |  | 450.8472 | 882.8916 |  | Electric Utility | N | OP
SSTLOGN | WI | Rock River | 4057 | 6 | NG | GT | 56.7 | 51.9 | 441.3469 | 450.8472 |  |  | 450.8472 | 882.8916 |  | Electric Utility | N | OP
SSTLOGN | WI | RockGen Energy Center | 55391 | 1 | NG | GT | 187 | 157 | 0 | 60064 |  |  | 60064 | 39263.5196 |  | IPP Non-CHP | N | OP
SSTLOGN | WI | RockGen Energy Center | 55391 | 2 | NG | GT | 187 | 157 | 0 | 60064 |  |  | 60064 | 39263.5196 |  | IPP Non-CHP | N | OP
SSTLOGN | WI | RockGen Energy Center | 55391 | 3 | NG | GT | 187 | 157 | 0 | 60064 |  |  | 60064 | 39263.5196 |  | IPP Non-CHP | N | OP
EXCLUDE | WI | Sandstone Rapids | 4074 | 1 | WAT | HY | 1.9 | 0.8 | 0 | 4655 |  |  | 4655 | 0 |  | Electric Utility | N | OP |  | Non Combustion (NUC, WAT, WND, GEO, or SUN)
EXCLUDE | WI | Sandstone Rapids | 4074 | 2 | WAT | HY | 1.9 | 0.8 | 0 | 4655 |  |  | 4655 | 0 |  | Electric Utility | N | OP |  | Non Combustion (NUC, WAT, WND, GEO, or SUN)
EXCLUDE | WI | Seven Mile Creek LFG | 56149 | 1 | LFG | IC | 1 | 0.8 | 0 | 0 |  |  | 0 | 0 |  | Electric Utility | N | OP |  | Internal Combustion (PRMVR=IC)
EXCLUDE | WI | Seven Mile Creek LFG | 56149 | 2 | LFG | IC | 1 | 0.8 | 0 | 0 |  |  | 0 | 0 |  | Electric Utility | N | OP |  | Internal Combustion (PRMVR=IC)
EXCLUDE | WI | Seven Mile Creek LFG | 56149 | 3 | LFG | IC | 1 | 0.8 | 0 | 0 |  |  | 0 | 0 |  | Electric Utility | N | OP |  | Internal Combustion (PRMVR=IC)
EXCLUDE | WI | Seven Mile Creek LFG | 56149 | 4 | LFG | IC | 1 | 1 | 0 | 0 |  |  | 0 | 0 |  | Electric Utility | N | OP |  | Internal Combustion (PRMVR=IC)
EXCLUDE | WI | Seven Mile Creek LFG | 56149 | 5 | LFG | IC | 0.8 | 0.7 | 0 | 0 |  |  | 0 | 0 |  | Electric Utility | N | IP |  | Internal Combustion (PRMVR=IC)
SSTLOGN | WI | Sheboygan Falls | 56166 | 1 | NG | GT | 173.4 | 148.6 | 1830 | 10883.5 |  |  | 10883.5 | 7774.412 |  | Electric Utility | N | OP
SSTLOGN | WI | Sheboygan Falls | 56166 | 2 | NG | GT | 173.4 | 148.3 | 1850 | 10883.5 |  |  | 10883.5 | 6717.449 |  | Electric Utility | N | OP
SSTLOGN | WI | Sheepskin | 4059 | 1 | NG | GT | 41.7 | 36.5 | 604 | 1546 |  |  | 1546 | 3778.5063 |  | Electric Utility | N | OP
EXCLUDE | WI | Sherry Energy Center | 55834 | CT01 | NG | GT | 176 | 176 | 0 | 0 |  |  | 0 | 0 |  | IPP Non-CHP | N | IP |  | Status of operation (IP,L,P,T,or U)
EXCLUDE | WI | Sherry Energy Center | 55834 | CT02 | NG | GT | 176 | 176 | 0 | 0 |  |  | 0 | 0 |  | IPP Non-CHP | N | IP |  | Status of operation (IP,L,P,T,or U)
EXCLUDE | WI | Sherry Energy Center | 55834 | CT03 | NG | GT | 176 | 176 | 0 | 0 |  |  | 0 | 0 |  | IPP Non-CHP | N | IP |  | Status of operation (IP,L,P,T,or U)
EXCLUDE | WI | Sherry Energy Center | 55834 | CT04 | NG | GT | 176 | 176 | 0 | 0 |  |  | 0 | 0 |  | IPP Non-CHP | N | IP |  | Status of operation (IP,L,P,T,or U)
EXCLUDE | WI | Sherry Energy Center | 55834 | CTG1 | NG | CC | 176 | 176 | 0 | 0 |  |  | 0 | 0 |  | IPP Non-CHP | N | IP |  | Status of operation (IP,L,P,T,or U)
EXCLUDE | WI | Sherry Energy Center | 55834 | CTG2 | NG | CC | 176 | 176 | 0 | 0 |  |  | 0 | 0 |  | IPP Non-CHP | N | IP |  | Status of operation (IP,L,P,T,or U)
EXCLUDE | WI | Sherry Energy Center | 55834 | STG1 | NG | CC | 180 | 180 | 0 | 0 |  |  | 0 | 0 |  | IPP Non-CHP | N | IP |  | Status of operation (IP,L,P,T,or U)
EXCLUDE | WI | Shirley Wind | 57553 | 1 | WND | WT | 20 | 20 | 0 | 58228 |  |  | 58228 | 0 |  | IPP Non-CHP | N | OP |  | Non Combustion (NUC, WAT, WND, GEO, or SUN)
EXCLUDE | WI | Solon Diesel | 7058 | 1 | DFO | IC | 1 | 1 | 0 | 0 |  |  | 0 | 0 |  | Electric Utility | N | SB |  | Internal Combustion (PRMVR=IC)
EXCLUDE | WI | Solon Diesel | 7058 | 2 | DFO | IC | 1 | 1 | 0 | 0 |  |  | 0 | 0 |  | Electric Utility | N | SB |  | Internal Combustion (PRMVR=IC)
EXCLUDE | WI | Solon Diesel | 7058 | 3 | DFO | IC | 1 | 1 | 0 | 0 |  |  | 0 | 0 |  | Electric Utility | N | SB |  | Internal Combustion (PRMVR=IC)
EXCLUDE | WI | Solon Diesel | 7058 | 4 | DFO | IC | 1 | 1 | 0 | 0 |  |  | 0 | 0 |  | Electric Utility | N | SB |  | Internal Combustion (PRMVR=IC)
EXCLUDE | WI | Solon Diesel | 7058 | 5 | DFO | IC | 1 | 1 | 0 | 0 |  |  | 0 | 0 |  | Electric Utility | N | SB |  | Internal Combustion (PRMVR=IC)
EXCLUDE | WI | Solon Diesel | 7058 | 6 | DFO | IC | 1 | 1 | 0 | 0 |  |  | 0 | 0 |  | Electric Utility | N | SB |  | Internal Combustion (PRMVR=IC)
EXCLUDE | WI | Solon Diesel | 7058 | 7 | DFO | IC | 1 | 1 | 0 | 0 |  |  | 0 | 0 |  | Electric Utility | N | SB |  | Internal Combustion (PRMVR=IC)
EXCLUDE | WI | Solon Diesel | 7058 | 8 | DFO | IC | 1 | 1 | 0 | 0 |  |  | 0 | 0 |  | Electric Utility | N | SB |  | Internal Combustion (PRMVR=IC)
SSTLOGN | WI | South Fond Du Lac | 7203 | CT1 | NG | GT | 95.4 | 74.6 | 1336 | 782.25 |  |  | 782.25 | 1185.933 |  | Electric Utility | N | OP
SSTLOGN | WI | South Fond Du Lac | 7203 | CT2 | NG | GT | 95.4 | 75.4 | 1336 | 782.25 |  |  | 782.25 | 1283.129 |  | Electric Utility | N | OP
SSTLOGN | WI | South Fond Du Lac | 7203 | CT3 | NG | GT | 95.4 | 81.1 | 1336 | 782.25 |  |  | 782.25 | 389.776 |  | Electric Utility | N | OP
SSTLOGN | WI | South Fond Du Lac | 7203 | CT4 | NG | GT | 95.4 | 75.3 | 1336 | 782.25 |  |  | 782.25 | 918.245 |  | Electric Utility | N | OP
COALST | WI | South Oak Creek | 4041 | 5 | SUB | ST | 275 | 231.7 | 3661 | 1251519 |  |  | 1251519 | 1521573.448 |  | Electric Utility | N | OP
COALST | WI | South Oak Creek | 4041 | 6 | SUB | ST | 275 | 241.2 | 2965 | 1126504 |  |  | 1126504 | 1326277.083 |  | Electric Utility | N | OP
COALST | WI | South Oak Creek | 4041 | 7 | SUB | ST | 317.6 | 281.6 | 4311 | 1269709 |  |  | 1269709 | 1509502.378 |  | Electric Utility | N | OP
COALST | WI | South Oak Creek | 4041 | 8 | SUB | ST | 324 | 293.9 | 4014 | 1734395 |  |  | 1734395 | 2018929.704 |  | Electric Utility | N | OP
EXCLUDE | WI | South Oak Creek | 4041 | 9 | NG | GT | 19.6 | 18 | 0 | 0 |  |  | 0 | 0 |  | Electric Utility | N | RE | 2008 | Simple Cycle Turbine (PRMVR=GT or OT) unit under 25MW
EXCLUDE | WI | St Croix Falls | 4011 | 1 | WAT | HY | 2.5 | 1.8 | 0 | 14217.7802 |  |  | 14217.7802 | 0 |  | Electric Utility | N | OP |  | Non Combustion (NUC, WAT, WND, GEO, or SUN)
EXCLUDE | WI | St Croix Falls | 4011 | 2 | WAT | HY | 2.5 | 1.8 | 0 | 14217.7802 |  |  | 14217.7802 | 0 |  | Electric Utility | N | OP |  | Non Combustion (NUC, WAT, WND, GEO, or SUN)
EXCLUDE | WI | St Croix Falls | 4011 | 3 | WAT | HY | 2.5 | 1.9 | 0 | 14217.7802 |  |  | 14217.7802 | 0 |  | Electric Utility | N | OP |  | Non Combustion (NUC, WAT, WND, GEO, or SUN)
EXCLUDE | WI | St Croix Falls | 4011 | 4 | WAT | HY | 2.5 | 1.9 | 0 | 14217.7802 |  |  | 14217.7802 | 0 |  | Electric Utility | N | OP |  | Non Combustion (NUC, WAT, WND, GEO, or SUN)
EXCLUDE | WI | St Croix Falls | 4011 | 5 | WAT | HY | 3.4 | 2 | 0 | 19336.181 |  |  | 19336.181 | 0 |  | Electric Utility | N | OP |  | Non Combustion (NUC, WAT, WND, GEO, or SUN)
EXCLUDE | WI | St Croix Falls | 4011 | 6 | WAT | HY | 3.4 | 1.9 | 0 | 19336.181 |  |  | 19336.181 | 0 |  | Electric Utility | N | OP |  | Non Combustion (NUC, WAT, WND, GEO, or SUN)
EXCLUDE | WI | St Croix Falls | 4011 | 7 | WAT | HY | 3.2 | 2 | 0 | 18198.7586 |  |  | 18198.7586 | 0 |  | Electric Utility | N | OP |  | Non Combustion (NUC, WAT, WND, GEO, or SUN)
EXCLUDE | WI | St Croix Falls | 4011 | 8 | WAT | HY | 3.2 | 1.9 | 0 | 18198.7586 |  |  | 18198.7586 | 0 |  | Electric Utility | N | OP |  | Non Combustion (NUC, WAT, WND, GEO, or SUN)
EXCLUDE | WI | Stevens Point | 3973 | 1 | WAT | HY | 0.8 | 0.8 | 0 | 4578.1667 |  |  | 4578.1667 | 0 |  | Electric Utility | N | OP |  | Non Combustion (NUC, WAT, WND, GEO, or SUN)
EXCLUDE | WI | Stevens Point | 3973 | 2 | WAT | HY | 0.8 | 0.8 | 0 | 4578.1667 |  |  | 4578.1667 | 0 |  | Electric Utility | N | OA |  | Non Combustion (NUC, WAT, WND, GEO, or SUN)
EXCLUDE | WI | Stevens Point | 3973 | 3 | WAT | HY | 0.8 | 0.8 | 0 | 4578.1667 |  |  | 4578.1667 | 0 |  | Electric Utility | N | OP |  | Non Combustion (NUC, WAT, WND, GEO, or SUN)
EXCLUDE | WI | Stevens Point | 3973 | 4 | WAT | HY | 0.8 | 0.8 | 0 | 4578.1667 |  |  | 4578.1667 | 0 |  | Electric Utility | N | OP |  | Non Combustion (NUC, WAT, WND, GEO, or SUN)
EXCLUDE | WI | Stevens Point | 3973 | 5 | WAT | HY | 0.8 | 0.8 | 0 | 4578.1667 |  |  | 4578.1667 | 0 |  | Electric Utility | N | OP |  | Non Combustion (NUC, WAT, WND, GEO, or SUN)
EXCLUDE | WI | Stevens Point | 3973 | 6 | WAT | HY | 0.8 | 0.8 | 0 | 4578.1667 |  |  | 4578.1667 | 0 |  | Electric Utility | N | OP |  | Non Combustion (NUC, WAT, WND, GEO, or SUN)
EXCLUDE | WI | Stevens Point Mill | 55861 | SP | NG | ST | 7.6 | 7 | 0 | 6326 | 0.041027 | 672687.8212 | 154191.1424 | 63445.5205 |  | Industrial CHP | Y | OP |  | Steam unit (PRMVR=ST) under 25MW/250 MMBtu/hr
EXCLUDE | WI | Stiles | 4147 | 1 | WAT | HY | 0.5 | 0.3 | 0 | 2542.5 |  |  | 2542.5 | 0 |  | Electric Utility | N | OP |  | Non Combustion (NUC, WAT, WND, GEO, or SUN)
EXCLUDE | WI | Stiles | 4147 | 2 | WAT | HY | 0.5 | 0.3 | 0 | 2542.5 |  |  | 2542.5 | 0 |  | Electric Utility | N | OP |  | Non Combustion (NUC, WAT, WND, GEO, or SUN)
EXCLUDE | WI | Superior Generation Energy Center | 8057 | GEN1 | NG | GT | 170 | 145 | 0 | 0 |  |  | 0 | 0 |  | Electric Utility | N | IP |  | Status of operation (IP,L,P,T,or U)
EXCLUDE | WI | Sycamore | 3993 | 1 | NG | GT | 18 | 12.4 | 0 | 369.0865 |  |  | 369.0865 | 485.2309 |  | Electric Utility | N | OP |  | Simple Cycle Turbine (PRMVR=GT or OT) unit under 25MW
EXCLUDE | WI | Sycamore | 3993 | 2 | NG | GT | 23.6 | 18.4 | 0 | 483.9135 |  |  | 483.9135 | 636.1916 |  | Electric Utility | N | OP |  | Simple Cycle Turbine (PRMVR=GT or OT) unit under 25MW
EXCLUDE | WI | Thornapple | 3988 | 1 | WAT | HY | 0.7 | 0.4 | 0 | 4012.5 |  |  | 4012.5 | 0 |  | Electric Utility | N | OP |  | Non Combustion (NUC, WAT, WND, GEO, or SUN)
EXCLUDE | WI | Thornapple | 3988 | 2 | WAT | HY | 0.7 | 0.4 | 0 | 4012.5 |  |  | 4012.5 | 0 |  | Electric Utility | N | OP |  | Non Combustion (NUC, WAT, WND, GEO, or SUN)
EXCLUDE | WI | Timberline Trail Gas Recovery | 56525 | GEN1 | LFG | IC | 0.8 | 0.8 | 0 | 0 |  |  | 0 | 0 |  | IPP Non-CHP | N | OP |  | Internal Combustion (PRMVR=IC)
EXCLUDE | WI | Timberline Trail Gas Recovery | 56525 | GEN2 | LFG | IC | 0.8 | 0.8 | 0 | 0 |  |  | 0 | 0 |  | IPP Non-CHP | N | OP |  | Internal Combustion (PRMVR=IC)
EXCLUDE | WI | Timberline Trail Gas Recovery | 56525 | GEN3 | LFG | IC | 0.8 | 0.8 | 0 | 0 |  |  | 0 | 0 |  | IPP Non-CHP | N | OP |  | Internal Combustion (PRMVR=IC)
EXCLUDE | WI | Timberline Trail Gas Recovery | 56525 | GEN4 | LFG | IC | 0.8 | 0.8 | 0 | 0 |  |  | 0 | 0 |  | IPP Non-CHP | N | OP |  | Internal Combustion (PRMVR=IC)
EXCLUDE | WI | Timberline Trail Gas Recovery | 56525 | GEN5 | LFG | IC | 0.8 | 0.8 | 0 | 0 |  |  | 0 | 0 |  | IPP Non-CHP | N | OP |  | Internal Combustion (PRMVR=IC)
EXCLUDE | WI | Timberline Trail Gas Recovery | 56525 | GEN6 | LFG | IC | 0.8 | 0.8 | 0 | 0 |  |  | 0 | 0 |  | IPP Non-CHP | N | RE | 2011 | Internal Combustion (PRMVR=IC)
EXCLUDE | WI | Timberline Trail Gas Recovery | 56525 | GEN7 | LFG | IC | 0.8 | 0.8 | 0 | 0 |  |  | 0 | 0 |  | IPP Non-CHP | N | RE | 2011 | Internal Combustion (PRMVR=IC)
EXCLUDE | WI | Tomahawk | 4075 | 1 | WAT | HY | 1.3 | 1.2 | 0 | 5554.5 |  |  | 5554.5 | 0 |  | Electric Utility | N | OP |  | Non Combustion (NUC, WAT, WND, GEO, or SUN)
EXCLUDE | WI | Tomahawk | 4075 | 2 | WAT | HY | 1.3 | 1.2 | 0 | 5554.5 |  |  | 5554.5 | 0 |  | Electric Utility | N | OP |  | Non Combustion (NUC, WAT, WND, GEO, or SUN)
EXCLUDE | WI | Trego | 4012 | 1 | WAT | HY | 0.7 | 0.4 | 0 | 4403.5833 |  |  | 4403.5833 | 0 |  | Electric Utility | N | OP |  | Non Combustion (NUC, WAT, WND, GEO, or SUN)
EXCLUDE | WI | Trego | 4012 | 2 | WAT | HY | 0.5 | 0.3 | 0 | 3145.4167 |  |  | 3145.4167 | 0 |  | Electric Utility | N | OP |  | Non Combustion (NUC, WAT, WND, GEO, or SUN)
EXCLUDE | WI | UW Madison Charter Street Plant | 54408 | 1 | BIT | ST | 9.7 | 5.5 | 0 | 21100 | 0.018936 | 4973238.7526 | 1114279.6789 | 232296.8047 |  | Commercial CHP | Y | OP |  | Steam unit (PRMVR=ST) under 25MW/250 MMBtu/hr
EXCLUDE | WI | UW Madison Charter Street Plant | 54408 | 2 | WDS | ST | 22 | 12 | 0 | 0 | 0.018936 | 0 | 0 | 0 |  | Commercial CHP | Y | IP |  | Non Fossil fuel type
COALST | WI | Valley | 4042 | 1 | BIT | ST | 136 | 125.1 | 2451.3035 | 371200 | 1 | 0 | 371200 | 667748.9469 |  | Electric Utility | Y | OP
COALST | WI | Valley | 4042 | 2 | BIT | ST | 136 | 107.4 | 1712.6965 | 259353 | 1 | 0 | 259353 | 466548.2021 |  | Electric Utility | Y | OP
EXCLUDE | WI | Valley | 4042 | 3 | DFO | IC | 2.7 | 3 | 0 | 0 |  |  | 0 | 0 |  | Electric Utility | N | OP |  | Internal Combustion (PRMVR=IC)
EXCLUDE | WI | Veolia Glacier Ridge Landfill | 55817 | NO1 | LFG | IC | 1 | 0.9 | 0 | 0 |  |  | 0 | 0 |  | Commercial Non-CHP | N | OP |  | Internal Combustion (PRMVR=IC)
EXCLUDE | WI | Veolia Glacier Ridge Landfill | 55817 | NO2 | LFG | IC | 1 | 0.9 | 0 | 0 |  |  | 0 | 0 |  | Commercial Non-CHP | N | OP |  | Internal Combustion (PRMVR=IC)
EXCLUDE | WI | Viola | 4139 | 1 | DFO | IC | 0.4 | 0.4 | 0 | 0 |  |  | 0 | 0 |  | Electric Utility | N | RE | 2001 | Internal Combustion (PRMVR=IC)
EXCLUDE | WI | Viola | 4139 | 2 | DFO | IC | 0.7 | 0.7 | 0 | 0 |  |  | 0 | 0 |  | Electric Utility | N | RE | 2001 | Internal Combustion (PRMVR=IC)
EXCLUDE | WI | Viola | 4139 | 3 | DFO | IC | 1.8 | 1.8 | 0 | 0 |  |  | 0 | 0 |  | Electric Utility | N | OP |  | Internal Combustion (PRMVR=IC)
EXCLUDE | WI | Washington Island | 4148 | 2 | DFO | IC | 0.1 | 0.1 | 0 | 0 |  |  | 0 | 0 |  | Electric Utility | N | OP |  | Internal Combustion (PRMVR=IC)
EXCLUDE | WI | Washington Island | 4148 | 3 | DFO | IC | 0.1 | 0.1 | 0 | 0 |  |  | 0 | 0 |  | Electric Utility | N | OP |  | Internal Combustion (PRMVR=IC)
EXCLUDE | WI | Washington Island | 4148 | 4 | DFO | IC | 0.2 | 0.2 | 0 | 0 |  |  | 0 | 0 |  | Electric Utility | N | OP |  | Internal Combustion (PRMVR=IC)
EXCLUDE | WI | Washington Island | 4148 | 5 | DFO | IC | 0.5 | 0.5 | 0 | 0 |  |  | 0 | 0 |  | Electric Utility | N | OP |  | Internal Combustion (PRMVR=IC)
EXCLUDE | WI | Washington Island | 4148 | 6 | DFO | IC | 0.9 | 0.9 | 0 | 0 |  |  | 0 | 0 |  | Electric Utility | N | OP |  | Internal Combustion (PRMVR=IC)
EXCLUDE | WI | Washington Island | 4148 | 7 | DFO | IC | 1.6 | 1.6 | 0 | 0 |  |  | 0 | 0 |  | Electric Utility | N | OP |  | Internal Combustion (PRMVR=IC)
EXCLUDE | WI | Washington Island | 4148 | 8 | DFO | IC | 1.6 | 1.6 | 0 | 0 |  |  | 0 | 0 |  | Electric Utility | N | OP |  | Internal Combustion (PRMVR=IC)
EXCLUDE | WI | Waupun Correctional Central Heating Plt | 54407 | 1 | BIT | ST | 1 | 0.2 | 0 | 2333.5 | 0.093754 | 102615.239 | 24889.6047 | 13005.2905 |  | Commercial CHP | Y | OP |  | Steam unit (PRMVR=ST) under 25MW/250 MMBtu/hr
EXCLUDE | WI | Waupun Correctional Central Heating Plt | 54407 | 2 | BIT | ST | 1 | 0.5 | 0 | 2333.5 | 0.093754 | 102615.239 | 24889.6047 | 13005.2905 |  | Commercial CHP | Y | OP |  | Steam unit (PRMVR=ST) under 25MW/250 MMBtu/hr
EXCLUDE | WI | Wausau | 4077 | 1 | WAT | HY | 1.8 | 1.2 | 0 | 10059 |  |  | 10059 | 0 |  | Electric Utility | N | OP |  | Non Combustion (NUC, WAT, WND, GEO, or SUN)
EXCLUDE | WI | Wausau | 4077 | 2 | WAT | HY | 1.8 | 1.2 | 0 | 10059 |  |  | 10059 | 0 |  | Electric Utility | N | OP |  | Non Combustion (NUC, WAT, WND, GEO, or SUN)
EXCLUDE | WI | Wausau | 4077 | 3 | WAT | HY | 1.8 | 1.2 | 0 | 10059 |  |  | 10059 | 0 |  | Electric Utility | N | OP |  | Non Combustion (NUC, WAT, WND, GEO, or SUN)
NGCC | WI | West Campus Cogeneration Facility | 7991 | 1 | NG | CC | 54 | 32.3 | 0 | 50988.0567 | 0.91228 | 22302.98 | 55890.5289 | 34188.9193 |  | Electric Utility | Y | OP
NGCC | WI | West Campus Cogeneration Facility | 7991 | CT2 | NG | CC | 54 | 31.9 | 0 | 50988.0567 | 0.91228 | 22302.98 | 55890.5289 | 34188.9193 |  | Electric Utility | Y | OP
NGCC | WI | West Campus Cogeneration Facility | 7991 | STG1 | NG | CC | 61.3 | 66.2 | 0 | 57880.8866 | 0.91228 | 25318.0125 | 63446.1004 | 38810.7546 |  | Electric Utility | Y | OP
SSTLOGN | WI | West Marinette | 4076 | 31 | NG | GT | 41.8 | 39 | 706 | 5303.4219 |  |  | 5303.4219 | 1670.231 |  | Electric Utility | N | OP
SSTLOGN | WI | West Marinette | 4076 | 32 | NG | GT | 41.8 | 34.8 | 706 | 5303.4219 |  |  | 5303.4219 | 1491.15 |  | Electric Utility | N | OP
SSTLOGN | WI | West Marinette | 4076 | 33 | NG | GT | 83.5 | 79 | 1309.2 | 10594.1562 |  |  | 10594.1562 | 13409.156 |  | Electric Utility | N | OP
SSTLOGN | WI | West Marinette 34 | 7799 | 34 | NG | GT | 83 | 73 | 0 | 2476 |  |  | 2476 | 2553.416 |  | Electric Utility | N | OP
COALST | WI | Weston | 4078 | 1 | SUB | ST | 60 | 56.7 | 1287.7 | 141004 |  |  | 141004 | 199008.765 |  | Electric Utility | N | OP
COALST | WI | Weston | 4078 | 2 | SUB | ST | 81.6 | 82.4 | 1319 | 349474 |  |  | 349474 | 412080.248 |  | Electric Utility | N | OP
COALST | WI | Weston | 4078 | 3 | SUB | ST | 350.5 | 323.7 | 4509 | 1876690 |  |  | 1876690 | 2023159.344 |  | Electric Utility | N | OP
COALST | WI | Weston | 4078 | 4 | SUB | ST | 595 | 549.2 | 5217 | 3658696 |  |  | 3658696 | 3483257.407 |  | Electric Utility | N | OP
EXCLUDE | WI | Weston | 4078 | 31 | NG | GT | 19.6 | 17.8 | 222.9725 | 1506.8624 |  |  | 1506.8624 | 1151.4378 |  | Electric Utility | N | OP |  | Simple Cycle Turbine (PRMVR=GT or OT) unit under 25MW
SSTLOGN | WI | Weston | 4078 | 32 | NG | GT | 56.7 | 48.2 | 645.0275 | 4359.1376 |  |  | 4359.1376 | 3330.9452 |  | Electric Utility | N | OP
SSTLOGN | WI | Wheaton | 4014 | 1 | NG | GT | 48.5 | 47 | 867 | 6493.7009 |  |  | 6493.7009 | 9186.0894 |  | Electric Utility | N | OP
SSTLOGN | WI | Wheaton | 4014 | 2 | NG | GT | 48.5 | 55 | 867 | 6493.7009 |  |  | 6493.7009 | 12482.44 |  | Electric Utility | N | OP
SSTLOGN | WI | Wheaton | 4014 | 3 | NG | GT | 48.5 | 47 | 867 | 6493.7009 |  |  | 6493.7009 | 8041.606 |  | Electric Utility | N | OP
SSTLOGN | WI | Wheaton | 4014 | 4 | NG | GT | 48.5 | 47 | 867 | 6493.7009 |  |  | 6493.7009 | 7629.8908 |  | Electric Utility | N | OP
SSTLOGN | WI | Wheaton | 4014 | 5 | DFO | GT | 53.1 | 52 | 910 | 302.0701 |  |  | 302.0701 | 401.721 |  | Electric Utility | N | OP
SSTLOGN | WI | Wheaton | 4014 | 6 | DFO | GT | 53.1 | 52 | 910 | 285.6332 |  |  | 285.6332 | 371.4122 |  | Electric Utility | N | OP
EXCLUDE | WI | White River | 3989 | 1 | WAT | HY | 0.5 | 0.2 | 0 | 1999.5 |  |  | 1999.5 | 0 |  | Electric Utility | N | OP |  | Non Combustion (NUC, WAT, WND, GEO, or SUN)
EXCLUDE | WI | White River | 3989 | 2 | WAT | HY | 0.5 | 0.2 | 0 | 1999.5 |  |  | 1999.5 | 0 |  | Electric Utility | N | OP |  | Non Combustion (NUC, WAT, WND, GEO, or SUN)
EXCLUDE | WI | Whiting | 3975 | 1 | WAT | HY | 1.2 | 1.2 | 0 | 4477.4118 |  |  | 4477.4118 | 0 |  | Electric Utility | N | OP |  | Non Combustion (NUC, WAT, WND, GEO, or SUN)
EXCLUDE | WI | Whiting | 3975 | 2 | WAT | HY | 0.5 | 0.5 | 0 | 1865.5882 |  |  | 1865.5882 | 0 |  | Electric Utility | N | OP |  | Non Combustion (NUC, WAT, WND, GEO, or SUN)
EXCLUDE | WI | Whiting | 3975 | 3 | WAT | HY | 0.5 | 0.5 | 0 | 1865.5882 |  |  | 1865.5882 | 0 |  | Electric Utility | N | OS |  | Non Combustion (NUC, WAT, WND, GEO, or SUN)
EXCLUDE | WI | Whiting | 3975 | 4 | WAT | HY | 0.5 | 0.5 | 0 | 1865.5882 |  |  | 1865.5882 | 0 |  | Electric Utility | N | OP |  | Non Combustion (NUC, WAT, WND, GEO, or SUN)
EXCLUDE | WI | Whiting | 3975 | 5 | WAT | HY | 0.5 | 0.5 | 0 | 1865.5882 |  |  | 1865.5882 | 0 |  | Electric Utility | N | OP |  | Non Combustion (NUC, WAT, WND, GEO, or SUN)
EXCLUDE | WI | Whiting | 3975 | 6 | WAT | HY | 0.5 | 0.5 | 0 | 1865.5882 |  |  | 1865.5882 | 0 |  | Electric Utility | N | OP |  | Non Combustion (NUC, WAT, WND, GEO, or SUN)
EXCLUDE | WI | Whiting | 3975 | 7 | WAT | HY | 0.5 | 0.5 | 0 | 1865.5882 |  |  | 1865.5882 | 0 |  | Electric Utility | N | OP |  | Non Combustion (NUC, WAT, WND, GEO, or SUN)
EXCLUDE | WI | Whiting | 3975 | 8 | WAT | HY | 0.3 | 0.3 | 0 | 1119.3529 |  |  | 1119.3529 | 0 |  | Electric Utility | N | OP |  | Non Combustion (NUC, WAT, WND, GEO, or SUN)
EXCLUDE | WI | Whiting | 3975 | 9 | WAT | HY | 0.3 | 0.3 | 0 | 1119.3529 |  |  | 1119.3529 | 0 |  | Electric Utility | N | OP |  | Non Combustion (NUC, WAT, WND, GEO, or SUN)
EXCLUDE | WI | Whiting | 3975 | 10 | WAT | HY | 0.3 | 0.3 | 0 | 1119.3529 |  |  | 1119.3529 | 0 |  | Electric Utility | N | OP |  | Non Combustion (NUC, WAT, WND, GEO, or SUN)
EXCLUDE | WI | Whiting Mill | 10476 | GEN4 | SUB | ST | 4.1 | 4.1 | 0 | 4605 | 0 |  |  | 28479.7026 |  | Industrial CHP | Y | OP |  | Steam unit (PRMVR=ST) under 25MW/250 MMBtu/hr
EXCLUDE | WI | Wind Turbine | 7886 | 1 | WND | WT | 11 | 1 | 0 | 19513 |  |  | 19513 | 0 |  | Electric Utility | N | OP |  | Non Combustion (NUC, WAT, WND, GEO, or SUN)
EXCLUDE | WI | Winnebago County Landfill Gas | 50936 | EG1 | LFG | IC | 0.9 | 0.9 | 0 | 0 | 1 | 0 | 0 | 0 |  | IPP CHP | Y | OP |  | Internal Combustion (PRMVR=IC)
EXCLUDE | WI | Winnebago County Landfill Gas | 50936 | EG2 | LFG | IC | 0.9 | 0.9 | 0 | 0 | 1 | 0 | 0 | 0 |  | IPP CHP | Y | OP |  | Internal Combustion (PRMVR=IC)
EXCLUDE | WI | Winnebago County Landfill Gas | 50936 | EG3 | LFG | IC | 0.9 | 0.9 | 0 | 0 | 1 | 0 | 0 | 0 |  | IPP CHP | Y | OP |  | Internal Combustion (PRMVR=IC)
EXCLUDE | WI | Winnebago County Landfill Gas | 50936 | EG4 | LFG | IC | 1 | 1 | 0 | 0 | 1 | 0 | 0 | 0 |  | IPP CHP | Y | OP |  | Internal Combustion (PRMVR=IC)
EXCLUDE | WI | Winnebago County Landfill Gas | 50936 | EG5 | LFG | IC | 1.4 | 1.4 | 0 | 0 | 1 | 0 | 0 | 0 |  | IPP CHP | Y | OP |  | Internal Combustion (PRMVR=IC)
EXCLUDE | WI | Winnebago County Landfill Gas | 50936 | EG6 | LFG | IC | 1.4 | 1.4 | 0 | 0 | 1 | 0 | 0 | 0 |  | IPP CHP | Y | IP |  | Internal Combustion (PRMVR=IC)
EXCLUDE | WI | Winter | 8013 | IC1 | DFO | IC | 2.8 | 2.8 | 0 | 0 |  |  | 0 | 0 |  | Electric Utility | N | OP |  | Internal Combustion (PRMVR=IC)
EXCLUDE | WI | Winter | 8013 | IC2 | DFO | IC | 2.8 | 2.8 | 0 | 0 |  |  | 0 | 0 |  | Electric Utility | N | OP |  | Internal Combustion (PRMVR=IC)
EXCLUDE | WI | Wisconsin Rapids | 3974 | 1 | WAT | HY | 2.3 | 2.3 | 0 | 13006.5 |  |  | 13006.5 | 0 |  | Electric Utility | N | OP |  | Non Combustion (NUC, WAT, WND, GEO, or SUN)
EXCLUDE | WI | Wisconsin Rapids | 3974 | 2 | WAT | HY | 2.3 | 2.3 | 0 | 13006.5 |  |  | 13006.5 | 0 |  | Electric Utility | N | OP |  | Non Combustion (NUC, WAT, WND, GEO, or SUN)
EXCLUDE | WI | Wisconsin Rapids | 3974 | 3 | WAT | HY | 0.6 | 0.6 | 0 | 3393 |  |  | 3393 | 0 |  | Electric Utility | N | OP |  | Non Combustion (NUC, WAT, WND, GEO, or SUN)
EXCLUDE | WI | Wisconsin Rapids | 3974 | 4 | WAT | HY | 0.6 | 0.6 | 0 | 3393 |  |  | 3393 | 0 |  | Electric Utility | N | OP |  | Non Combustion (NUC, WAT, WND, GEO, or SUN)
EXCLUDE | WI | Wisconsin Rapids | 3974 | 5 | WAT | HY | 0.6 | 0.6 | 0 | 3393 |  |  | 3393 | 0 |  | Electric Utility | N | OP |  | Non Combustion (NUC, WAT, WND, GEO, or SUN)
EXCLUDE | WI | Wisconsin Rapids | 3974 | 6 | WAT | HY | 0.3 | 0.3 | 0 | 1696.5 |  |  | 1696.5 | 0 |  | Electric Utility | N | OP |  | Non Combustion (NUC, WAT, WND, GEO, or SUN)
EXCLUDE | WI | Wisconsin Rapids | 3974 | 7 | WAT | HY | 0.6 | 0.6 | 0 | 3393 |  |  | 3393 | 0 |  | Electric Utility | N | OP |  | Non Combustion (NUC, WAT, WND, GEO, or SUN)
EXCLUDE | WI | Wisconsin Rapids | 3974 | 8 | WAT | HY | 0.3 | 0.3 | 0 | 1696.5 |  |  | 1696.5 | 0 |  | Electric Utility | N | OA |  | Non Combustion (NUC, WAT, WND, GEO, or SUN)
EXCLUDE | WI | Wisconsin Rapids | 3974 | 9 | WAT | HY | 0.6 | 0.6 | 0 | 3393 |  |  | 3393 | 0 |  | Electric Utility | N | OP |  | Non Combustion (NUC, WAT, WND, GEO, or SUN)
EXCLUDE | WI | Wisconsin Rapids | 3974 | 10 | WAT | HY | 0.6 | 0.6 | 0 | 3393 |  |  | 3393 | 0 |  | Electric Utility | N | OP |  | Non Combustion (NUC, WAT, WND, GEO, or SUN)
EXCLUDE | WI | Wisconsin Rapids Paper Mill | 10466 | GEN1 | PUR | ST | 7.5 | 7.5 | 0 | 6938.9423 |  |  |  | 0 |  | Industrial CHP | Y | SB |  | Non Fossil fuel type
EXCLUDE | WI | Wisconsin Rapids Paper Mill | 10466 | GEN2 | PUR | ST | 8.3 | 8.6 | 0 | 7679.0962 |  |  |  | 0 |  | Industrial CHP | Y | OP |  | Non Fossil fuel type
EXCLUDE | WI | Wisconsin Rapids Paper Mill | 10466 | GEN3 | PUR | ST | 5 | 5 | 0 | 4625.9615 |  |  |  | 0 |  | Industrial CHP | Y | SB |  | Non Fossil fuel type
EXCLUDE | WI | Wisconsin Rapids Pulp Mill | 10477 | GEN1 | BLQ | ST | 32 | 27.2 | 0 | 170661 | 0.13139 | 5132729.3317 | 1298898.6901 | 880536.4325 |  | Industrial CHP | Y | OP |  | Commercial/Industrial Unit
EXCLUDE | WI | Wisconsin Rapids Pulp Mill | 10477 | GEN2 | BLQ | ST | 40.3 | 37.5 | 0 | 140326 | 0.13139 | 4220386.475 | 1068019.3928 | 724021.0443 |  | Industrial CHP | Y | OP |  | Commercial/Industrial Unit
EXCLUDE | WI | Wissota | 4015 | 1 | WAT | HY | 6 | 3 | 0 | 22923 |  |  | 22923 | 0 |  | Electric Utility | N | OP |  | Non Combustion (NUC, WAT, WND, GEO, or SUN)
EXCLUDE | WI | Wissota | 4015 | 2 | WAT | HY | 6 | 3.1 | 0 | 22923 |  |  | 22923 | 0 |  | Electric Utility | N | OP |  | Non Combustion (NUC, WAT, WND, GEO, or SUN)
EXCLUDE | WI | Wissota | 4015 | 3 | WAT | HY | 6 | 3 | 0 | 22923 |  |  | 22923 | 0 |  | Electric Utility | N | OP |  | Non Combustion (NUC, WAT, WND, GEO, or SUN)
EXCLUDE | WI | Wissota | 4015 | 4 | WAT | HY | 6 | 3 | 0 | 22923 |  |  | 22923 | 0 |  | Electric Utility | N | OP |  | Non Combustion (NUC, WAT, WND, GEO, or SUN)
EXCLUDE | WI | Wissota | 4015 | 5 | WAT | HY | 6 | 2.9 | 0 | 22923 |  |  | 22923 | 0 |  | Electric Utility | N | OP |  | Non Combustion (NUC, WAT, WND, GEO, or SUN)
EXCLUDE | WI | Wissota | 4015 | 6 | WAT | HY | 6 | 3 | 0 | 22923 |  |  | 22923 | 0 |  | Electric Utility | N | OP |  | Non Combustion (NUC, WAT, WND, GEO, or SUN)
EXCLUDE | WI | WPPI Hartford DG | 56266 | 1 | DFO | IC | 1.1 | 1.1 | 0 | 0 |  |  | 0 | 0 |  | Electric Utility | N | OP |  | Internal Combustion (PRMVR=IC)
EXCLUDE | WV | Alloy Steam Station | 50012 | GEN3 | BIT | ST | 40 | 38 | 0 | 0 |  |  | 0 | 0 |  | Industrial Non-CHP | N | OS |  | Commercial/Industrial Unit
EXCLUDE | WV | Bayer CropScience Institute Plant | 57917 | 1 | BIT | ST | 6.3 | 6.3 | 0 | 5040.615 |  |  | 5040.615 | 97655.2486 |  | Industrial Non-CHP | N | OP |  | Steam unit (PRMVR=ST) under 25MW/250 MMBtu/hr
EXCLUDE | WV | Bayer CropScience Institute Plant | 57917 | 2 | BIT | ST | 6.3 | 6.3 | 0 | 27412.724 |  |  | 27412.724 | 164975.0971 |  | Industrial Non-CHP | N | OP |  | Steam unit (PRMVR=ST) under 25MW/250 MMBtu/hr
EXCLUDE | WV | Beech Ridge Energy LLC | 57151 | GEN1 | WND | WT | 100.5 | 100.5 | 0 | 170238 |  |  | 170238 | 0 |  | IPP Non-CHP | N | OP |  | Non Combustion (NUC, WAT, WND, GEO, or SUN)
EXCLUDE | WV | Belle West Virginia Plant | 10788 | GEN1 | NG | ST | 13.5 | 2 | 0 | 0 | 0 |  |  | 0 |  | Industrial CHP | Y | RE | 2005 | Steam unit (PRMVR=ST) under 25MW/250 MMBtu/hr
EXCLUDE | WV | Belleville | 7594 | 1 | WAT | HY | 21 | 21 | 0 | 122685 |  |  | 122685 | 0 |  | Electric Utility | N | OP |  | Non Combustion (NUC, WAT, WND, GEO, or SUN)
EXCLUDE | WV | Belleville | 7594 | 2 | WAT | HY | 21 | 21 | 0 | 122685 |  |  | 122685 | 0 |  | Electric Utility | N | OP |  | Non Combustion (NUC, WAT, WND, GEO, or SUN)
SSTLOGN | WV | Big Sandy Peaker Plant | 55284 | BSG1 | NG | GT | 57 | 50 | 600 | 5385.6667 |  |  | 5385.6667 | 3721.1667 |  | Electric Utility/IPP Non-CHP | N | OP
SSTLOGN | WV | Big Sandy Peaker Plant | 55284 | BSG2 | NG | GT | 57 | 50 | 600 | 5385.6667 |  |  | 5385.6667 | 3721.1667 |  | Electric Utility/IPP Non-CHP | N | OP
SSTLOGN | WV | Big Sandy Peaker Plant | 55284 | BSG3 | NG | GT | 57 | 50 | 600 | 5385.6667 |  |  | 5385.6667 | 3721.1667 |  | Electric Utility/IPP Non-CHP | N | OP
SSTLOGN | WV | Big Sandy Peaker Plant | 55284 | BSG4 | NG | GT | 57 | 50 | 600 | 5385.6667 |  |  | 5385.6667 | 3721.1667 |  | Electric Utility/IPP Non-CHP | N | OP
SSTLOGN | WV | Big Sandy Peaker Plant | 55284 | BSG5 | NG | GT | 57 | 50 | 600 | 5385.6667 |  |  | 5385.6667 | 3721.1667 |  | Electric Utility/IPP Non-CHP | N | OP
SSTLOGN | WV | Big Sandy Peaker Plant | 55284 | BSG6 | NG | GT | 57 | 50 | 600 | 5385.6667 |  |  | 5385.6667 | 3721.1667 |  | Electric Utility/IPP Non-CHP | N | OP
SSTLOGN | WV | Ceredo Generating Station | 55276 | 1 | NG | GT | 86.5 | 75 | 0 | 4576.5 |  |  | 4576.5 | 3382.7843 |  | Electric Utility | N | OP
SSTLOGN | WV | Ceredo Generating Station | 55276 | 2 | NG | GT | 86.5 | 75 | 0 | 4576.5 |  |  | 4576.5 | 3382.7843 |  | Electric Utility | N | OP
SSTLOGN | WV | Ceredo Generating Station | 55276 | 3 | NG | GT | 86.5 | 75 | 0 | 4576.5 |  |  | 4576.5 | 3382.7843 |  | Electric Utility | N | OP
SSTLOGN | WV | Ceredo Generating Station | 55276 | 4 | NG | GT | 86.5 | 75 | 0 | 4576.5 |  |  | 4576.5 | 3382.7843 |  | Electric Utility | N | OP
SSTLOGN | WV | Ceredo Generating Station | 55276 | 5 | NG | GT | 86.5 | 75 | 0 | 4576.5 |  |  | 4576.5 | 3382.7843 |  | Electric Utility | N | OP
SSTLOGN | WV | Ceredo Generating Station | 55276 | 6 | NG | GT | 86.5 | 75 | 0 | 4576.5 |  |  | 4576.5 | 3382.7843 |  | Electric Utility | N | OP
COALST | WV | FirstEnergy Albright | 3942 | 1 | BIT | ST | 69 | 73 | 1082 | 35677 |  |  | 35677 | 62281.745 |  | Electric Utility | N | OP | 2012
COALST | WV | FirstEnergy Albright | 3942 | 2 | BIT | ST | 69 | 73 | 993.2 | 30124 |  |  | 30124 | 52268.183 |  | Electric Utility | N | OP | 2012
COALST | WV | FirstEnergy Albright | 3942 | 3 | BIT | ST | 140.2 | 137 | 3980 | 388830 |  |  | 388830 | 408442.719 |  | Electric Utility | N | OP | 2012
EXCLUDE | WV | FirstEnergy Dam 4 | 6543 | 1 | WAT | HY | 0.5 | 0.5 | 0 | 1696.0526 |  |  | 1696.0526 | 0 |  | IPP Non-CHP | N | OP |  | Non Combustion (NUC, WAT, WND, GEO, or SUN)
EXCLUDE | WV | FirstEnergy Dam 4 | 6543 | 2 | WAT | HY | 0.5 | 0.5 | 0 | 1696.0526 |  |  | 1696.0526 | 0 |  | IPP Non-CHP | N | OP |  | Non Combustion (NUC, WAT, WND, GEO, or SUN)
EXCLUDE | WV | FirstEnergy Dam 4 | 6543 | 3 | WAT | HY | 0.9 | 0.9 | 0 | 3052.8947 |  |  | 3052.8947 | 0 |  | IPP Non-CHP | N | OP |  | Non Combustion (NUC, WAT, WND, GEO, or SUN)
EXCLUDE | WV | FirstEnergy Dam 5 | 6544 | 1 | WAT | HY | 0.5 | 0.5 | 0 | 2609.5 |  |  | 2609.5 | 0 |  | IPP Non-CHP | N | OP |  | Non Combustion (NUC, WAT, WND, GEO, or SUN)
EXCLUDE | WV | FirstEnergy Dam 5 | 6544 | 2 | WAT | HY | 0.5 | 0.5 | 0 | 2609.5 |  |  | 2609.5 | 0 |  | IPP Non-CHP | N | OP |  | Non Combustion (NUC, WAT, WND, GEO, or SUN)
COALST | WV | FirstEnergy Fort Martin Power Station | 3943 | 1 | BIT | ST | 576 | 552 | 5756 | 3429119 |  |  | 3429119 | 3403323.778 |  | Electric Utility | N | OP
COALST | WV | FirstEnergy Fort Martin Power Station | 3943 | 2 | BIT | ST | 576 | 555 | 5618 | 3694943 |  |  | 3694943 | 3768171.592 |  | Electric Utility | N | OP
COALST | WV | FirstEnergy Harrison Power Station | 3944 | 1 | BIT | ST | 684 | 652 | 7062 | 3708445 |  |  | 3708445 | 3830537.885 |  | Electric Utility/IPP Non-CHP | N | OP
COALST | WV | FirstEnergy Harrison Power Station | 3944 | 2 | BIT | ST | 684 | 651 | 6816.9 | 3966954 |  |  | 3966954 | 3915370.141 |  | Electric Utility/IPP Non-CHP | N | OP
COALST | WV | FirstEnergy Harrison Power Station | 3944 | 3 | BIT | ST | 684 | 651 | 7003 | 3414510 |  |  | 3414510 | 3490542.469 |  | Electric Utility/IPP Non-CHP | N | OP
EXCLUDE | WV | FirstEnergy Millville | 6546 | 1 | WAT | HY | 0.8 | 0.6 | 0 | 3195.1429 |  |  | 3195.1429 | 0 |  | IPP Non-CHP | N | OP |  | Non Combustion (NUC, WAT, WND, GEO, or SUN)
EXCLUDE | WV | FirstEnergy Millville | 6546 | 2 | WAT | HY | 1 | 0.8 | 0 | 3993.9286 |  |  | 3993.9286 | 0 |  | IPP Non-CHP | N | OP |  | Non Combustion (NUC, WAT, WND, GEO, or SUN)
EXCLUDE | WV | FirstEnergy Millville | 6546 | 3 | WAT | HY | 1 | 1 | 0 | 3993.9286 |  |  | 3993.9286 | 0 |  | IPP Non-CHP | N | OP |  | Non Combustion (NUC, WAT, WND, GEO, or SUN)
COALST | WV | FirstEnergy Pleasants Power Station | 6004 | 1 | BIT | ST | 684 | 644 | 7370 | 4282038 |  |  | 4282038 | 4429312.889 |  | Electric Utility/IPP Non-CHP | N | OP
COALST | WV | FirstEnergy Pleasants Power Station | 6004 | 2 | BIT | ST | 684 | 644 | 7210 | 4020875 |  |  | 4020875 | 3934589.577 |  | Electric Utility/IPP Non-CHP | N | OP
COALST | WV | FirstEnergy Rivesville | 3945 | 5 | BIT | ST | 35 | 37 | 0 | 1438.4589 |  |  | 1438.4589 | 1843.9319 |  | Electric Utility | N | OP | 2012
COALST | WV | FirstEnergy Rivesville | 3945 | 6 | BIT | ST | 74.7 | 88 | 1411 | 3070.0824 |  |  | 3070.0824 | 7513.282 |  | Electric Utility | N | OP | 2012
COALST | WV | FirstEnergy Willow Island | 3946 | 1 | SUB | ST | 50 | 54 | 846 | 52664 |  |  | 52664 | 83227.726 |  | Electric Utility | N | OP | 2012
COALST | WV | FirstEnergy Willow Island | 3946 | 2 | SUB | ST | 163.2 | 181 | 2215 | 113740 |  |  | 113740 | 151977.029 |  | Electric Utility | N | OP | 2012
EXCLUDE | WV | Gauley River Power Partners | 56333 | GEN1 | WAT | HY | 40 | 40 | 0 | 108901.5 |  |  | 108901.5 | 0 |  | IPP Non-CHP | N | OP |  | Non Combustion (NUC, WAT, WND, GEO, or SUN)
EXCLUDE | WV | Gauley River Power Partners | 56333 | GEN2 | WAT | HY | 40 | 40 | 0 | 108901.5 |  |  | 108901.5 | 0 |  | IPP Non-CHP | N | OP |  | Non Combustion (NUC, WAT, WND, GEO, or SUN)
EXCLUDE | WV | Glen Ferris Hydro | 50010 | GEN1 | WAT | HY | 0.3 | 0.3 | 0 | 45.8478 |  |  | 45.8478 | 0 |  | Industrial Non-CHP | N | OS |  | Non Combustion (NUC, WAT, WND, GEO, or SUN)
EXCLUDE | WV | Glen Ferris Hydro | 50010 | GEN2 | WAT | HY | 0.3 | 0.3 | 0 | 45.8478 |  |  | 45.8478 | 0 |  | Industrial Non-CHP | N | OS |  | Non Combustion (NUC, WAT, WND, GEO, or SUN)
EXCLUDE | WV | Glen Ferris Hydro | 50010 | GEN3 | WAT | HY | 0.3 | 0.3 | 0 | 45.8478 |  |  | 45.8478 | 0 |  | Industrial Non-CHP | N | OS |  | Non Combustion (NUC, WAT, WND, GEO, or SUN)
EXCLUDE | WV | Glen Ferris Hydro | 50010 | GEN4 | WAT | HY | 0.3 | 0.3 | 0 | 45.8478 |  |  | 45.8478 | 0 |  | Industrial Non-CHP | N | OS |  | Non Combustion (NUC, WAT, WND, GEO, or SUN)
EXCLUDE | WV | Glen Ferris Hydro | 50010 | GEN5 | WAT | HY | 0.3 | 0.3 | 0 | 45.8478 |  |  | 45.8478 | 0 |  | Industrial Non-CHP | N | OS |  | Non Combustion (NUC, WAT, WND, GEO, or SUN)
EXCLUDE | WV | Glen Ferris Hydro | 50010 | GEN6 | WAT | HY | 0.3 | 0.3 | 0 | 45.8478 |  |  | 45.8478 | 0 |  | Industrial Non-CHP | N | OS |  | Non Combustion (NUC, WAT, WND, GEO, or SUN)
EXCLUDE | WV | Glen Ferris Hydro | 50010 | GEN7 | WAT | HY | 1.4 | 1.3 | 0 | 213.9565 |  |  | 213.9565 | 0 |  | Industrial Non-CHP | N | OP |  | Non Combustion (NUC, WAT, WND, GEO, or SUN)
EXCLUDE | WV | Glen Ferris Hydro | 50010 | GEN8 | WAT | HY | 1.4 | 1.3 | 0 | 213.9565 |  |  | 213.9565 | 0 |  | Industrial Non-CHP | N | OP |  | Non Combustion (NUC, WAT, WND, GEO, or SUN)
COALST | WV | Grant Town Power Plant | 10151 | GEN1 | WC | ST | 95.7 | 80 | 1733 | 655574 |  |  | 655574 | 997893.954 |  | IPP Non-CHP/Small Power Producer | N | OP
EXCLUDE | WV | Hawks Nest Hydro | 50011 | GEN1 | WAT | HY | 25.5 | 24.2 | 0 | 139480 |  |  | 139480 | 0 |  | Industrial Non-CHP | N | OP |  | Non Combustion (NUC, WAT, WND, GEO, or SUN)
EXCLUDE | WV | Hawks Nest Hydro | 50011 | GEN2 | WAT | HY | 25.5 | 24.2 | 0 | 139480 |  |  | 139480 | 0 |  | Industrial Non-CHP | N | OP |  | Non Combustion (NUC, WAT, WND, GEO, or SUN)
EXCLUDE | WV | Hawks Nest Hydro | 50011 | GEN3 | WAT | HY | 25.5 | 24.2 | 0 | 139480 |  |  | 139480 | 0 |  | Industrial Non-CHP | N | OP |  | Non Combustion (NUC, WAT, WND, GEO, or SUN)
EXCLUDE | WV | Hawks Nest Hydro | 50011 | GEN4 | WAT | HY | 25.5 | 24.2 | 0 | 139480 |  |  | 139480 | 0 |  | Industrial Non-CHP | N | OP |  | Non Combustion (NUC, WAT, WND, GEO, or SUN)
COALST | WV | John E Amos | 3935 | 1 | BIT | ST | 816.3 | 800 | 7020 | 4523298 |  |  | 4523298 | 4621397.453 |  | Electric Utility | N | OP
COALST | WV | John E Amos | 3935 | 2 | BIT | ST | 816.3 | 800 | 7020 | 4713885 |  |  | 4713885 | 4714401.756 |  | Electric Utility | N | OP
COALST | WV | John E Amos | 3935 | 3 | BIT | ST | 1300 | 1300 | 11900 | 5932533 |  |  | 5932533 | 6570066.035 |  | Electric Utility | N | OP
COALST | WV | Kammer | 3947 | 1 | BIT | ST | 237.5 | 200 | 2156 | 657583 |  |  | 657583 | 600590.462 |  | Electric Utility | N | OP | 2014
COALST | WV | Kammer | 3947 | 2 | BIT | ST | 237.5 | 200 | 2156 | 544637 |  |  | 544637 | 545187.882 |  | Electric Utility | N | OP | 2014
COALST | WV | Kammer | 3947 | 3 | BIT | ST | 237.5 | 200 | 2156 | 576165 |  |  | 576165 | 574043.837 |  | Electric Utility | N | OP | 2014
COALST | WV | Kanawha River | 3936 | 1 | BIT | ST | 219.6 | 200 | 1950 | 860586 |  |  | 860586 | 888016.687 |  | Electric Utility | N | OP | 2014
COALST | WV | Kanawha River | 3936 | 2 | BIT | ST | 219.6 | 200 | 1950 | 749388 |  |  | 749388 | 747518.649 |  | Electric Utility | N | OP | 2014
EXCLUDE | WV | Laurel Mountain | 57447 | 1 | WND | WT | 97.6 | 97.6 | 0 | 94248 |  |  | 94248 | 0 |  | IPP Non-CHP | N | OP |  | Non Combustion (NUC, WAT, WND, GEO, or SUN)
EXCLUDE | WV | Laurel Mountain | 57447 | 2 | MWH | BA | 32 | 32 | 0 | 0 |  |  | 0 | 0 |  | IPP Non-CHP | N | OP |  | Energy Storage Battery or Energy Storage Compressed Air or Flywheel (PRMVR=BA or CE or FW)
EXCLUDE | WV | London | 6560 | 1 | WAT | HY | 4.4 | 6.9 | 0 | 18862.1714 |  |  | 18862.1714 | 0 |  | Electric Utility | N | OP |  | Non Combustion (NUC, WAT, WND, GEO, or SUN)
EXCLUDE | WV | London | 6560 | 2 | WAT | HY | 4.8 |  | 0 | 20576.9143 |  |  | 20576.9143 | 0 |  | Electric Utility | N | OP |  | Non Combustion (NUC, WAT, WND, GEO, or SUN)
EXCLUDE | WV | London | 6560 | 3 | WAT | HY | 4.8 |  | 0 | 20576.9143 |  |  | 20576.9143 | 0 |  | Electric Utility | N | OP |  | Non Combustion (NUC, WAT, WND, GEO, or SUN)
COALST | WV | Longview Power LLC | 56671 | MKA01 | BIT | ST | 807.5 | 700 | 6950 | 244081 |  |  | 244081 | 948131 |  | Electric Utility/IPP Non-CHP | N | OP
EXCLUDE | WV | Marmet | 6561 | 1 | WAT | HY | 4.8 | 5.6 | 0 | 24685.3333 |  |  | 24685.3333 | 0 |  | Electric Utility | N | OP |  | Non Combustion (NUC, WAT, WND, GEO, or SUN)
EXCLUDE | WV | Marmet | 6561 | 2 | WAT | HY | 4.8 | 5.6 | 0 | 24685.3333 |  |  | 24685.3333 | 0 |  | Electric Utility | N | OP |  | Non Combustion (NUC, WAT, WND, GEO, or SUN)
EXCLUDE | WV | Marmet | 6561 | 3 | WAT | HY | 4.8 | 5.6 | 0 | 24685.3333 |  |  | 24685.3333 | 0 |  | Electric Utility | N | OP |  | Non Combustion (NUC, WAT, WND, GEO, or SUN)
COALST | WV | Mitchell | 3948 | 1 | BIT | ST | 816.3 | 770 | 7020 | 3900951 |  |  | 3900951 | 3842943.174 |  | Electric Utility | N | OP
COALST | WV | Mitchell | 3948 | 2 | BIT | ST | 816.3 | 790 | 7020 | 5223484 |  |  | 5223484 | 5305253.757 |  | Electric Utility | N | OP
COALST | WV | Morgantown Energy Facility | 10743 | GEN1 | WC | ST | 68.9 | 50 | 951.2 | 407290 | 0.602 | 1224990.2985 | 676558.0902 | 678472.2315 |  | IPP CHP | Y | OP
COALST | WV | Mountaineer | 6264 | 1 | BIT | ST | 1300 | 1300 | 13156 | 9388374 |  |  | 9388374 | 9080292.561 |  | Electric Utility | N | OP
EXCLUDE | WV | Mountaineer Wind Energy Center | 55986 | WT1 | WND | WT | 66 | 66 | 0 | 165230 |  |  | 165230 | 0 |  | IPP Non-CHP | N | OP |  | Non Combustion (NUC, WAT, WND, GEO, or SUN)
COALST | WV | Mt Storm | 3954 | 1 | BIT | ST | 570.2 | 524 | 5921 | 3254213 |  |  | 3254213 | 3462874.766 |  | Electric Utility | N | OP
COALST | WV | Mt Storm | 3954 | 2 | BIT | ST | 570.2 | 555 | 6199 | 2603642 |  |  | 2603642 | 2733392.433 |  | Electric Utility | N | OP
COALST | WV | Mt Storm | 3954 | 3 | BIT | ST | 522 | 512 | 6005 | 2875291 |  |  | 2875291 | 3003318.491 |  | Electric Utility | N | OP
EXCLUDE | WV | Mt Storm | 3954 | JF1 | JF | GT | 18.5 | 11 | 0 | 101 |  |  | 101 | 189.4226 |  | Electric Utility | N | OP |  | Simple Cycle Turbine (PRMVR=GT or OT) unit under 25MW
EXCLUDE | WV | NedPower Mount Storm | 56495 | MS1 | WND | WT | 164 | 164 | 0 | 406388.8939 |  |  | 406388.8939 | 0 |  | IPP Non-CHP | N | OP |  | Non Combustion (NUC, WAT, WND, GEO, or SUN)
EXCLUDE | WV | NedPower Mount Storm | 56495 | MS2 | WND | WT | 100 | 100 | 0 | 247798.1061 |  |  | 247798.1061 | 0 |  | IPP Non-CHP | N | OP |  | Non Combustion (NUC, WAT, WND, GEO, or SUN)
EXCLUDE | WV | New Martinsville Hannibal Hydro | 50036 | UNT1 | WAT | HY | 18.7 | 6.8 | 0 | 96024.5 |  |  | 96024.5 | 0 |  | IPP Non-CHP | N | OP |  | Non Combustion (NUC, WAT, WND, GEO, or SUN)
EXCLUDE | WV | New Martinsville Hannibal Hydro | 50036 | UNT2 | WAT | HY | 18.7 | 7.2 | 0 | 96024.5 |  |  | 96024.5 | 0 |  | IPP Non-CHP | N | OP |  | Non Combustion (NUC, WAT, WND, GEO, or SUN)
COALST | WV | North Branch | 7537 | 1 | WC | ST | 80 | 74 | 0 | 0 |  |  | 0 | 0 |  | Electric Utility | N | OS
COALST | WV | Philip Sporn | 3938 | 1 | BIT | ST | 152.5 | 145 | 1311 | 527959 |  |  | 527959 | 553277.251 |  | Electric Utility | N | OP
COALST | WV | Philip Sporn | 3938 | 2 | BIT | ST | 152.5 | 145 | 1311 | 208586 |  |  | 208586 | 219783.344 |  | Electric Utility | N | OP | 2014
COALST | WV | Philip Sporn | 3938 | 3 | BIT | ST | 152.5 | 145 | 1311 | 547211 |  |  | 547211 | 565959.197 |  | Electric Utility | N | OP
COALST | WV | Philip Sporn | 3938 | 4 | BIT | ST | 152.5 | 145 | 1311 | 208312 |  |  | 208312 | 218286.78 |  | Electric Utility | N | OP | 2014
COALST | WV | Philip Sporn | 3938 | 5 | BIT | ST | 495.5 | 440 | 0 | 0 |  |  | 0 | 0 |  | Electric Utility | N | OP | 2012
EXCLUDE | WV | Pinnacle Wind Force LLC | 57595 | 1 | WND | WT | 55.2 | 55.2 | 0 | 0 |  |  | 0 | 0 |  | IPP Non-CHP | N | U |  | Non Combustion (NUC, WAT, WND, GEO, or SUN)
SSTLOGN | WV | Pleasants Energy LLC | 55349 | 1 | NG | GT | 172 | 144 | 1989 | 78572 |  |  | 78572 | 55439.424 |  | Electric Utility/IPP Non-CHP | N | OP
SSTLOGN | WV | Pleasants Energy LLC | 55349 | 2 | NG | GT | 172 | 144 | 1989 | 78572 |  |  | 78572 | 46567.549 |  | Electric Utility/IPP Non-CHP | N | OP
EXCLUDE | WV | PPG Natrium Plant | 50491 | GEN3 | BIT | ST | 7.5 | 7.5 | 140.189 | 24775.74 | 0.28044 | 289204.9706 | 88346.5864 | 49789.7325 |  | Industrial CHP | Y | OP |  | Steam unit (PRMVR=ST) under 25MW/250 MMBtu/hr
EXCLUDE | WV | PPG Natrium Plant | 50491 | GEN4 | BIT | ST | 7.5 | 7.5 | 140.189 | 12785.685 | 0.28044 | 149246.1438 | 45591.842 | 25694.3218 |  | Industrial CHP | Y | SB |  | Steam unit (PRMVR=ST) under 25MW/250 MMBtu/hr
EXCLUDE | WV | PPG Natrium Plant | 50491 | GEN6 | BIT | ST | 26 | 26 | 485.9886 | 188994.75 | 0.28044 | 2206118.6111 | 673927.0356 | 379806.9418 |  | Industrial CHP | Y | OP |  | Commercial/Industrial Unit
EXCLUDE | WV | PPG Natrium Plant | 50491 | GEN7 | BIT | ST | 82 | 82 | 1532.7333 | 210036.72 | 0.28044 | 2451739.6225 | 748959.5561 | 422093.229 |  | Industrial CHP | Y | OP |  | Commercial/Industrial Unit
EXCLUDE | WV | The Charleston Clean Energy Facility | 57587 | 1 | LFG | IC | 1.1 | 1.1 | 0 | 0 |  |  | 0 | 0 |  | IPP Non-CHP | N | OP |  | Internal Combustion (PRMVR=IC)
EXCLUDE | WV | The Charleston Clean Energy Facility | 57587 | 2 | LFG | IC | 1.1 | 1.1 | 0 | 0 |  |  | 0 | 0 |  | IPP Non-CHP | N | OP |  | Internal Combustion (PRMVR=IC)
EXCLUDE | WV | Union Carbide South Charleston | 50151 | GEN8 | NG | ST | 6 | 5.6 | 323 | 8688 | 0.036477 | 1044024.1488 | 238177.4817 | 44373.0478 |  | Industrial CHP | Y | OP |  | Steam unit (PRMVR=ST) under 25MW/250 MMBtu/hr
EXCLUDE | WV | Willow Island Hydroelectric Plant | 57401 | WIG1 | WAT | HY | 22 | 22 | 0 | 0 |  |  | 0 | 0 |  | Electric Utility | N | T |  | Non Combustion (NUC, WAT, WND, GEO, or SUN)
EXCLUDE | WV | Willow Island Hydroelectric Plant | 57401 | WIG2 | WAT | HY | 22 | 22 | 0 | 0 |  |  | 0 | 0 |  | Electric Utility | N | T |  | Non Combustion (NUC, WAT, WND, GEO, or SUN)
EXCLUDE | WV | Winfield | 6562 | 1 | WAT | HY | 14.7 | 8.9 | 0 | 49407 |  |  | 49407 | 0 |  | Electric Utility | N | OP |  | Non Combustion (NUC, WAT, WND, GEO, or SUN)
EXCLUDE | WV | Winfield | 6562 | 2 | WAT | HY | 4.9 | 4.9 | 0 | 16469 |  |  | 16469 | 0 |  | Electric Utility | N | OP |  | Non Combustion (NUC, WAT, WND, GEO, or SUN)
EXCLUDE | WV | Winfield | 6562 | 3 | WAT | HY | 4.9 | 4.9 | 0 | 16469 |  |  | 16469 | 0 |  | Electric Utility | N | OP |  | Non Combustion (NUC, WAT, WND, GEO, or SUN)
EXCLUDE | WY | Alcova | 6409 | 1 | WAT | HY | 20.7 | 20.7 | 0 | 82084 |  |  | 82084 | 0 |  | Electric Utility | N | OP |  | Non Combustion (NUC, WAT, WND, GEO, or SUN)
EXCLUDE | WY | Alcova | 6409 | 2 | WAT | HY | 20.7 | 20.7 | 0 | 82084 |  |  | 82084 | 0 |  | Electric Utility | N | OP |  | Non Combustion (NUC, WAT, WND, GEO, or SUN)
EXCLUDE | WY | Arvada | 8028 | 1 | NG | GT | 7.5 | 5 | 0 | 363.3333 |  |  | 363.3333 | 293.2328 |  | Electric Utility | N | OP |  | Simple Cycle Turbine (PRMVR=GT or OT) unit under 25MW
EXCLUDE | WY | Arvada | 8028 | 2 | NG | GT | 7.5 | 5 | 0 | 363.3333 |  |  | 363.3333 | 293.2328 |  | Electric Utility | N | OP |  | Simple Cycle Turbine (PRMVR=GT or OT) unit under 25MW
EXCLUDE | WY | Arvada | 8028 | 3 | NG | GT | 7.5 | 5 | 0 | 363.3333 |  |  | 363.3333 | 293.2328 |  | Electric Utility | N | OP |  | Simple Cycle Turbine (PRMVR=GT or OT) unit under 25MW
EXCLUDE | WY | Barber Creek | 8030 | 1 | NG | GT | 7.5 | 5 | 0 | 247 |  |  | 247 | 230.2107 |  | Electric Utility | N | OP |  | Simple Cycle Turbine (PRMVR=GT or OT) unit under 25MW
EXCLUDE | WY | Barber Creek | 8030 | 2 | NG | GT | 7.5 | 5 | 0 | 247 |  |  | 247 | 230.2107 |  | Electric Utility | N | OP |  | Simple Cycle Turbine (PRMVR=GT or OT) unit under 25MW
EXCLUDE | WY | Barber Creek | 8030 | 3 | NG | GT | 7.5 | 5 | 0 | 247 |  |  | 247 | 230.2107 |  | Electric Utility | N | OP |  | Simple Cycle Turbine (PRMVR=GT or OT) unit under 25MW
EXCLUDE | WY | Beaver Creek Gas Plant | 55278 | 1 | NG | GT | 2.5 | 1.8 | 0 | 4252.22 | 0.30499 | 44082.3604 | 13942.0706 | 6543.4134 |  | Industrial CHP | Y | OP |  | Simple Cycle Turbine (PRMVR=GT or OT) unit under 25MW
EXCLUDE | WY | Beaver Creek Gas Plant | 55278 | 2 | NG | GT | 2.5 | 1.8 | 0 | 4252.22 | 0.30499 | 44082.3604 | 13942.0706 | 6543.4134 |  | Industrial CHP | Y | OP |  | Simple Cycle Turbine (PRMVR=GT or OT) unit under 25MW
EXCLUDE | WY | Boysen | 505 | 1 | WAT | HY | 7.5 | 8.6 | 0 | 23794 |  |  | 23794 | 0 |  | Electric Utility | N | OP |  | Non Combustion (NUC, WAT, WND, GEO, or SUN)
EXCLUDE | WY | Boysen | 505 | 2 | WAT | HY | 7.5 | 8.6 | 0 | 23794 |  |  | 23794 | 0 |  | Electric Utility | N | OP |  | Non Combustion (NUC, WAT, WND, GEO, or SUN)
EXCLUDE | WY | Buffalo Bill | 7317 | 1 | WAT | HY | 6 | 6 | 0 | 25850 |  |  | 25850 | 0 |  | Electric Utility | N | OP |  | Non Combustion (NUC, WAT, WND, GEO, or SUN)
EXCLUDE | WY | Buffalo Bill | 7317 | 2 | WAT | HY | 6 | 6 | 0 | 25850 |  |  | 25850 | 0 |  | Electric Utility | N | OP |  | Non Combustion (NUC, WAT, WND, GEO, or SUN)
EXCLUDE | WY | Buffalo Bill | 7317 | 3 | WAT | HY | 6 | 6 | 0 | 25850 |  |  | 25850 | 0 |  | Electric Utility | N | OP |  | Non Combustion (NUC, WAT, WND, GEO, or SUN)
EXCLUDE | WY | Campbell Hill Windpower | 57090 | CHWF | WND | WT | 99 | 99 | 0 | 362480 |  |  | 362480 | 0 |  | IPP Non-CHP | N | OP |  | Non Combustion (NUC, WAT, WND, GEO, or SUN)
EXCLUDE | WY | Casper Wind Farm | 57093 | CWGT | WND | WT | 17 | 17 | 0 | 48822 |  |  | 48822 | 0 |  | IPP Non-CHP | N | OP |  | Non Combustion (NUC, WAT, WND, GEO, or SUN)
EXCLUDE | WY | Cheyenne Generating Station | 57703 | 1 | NG | GT | 40 | 40 | 0 | 0 |  |  | 0 | 0 |  | IPP Non-CHP | N | P |  | Status of operation (IP,L,P,T,or U)
EXCLUDE | WY | Cheyenne Generating Station | 57703 | 2 | NG | GT | 40 | 40 | 0 | 0 |  |  | 0 | 0 |  | IPP Non-CHP | N | P |  | Status of operation (IP,L,P,T,or U)
EXCLUDE | WY | Cheyenne Generating Station | 57703 | 3 | NG | GT | 40 | 40 | 0 | 0 |  |  | 0 | 0 |  | IPP Non-CHP | N | P |  | Status of operation (IP,L,P,T,or U)
EXCLUDE | WY | Cheyenne Generating Station | 57703 | 4 | NG | CC | 40 | 40 | 0 | 0 |  |  | 0 | 0 |  | IPP Non-CHP | N | P |  | Status of operation (IP,L,P,T,or U)
EXCLUDE | WY | Cheyenne Generating Station | 57703 | 5 | NG | CC | 40 | 40 | 0 | 0 |  |  | 0 | 0 |  | IPP Non-CHP | N | P |  | Status of operation (IP,L,P,T,or U)
COALST | WY | Dave Johnston | 4158 | 1 | SUB | ST | 113.6 | 106 | 1674 | 694558 |  |  | 694558 | 813056.879 |  | Electric Utility | N | OP
COALST | WY | Dave Johnston | 4158 | 2 | SUB | ST | 113.6 | 106 | 1672 | 740225 |  |  | 740225 | 881404.653 |  | Electric Utility | N | OP
COALST | WY | Dave Johnston | 4158 | 3 | SUB | ST | 229.5 | 220 | 3349 | 1551785 |  |  | 1551785 | 1825746.032 |  | Electric Utility | N | OP
COALST | WY | Dave Johnston | 4158 | 4 | SUB | ST | 360 | 330 | 6019 | 2072362 |  |  | 2072362 | 2707702.902 |  | Electric Utility | N | OP
COALST | WY | Dry Fork Station | 56609 | 1 | SUB | ST | 390 | 405 | 0 | 570978 |  |  | 570978 | 633982.1707 |  | Electric Utility | N | OP
EXCLUDE | WY | Dunlap | 57299 | 1 | WND | WT | 115.8 | 111 | 0 | 421086 |  |  | 421086 | 0 |  | Electric Utility | N | OP |  | Non Combustion (NUC, WAT, WND, GEO, or SUN)
EXCLUDE | WY | Elk Basin Gasoline Plant | 52127 | GEN1 | NG | ST | 1 | 0.8 | 0 | 5444.5 | 0.14836 | 142178.7449 | 36697.155 | 22016.8864 |  | Industrial CHP | Y | OP |  | Steam unit (PRMVR=ST) under 25MW/250 MMBtu/hr
EXCLUDE | WY | Elk Basin Gasoline Plant | 52127 | GEN2 | NG | ST | 1 | 0.8 | 0 | 5444.5 | 0.14836 | 142178.7449 | 36697.155 | 22016.8864 |  | Industrial CHP | Y | OP |  | Steam unit (PRMVR=ST) under 25MW/250 MMBtu/hr
EXCLUDE | WY | Elk Basin Gasoline Plant | 52127 | GEN3 | NG | ST | 0.5 | 0.4 | 0 | 0 |  |  | 0 | 0 |  | Industrial CHP | N | RE | 2007 | Steam unit (PRMVR=ST) under 25MW/250 MMBtu/hr
EXCLUDE | WY | FMC Westvaco | 57915 | 1 | SUB | ST | 3.5 | 3.5 | 0 | 26850.227 | 0.22237 | 427161.9216 | 120745.7256 | 139514.5147 |  | Industrial CHP | Y | OP |  | Steam unit (PRMVR=ST) under 25MW/250 MMBtu/hr
EXCLUDE | WY | FMC Westvaco | 57915 | 2 | SUB | ST | 3.5 | 3.5 | 0 | 19660.981 | 0.22237 | 312787.7624 | 88415.6181 | 102158.9956 |  | Industrial CHP | Y | OP |  | Steam unit (PRMVR=ST) under 25MW/250 MMBtu/hr
EXCLUDE | WY | FMC Westvaco | 57915 | 3 | SUB | ST | 4 | 3.5 | 0 | 66126.547 | 0.22237 | 1052011.3251 | 297371.7093 | 343595.3488 |  | Industrial CHP | Y | OP |  | Steam unit (PRMVR=ST) under 25MW/250 MMBtu/hr
EXCLUDE | WY | FMC Westvaco | 57915 | 4 | SUB | ST | 10 | 10 | 0 | 63633.877 | 0.22237 | 1012355.2839 | 286162.1487 | 330643.3672 |  | Industrial CHP | Y | OP |  | Steam unit (PRMVR=ST) under 25MW/250 MMBtu/hr
EXCLUDE | WY | FMC Westvaco | 57915 | 5 | SUB | ST | 10 | 10 | 0 | 74070.3 | 0.22237 | 1178388.9828 | 333094.8419 | 384871.3069 |  | Industrial CHP | Y | OP |  | Steam unit (PRMVR=ST) under 25MW/250 MMBtu/hr
EXCLUDE | WY | FMC Westvaco | 57915 | 6 | SUB | ST | 10 | 10 | 0 | 27750.98 | 0.22237 | 441492.0568 | 124796.4204 | 144194.8519 |  | Industrial CHP | Y | OP |  | Steam unit (PRMVR=ST) under 25MW/250 MMBtu/hr
EXCLUDE | WY | Fontenelle | 4185 | 1 | WAT | HY | 10 | 11.2 | 0 | 60578 |  |  | 60578 | 0 |  | Electric Utility | N | OP |  | Non Combustion (NUC, WAT, WND, GEO, or SUN)
EXCLUDE | WY | Foote Creek I | 55607 | GEN1 | WND | WT | 41.4 | 41.4 | 0 | 134194 |  |  | 134194 | 0 |  | IPP Non-CHP | N | OP |  | Non Combustion (NUC, WAT, WND, GEO, or SUN)
EXCLUDE | WY | Foote Creek II | 55608 | GEN1 | WND | WT | 1.8 | 1.8 | 0 | 5900 |  |  | 5900 | 0 |  | IPP Non-CHP | N | OP |  | Non Combustion (NUC, WAT, WND, GEO, or SUN)
EXCLUDE | WY | Foote Creek III | 55609 | GEN1 | WND | WT | 24.8 | 24.8 | 0 | 79073 |  |  | 79073 | 0 |  | IPP Non-CHP | N | OP |  | Non Combustion (NUC, WAT, WND, GEO, or SUN)
EXCLUDE | WY | Foote Creek IV | 55610 | GEN1 | WND | WT | 16.8 | 16.8 | 0 | 0 |  |  | 0 | 0 |  | IPP Non-CHP | N | OP |  | Non Combustion (NUC, WAT, WND, GEO, or SUN)
EXCLUDE | WY | Fremont Canyon | 4176 | 1 | WAT | HY | 33.4 | 33.4 | 0 | 144727 |  |  | 144727 | 0 |  | Electric Utility | N | OP |  | Non Combustion (NUC, WAT, WND, GEO, or SUN)
EXCLUDE | WY | Fremont Canyon | 4176 | 2 | WAT | HY | 33.4 | 33.4 | 0 | 144727 |  |  | 144727 | 0 |  | Electric Utility | N | OP |  | Non Combustion (NUC, WAT, WND, GEO, or SUN)
EXCLUDE | WY | Garland Canal Power Plant | 57551 | MAIN | WAT | HY | 2.9 | 2.6 | 0 | 9572 |  |  | 9572 | 0 |  | IPP Non-CHP | N | OP |  | Non Combustion (NUC, WAT, WND, GEO, or SUN)
EXCLUDE | WY | General Chemical | 54318 | TG1 | SUB | ST | 15 | 15 | 0 | 120472.52 | 0.082255 | 6114986.1023 | 1464622.4546 | 790183.4786 |  | Industrial CHP | Y | OP |  | Steam unit (PRMVR=ST) under 25MW/250 MMBtu/hr
EXCLUDE | WY | General Chemical | 54318 | TG2 | SUB | ST | 15 | 15 | 0 | 114381.33 | 0.082255 | 5805807.3602 | 1390569.935 | 750231.1501 |  | Industrial CHP | Y | OP |  | Steam unit (PRMVR=ST) under 25MW/250 MMBtu/hr
EXCLUDE | WY | Glendo | 4177 | 1 | WAT | HY | 19 | 19 | 0 | 80746 |  |  | 80746 | 0 |  | Electric Utility | N | OP |  | Non Combustion (NUC, WAT, WND, GEO, or SUN)
EXCLUDE | WY | Glendo | 4177 | 2 | WAT | HY | 19 | 19 | 0 | 80746 |  |  | 80746 | 0 |  | Electric Utility | N | OP |  | Non Combustion (NUC, WAT, WND, GEO, or SUN)
EXCLUDE | WY | Glenrock | 56841 | 1 | WND | WT | 103.3 | 99 | 0 | 337897.1694 |  |  | 337897.1694 | 0 |  | Electric Utility | N | OP |  | Non Combustion (NUC, WAT, WND, GEO, or SUN)
EXCLUDE | WY | Glenrock | 56841 | 2 | WND | WT | 40.7 | 39 | 0 | 133130.8306 |  |  | 133130.8306 | 0 |  | Electric Utility | N | OP |  | Non Combustion (NUC, WAT, WND, GEO, or SUN)
EXCLUDE | WY | Guernsey | 4178 | 1 | WAT | HY | 3.2 | 3.2 | 0 | 12926.5 |  |  | 12926.5 | 0 |  | Electric Utility | N | OP |  | Non Combustion (NUC, WAT, WND, GEO, or SUN)
EXCLUDE | WY | Guernsey | 4178 | 2 | WAT | HY | 3.2 | 3.2 | 0 | 12926.5 |  |  | 12926.5 | 0 |  | Electric Utility | N | OP |  | Non Combustion (NUC, WAT, WND, GEO, or SUN)
EXCLUDE | WY | Happy Jack Windpower Project | 56960 | HJW01 | WND | WT | 29.4 | 29.4 | 0 | 90152 |  |  | 90152 | 0 |  | IPP Non-CHP | N | OP |  | Non Combustion (NUC, WAT, WND, GEO, or SUN)
EXCLUDE | WY | Hartzog | 8026 | 1 | NG | GT | 7.5 | 5 | 0 | 478 |  |  | 478 | 417.7768 |  | Electric Utility | N | OP |  | Simple Cycle Turbine (PRMVR=GT or OT) unit under 25MW
EXCLUDE | WY | Hartzog | 8026 | 2 | NG | GT | 7.5 | 5 | 0 | 478 |  |  | 478 | 417.7768 |  | Electric Utility | N | OP |  | Simple Cycle Turbine (PRMVR=GT or OT) unit under 25MW
EXCLUDE | WY | Hartzog | 8026 | 3 | NG | GT | 7.5 | 5 | 0 | 478 |  |  | 478 | 417.7768 |  | Electric Utility | N | OP |  | Simple Cycle Turbine (PRMVR=GT or OT) unit under 25MW
EXCLUDE | WY | Heart Mountain | 6408 | 1 | WAT | HY | 5 | 5 | 0 | 17514 |  |  | 17514 | 0 |  | Electric Utility | N | OP |  | Non Combustion (NUC, WAT, WND, GEO, or SUN)
EXCLUDE | WY | High Plains | 57040 | 1 | WND | WT | 103.3 | 99 | 0 | 335463 |  |  | 335463 | 0 |  | Electric Utility | N | OP |  | Non Combustion (NUC, WAT, WND, GEO, or SUN)
COALST | WY | Jim Bridger | 8066 | 1 | SUB | ST | 577.9 | 531 | 7875 | 3374293 |  |  | 3374293 | 3585161.914 |  | Electric Utility | N | OP
COALST | WY | Jim Bridger | 8066 | 2 | SUB | ST | 577.9 | 527 | 7875 | 3255746 |  |  | 3255746 | 3725244.844 |  | Electric Utility | N | OP
COALST | WY | Jim Bridger | 8066 | 3 | SUB | ST | 577.9 | 530 | 7458 | 2722257 |  |  | 2722257 | 2950871.633 |  | Electric Utility | N | OP
COALST | WY | Jim Bridger | 8066 | 4 | SUB | ST | 584 | 530 | 7536 | 3419315 |  |  | 3419315 | 3716975.677 |  | Electric Utility | N | OP
EXCLUDE | WY | Kortes | 4180 | 1 | WAT | HY | 12 | 12.2 | 0 | 43149.6667 |  |  | 43149.6667 | 0 |  | Electric Utility | N | OP |  | Non Combustion (NUC, WAT, WND, GEO, or SUN)
EXCLUDE | WY | Kortes | 4180 | 2 | WAT | HY | 12 | 12.2 | 0 | 43149.6667 |  |  | 43149.6667 | 0 |  | Electric Utility | N | OP |  | Non Combustion (NUC, WAT, WND, GEO, or SUN)
EXCLUDE | WY | Kortes | 4180 | 3 | WAT | HY | 12 | 12.2 | 0 | 43149.6667 |  |  | 43149.6667 | 0 |  | Electric Utility | N | OP |  | Non Combustion (NUC, WAT, WND, GEO, or SUN)
EXCLUDE | WY | Lake | 7039 | 1 | DFO | IC | 2.7 | 2.7 | 0 | 0 |  |  | 0 | 0 |  | Electric Utility | N | SB |  | Internal Combustion (PRMVR=IC)
COALST | WY | Laramie River Station | 6204.1 | 1 | SUB | ST | 570 | 570 | 0 | 4066163 |  |  | 4066163 | 4494662.8009 |  | Electric Utility | N | OP
COALST | WY | Laramie River Station | 6204.2 | 2 | SUB | ST | 570 | 570 | 0 | 4474945 |  |  | 4474945 | 4494662.8009 |  | Electric Utility | N | OP
COALST | WY | Laramie River Station | 6204.3 | 3 | SUB | ST | 570 | 570 | 0 | 3677669 |  |  | 3677669 | 4494662.8009 |  | Electric Utility | N | OP
EXCLUDE | WY | McFadden Ridge | 57039 | 1 | WND | WT | 28.5 | 28.5 | 0 | 102584 |  |  | 102584 | 0 |  | Electric Utility | N | OP |  | Non Combustion (NUC, WAT, WND, GEO, or SUN)
EXCLUDE | WY | Medicine Bow | 692 | 3 | WND | WT | 0.1 | 0.1 | 0 | 0 |  |  | 0 | 0 |  | Electric Utility | N | RE | 2005 | Non Combustion (NUC, WAT, WND, GEO, or SUN)
EXCLUDE | WY | Medicine Bow | 692 | 5 | WND | WT | 0.7 | 0.7 | 0 | 1283.686 |  |  | 1283.686 | 0 |  | Electric Utility | N | OP |  | Non Combustion (NUC, WAT, WND, GEO, or SUN)
EXCLUDE | WY | Medicine Bow | 692 | 6 | WND | WT | 0.7 | 0.7 | 0 | 1283.686 |  |  | 1283.686 | 0 |  | Electric Utility | N | OP |  | Non Combustion (NUC, WAT, WND, GEO, or SUN)
EXCLUDE | WY | Medicine Bow | 692 | 7 | WND | WT | 0.7 | 0.7 | 0 | 1283.686 |  |  | 1283.686 | 0 |  | Electric Utility | N | OP |  | Non Combustion (NUC, WAT, WND, GEO, or SUN)
EXCLUDE | WY | Medicine Bow | 692 | 8 | WND | WT | 0.7 | 0.7 | 0 | 1283.686 |  |  | 1283.686 | 0 |  | Electric Utility | N | OP |  | Non Combustion (NUC, WAT, WND, GEO, or SUN)
EXCLUDE | WY | Medicine Bow | 692 | 9 | WND | WT | 0.7 | 0.7 | 0 | 1283.686 |  |  | 1283.686 | 0 |  | Electric Utility | N | OP |  | Non Combustion (NUC, WAT, WND, GEO, or SUN)
EXCLUDE | WY | Medicine Bow | 692 | 10 | WND | WT | 0.7 | 0.7 | 0 | 1283.686 |  |  | 1283.686 | 0 |  | Electric Utility | N | OP |  | Non Combustion (NUC, WAT, WND, GEO, or SUN)
EXCLUDE | WY | Medicine Bow | 692 | 11 | WND | WT | 0.7 | 0.7 | 0 | 1283.686 |  |  | 1283.686 | 0 |  | Electric Utility | N | OP |  | Non Combustion (NUC, WAT, WND, GEO, or SUN)
EXCLUDE | WY | Medicine Bow | 692 | 12 | WND | WT | 0.7 | 0.7 | 0 | 0 |  |  | 0 | 0 |  | Electric Utility | N | IP |  | Non Combustion (NUC, WAT, WND, GEO, or SUN)
EXCLUDE | WY | Medicine Bow | 692 | 13 | WND | WT | 0.7 | 0.7 | 0 | 0 |  |  | 0 | 0 |  | Electric Utility | N | IP |  | Non Combustion (NUC, WAT, WND, GEO, or SUN)
EXCLUDE | WY | Medicine Bow | 692 | 1A | WND | WT | 0.6 | 0.6 | 0 | 1100.3023 |  |  | 1100.3023 | 0 |  | Electric Utility | N | OP |  | Non Combustion (NUC, WAT, WND, GEO, or SUN)
EXCLUDE | WY | Medicine Bow | 692 | 2A | WND | WT | 0.6 | 0.6 | 0 | 1100.3023 |  |  | 1100.3023 | 0 |  | Electric Utility | N | OP |  | Non Combustion (NUC, WAT, WND, GEO, or SUN)
EXCLUDE | WY | Medicine Bow | 692 | CLIP | WND | WT | 2.5 | 2.5 | 0 | 4584.593 |  |  | 4584.593 | 0 |  | Electric Utility | N | RE | 2011 | Non Combustion (NUC, WAT, WND, GEO, or SUN)
EXCLUDE | WY | Medicine Bow Fuel & Power LLC | 56452 | 1 | BIT | CC | 350 | 350 | 0 | 0 |  |  | 0 | 0 |  | IPP Non-CHP | N | P |  | Status of operation (IP,L,P,T,or U)
EXCLUDE | WY | Mountain Wind Power LLC | 56752 | 1 | WND | WT | 61 | 61 | 0 | 186502 |  |  | 186502 | 0 |  | IPP Non-CHP | N | OP |  | Non Combustion (NUC, WAT, WND, GEO, or SUN)
EXCLUDE | WY | Mountain Wind Power II LLC | 56753 | 1 | WND | WT | 80 | 80 | 0 | 240846 |  |  | 240846 | 0 |  | IPP Non-CHP | N | OP |  | Non Combustion (NUC, WAT, WND, GEO, or SUN)
COALST | WY | Naughton | 4162 | 1 | SUB | ST | 163.2 | 160 | 2958 | 1277516 |  |  | 1277516 | 1406264.865 |  | Electric Utility | N | OP
COALST | WY | Naughton | 4162 | 2 | SUB | ST | 217.6 | 210 | 2852 | 1355225 |  |  | 1355225 | 1553873.178 |  | Electric Utility | N | OP
COALST | WY | Naughton | 4162 | 3 | SUB | ST | 326.4 | 330 | 4932 | 2469494 |  |  | 2469494 | 2673371.259 |  | Electric Utility | N | OP
EXCLUDE | WY | Neil Simpson | 4150 | 5 | SUB | ST | 21.7 | 14.6 | 0 | 144258 |  |  | 144258 | 223837.6092 |  | Electric Utility | N | OP | 2014 | Steam unit (PRMVR=ST) under 25MW/250 MMBtu/hr
SSTLOGN | WY | Neil Simpson Gas Turbine #2 | 55477 | GT2 | NG | GT | 40 | 34 | 373 | 7305 |  |  | 7305 | 4142.524 |  | Electric Utility/IPP Non-CHP | N | OP
COALST | WY | Neil Simpson II | 7504 | 2 | SUB | ST | 80 | 80 | 1300 | 646325 |  |  | 646325 | 867624.433 |  | Electric Utility | N | OP
SSTLOGN | WY | Neil Simpson II | 7504 | GT1 | NG | GT | 40 | 34 | 373 | 9952 |  |  | 9952 | 5875.268 |  | Electric Utility | N | OP
EXCLUDE | WY | Old Faithful | 2196 | 1 | DFO | IC | 1 | 1 | 0 | 0 |  |  | 0 | 0 |  | Electric Utility | N | SB |  | Internal Combustion (PRMVR=IC)
EXCLUDE | WY | Old Faithful | 2196 | 2 | DFO | IC | 1 | 1 | 0 | 0 |  |  | 0 | 0 |  | Electric Utility | N | SB |  | Internal Combustion (PRMVR=IC)
EXCLUDE | WY | Osage | 4151 | 1 | SUB | ST | 11.5 | 10.1 | 0 | 0 |  |  | 0 | 0 |  | Electric Utility | N | SB | 2014 | Steam unit (PRMVR=ST) under 25MW/250 MMBtu/hr
EXCLUDE | WY | Osage | 4151 | 2 | SUB | ST | 11.5 | 10.1 | 0 | 0 |  |  | 0 | 0 |  | Electric Utility | N | SB | 2014 | Steam unit (PRMVR=ST) under 25MW/250 MMBtu/hr
EXCLUDE | WY | Osage | 4151 | 3 | SUB | ST | 11.5 | 10.1 | 0 | 0 |  |  | 0 | 0 |  | Electric Utility | N | SB | 2014 | Steam unit (PRMVR=ST) under 25MW/250 MMBtu/hr
EXCLUDE | WY | Pilot Butte | 674 | 1 | WAT | HY | 0.8 | 0.8 | 0 | 0 |  |  | 0 | 0 |  | Electric Utility | N | OS |  | Non Combustion (NUC, WAT, WND, GEO, or SUN)
EXCLUDE | WY | Pilot Butte | 674 | 2 | WAT | HY | 0.8 | 0.8 | 0 | 0 |  |  | 0 | 0 |  | Electric Utility | N | OS |  | Non Combustion (NUC, WAT, WND, GEO, or SUN)
EXCLUDE | WY | Rock River I LLC | 55740 | GEN1 | WND | WT | 50 | 50 | 0 | 136079 |  |  | 136079 | 0 |  | IPP Non-CHP | N | OP |  | Non Combustion (NUC, WAT, WND, GEO, or SUN)
EXCLUDE | WY | Rolling Hills | 56842 | 1 | WND | WT | 103.3 | 99 | 0 | 309173 |  |  | 309173 | 0 |  | Electric Utility | N | OP |  | Non Combustion (NUC, WAT, WND, GEO, or SUN)
EXCLUDE | WY | Seminoe | 4182 | 1 | WAT | HY | 17.2 | 17.2 | 0 | 63190 |  |  | 63190 | 0 |  | Electric Utility | N | OP |  | Non Combustion (NUC, WAT, WND, GEO, or SUN)
EXCLUDE | WY | Seminoe | 4182 | 2 | WAT | HY | 17.2 | 17.2 | 0 | 63190 |  |  | 63190 | 0 |  | Electric Utility | N | OP |  | Non Combustion (NUC, WAT, WND, GEO, or SUN)
EXCLUDE | WY | Seminoe | 4182 | 3 | WAT | HY | 17.2 | 17.2 | 0 | 63190 |  |  | 63190 | 0 |  | Electric Utility | N | OP |  | Non Combustion (NUC, WAT, WND, GEO, or SUN)
EXCLUDE | WY | Seven Mile Hill | 56843 | 1 | WND | WT | 103.3 | 103.3 | 0 | 388872.6828 |  |  | 388872.6828 | 0 |  | Electric Utility | N | OP |  | Non Combustion (NUC, WAT, WND, GEO, or SUN)
EXCLUDE | WY | Seven Mile Hill | 56843 | 2 | WND | WT | 20.3 | 20.3 | 0 | 76419.3172 |  |  | 76419.3172 | 0 |  | Electric Utility | N | OP |  | Non Combustion (NUC, WAT, WND, GEO, or SUN)
EXCLUDE | WY | Shoshone | 4183 | 1 | WAT | HY | 3 | 3 | 0 | 17912 |  |  | 17912 | 0 |  | Electric Utility | N | OP |  | Non Combustion (NUC, WAT, WND, GEO, or SUN)
EXCLUDE | WY | Shute Creek Facility | 56312 | 021A | OG | GT | 36 | 30.6 | 0 | 204832.4133 | 0.4425 | 1174022.1135 | 462897.0631 | 144941.2004 |  | Industrial CHP | Y | OP |  | Commercial/Industrial Unit
EXCLUDE | WY | Shute Creek Facility | 56312 | 021B | OG | GT | 36 | 30.6 | 0 | 204832.4133 | 0.4425 | 1174022.1135 | 462897.0631 | 144941.2004 |  | Industrial CHP | Y | OP |  | Commercial/Industrial Unit
EXCLUDE | WY | Shute Creek Facility | 56312 | 021C | OG | GT | 36 | 30.6 | 0 | 204832.4133 | 0.4425 | 1174022.1135 | 462897.0631 | 144941.2004 |  | Industrial CHP | Y | OP |  | Commercial/Industrial Unit
EXCLUDE | WY | Silver Sage Windpower | 57091 | SSW01 | WND | WT | 42 | 42 | 0 | 139648 |  |  | 139648 | 0 |  | IPP Non-CHP | N | OP |  | Non Combustion (NUC, WAT, WND, GEO, or SUN)
EXCLUDE | WY | Simplot Phosphates | 54472 | GEN1 | OTH | ST | 11.5 | 11.5 | 0 | 66335.39 | 0.25745 | 870400.3096 | 257660.1943 | 0 |  | Industrial CHP | Y | OP |  | Non Fossil fuel type
EXCLUDE | WY | Simpson Ridge Wind Farm LLC | 57117 | GEN1 | WND | WT | 200 | 200 | 0 | 0 |  |  | 0 | 0 |  | IPP Non-CHP | N | P |  | Non Combustion (NUC, WAT, WND, GEO, or SUN)
EXCLUDE | WY | Sinclair Oil Refinery | 54374 | NO1 | NG | ST | 0.4 | 0.4 | 0 | 407.8095 | 0.030595 | 58784.1064 | 13329.2866 | 21729.4703 |  | Industrial CHP | Y | OS |  | Steam unit (PRMVR=ST) under 25MW/250 MMBtu/hr
EXCLUDE | WY | Sinclair Oil Refinery | 54374 | NO2 | NG | ST | 0.4 | 0.4 | 0 | 407.8095 | 0.030595 | 58784.1064 | 13329.2866 | 21729.4703 |  | Industrial CHP | Y | OP |  | Steam unit (PRMVR=ST) under 25MW/250 MMBtu/hr
EXCLUDE | WY | Sinclair Oil Refinery | 54374 | NO3 | NG | ST | 1.3 | 1.3 | 0 | 1325.381 | 0.030595 | 191048.3459 | 43320.1815 | 70620.7783 |  | Industrial CHP | Y | OA |  | Steam unit (PRMVR=ST) under 25MW/250 MMBtu/hr
EXCLUDE | WY | Sinclair Oil Refinery | 54374 | NO5 | DFO | IC | 1.1 | 1.1 | 0 | 0 |  |  | 0 | 0 |  | Industrial CHP | N | SB |  | Internal Combustion (PRMVR=IC)
EXCLUDE | WY | Spirit Mountain | 7541 | 1 | WAT | HY | 4.5 | 4.5 | 0 | 14288 |  |  | 14288 | 0 |  | Electric Utility | N | OP |  | Non Combustion (NUC, WAT, WND, GEO, or SUN)
EXCLUDE | WY | Strawberry Creek | 6393 | 1 | WAT | HY | 0.5 | 0.5 | 0 | 3437.6667 |  |  | 3437.6667 | 0 |  | Electric Utility | N | OP |  | Non Combustion (NUC, WAT, WND, GEO, or SUN)
EXCLUDE | WY | Strawberry Creek | 6393 | 2 | WAT | HY | 0.5 | 0.5 | 0 | 3437.6667 |  |  | 3437.6667 | 0 |  | Electric Utility | N | OP |  | Non Combustion (NUC, WAT, WND, GEO, or SUN)
EXCLUDE | WY | Strawberry Creek | 6393 | 3 | WAT | HY | 0.5 | 0.5 | 0 | 3437.6667 |  |  | 3437.6667 | 0 |  | Electric Utility | N | OP |  | Non Combustion (NUC, WAT, WND, GEO, or SUN)
EXCLUDE | WY | Swift Creek | 6394 | 1 | WAT | HY | 0.4 | 0.4 | 0 | 0 |  |  | 0 | 0 |  | Electric Utility | N | RE | 1988 | Non Combustion (NUC, WAT, WND, GEO, or SUN)
EXCLUDE | WY | Swift Creek | 6394 | 2 | WAT | HY | 0.4 | 0.4 | 0 | 0 |  |  | 0 | 0 |  | Electric Utility | N | RE | 1988 | Non Combustion (NUC, WAT, WND, GEO, or SUN)
EXCLUDE | WY | Swift Creek | 6394 | 3 | WAT | HY | 0.8 | 0.8 | 0 | 3966.5882 |  |  | 3966.5882 | 0 |  | Electric Utility | N | OP |  | Non Combustion (NUC, WAT, WND, GEO, or SUN)
EXCLUDE | WY | Swift Creek | 6394 | 4 | WAT | HY | 0.6 | 0.6 | 0 | 2974.9412 |  |  | 2974.9412 | 0 |  | Electric Utility | N | OP |  | Non Combustion (NUC, WAT, WND, GEO, or SUN)
EXCLUDE | WY | Swift Creek | 6394 | 5 | WAT | HY | 0.3 | 0.3 | 0 | 1487.4706 |  |  | 1487.4706 | 0 |  | Electric Utility | N | OP |  | Non Combustion (NUC, WAT, WND, GEO, or SUN)
EXCLUDE | WY | Top of the World Windpower Project | 57327 | TOTW1 | WND | WT | 200 | 200 | 0 | 679217 |  |  | 679217 | 0 |  | IPP Non-CHP | N | OP |  | Non Combustion (NUC, WAT, WND, GEO, or SUN)
EXCLUDE | WY | Torrington | 57967 | GEGEN | SUB | ST | 2 | 2 | 0 | 2140 | 0.10102 | 86634.8279 | 21183.4118 | 19285.5463 |  | Industrial CHP | Y | OP |  | Steam unit (PRMVR=ST) under 25MW/250 MMBtu/hr
EXCLUDE | WY | Two Elk Generating Station | 55360 | GEN1 | WC | ST | 320 | 275 | 0 | 0 |  |  | 0 | 0 |  | IPP Non-CHP | N | U |  | Status of operation (IP,L,P,T,or U)
COALST | WY | Wygen 1 | 55479 | 1 | SUB | ST | 88 | 70 | 0 | 719737 |  |  | 719737 | 910393.0538 |  | IPP Non-CHP | N | OP
COALST | WY | Wygen 2 | 56319 | 1 | SUB | ST | 95 | 85 | 0 | 674518 |  |  | 674518 | 876288.851 |  | Electric Utility | N | OP
COALST | WY | Wygen III | 56596 | 5 | SUB | ST | 116.2 | 100 | 1300 | 821465 |  |  | 821465 | 958382 |  | Electric Utility | N | OP
COALST | WY | Wyodak | 6101 | 1 | SUB | ST | 362 | 335 | 5302 | 1835927 |  |  | 1835927 | 2365139.248 |  | Electric Utility | N | OP
EXCLUDE | WY | Wyoming Wind Energy Center | 56093 | GE15 | WND | WT | 144 | 144 | 0 | 388558 |  |  | 388558 | 0 |  | IPP Non-CHP | N | OP |  | Non Combustion (NUC, WAT, WND, GEO, or SUN)

## Plant Level Data
2011 Plant-Level Data for Likely Covered Fossil Sources
|  | COAL Steam |  |  |  |  | NGCC |  |  |  |  | OG Steam |  |  |  |  | High Utilization Simple Cycle Turbine (SST) = "Other" |  |  |  |  | IGCC = "Other" |  |  |  |  | Useful Thermal Ouput (UTO) = "Other" |  | "Other"
State | State-Plant | Sum of Carbon Dioxide (tons) | Sum of Electric Generation (MWh) | Sum of Net Energy Output (MWh) | Emission Rate (lb/MWh) - net electric | Emission Rate (lb/MWh) - net energy output | Sum of Carbon Dioxide (tons) | Sum of Electric Generation (MWh) | Sum of Net Energy Output (MWh) | Emission Rate (lb/MWh) - net electric | Emission Rate (lb/MWh) - net energy output | Sum of Carbon Dioxide (tons) | Sum of Electric Generation (MWh) | Sum of Net Energy Output (MWh) | Emission Rate (lb/MWh) - net electric | Emission Rate (lb/MWh) - net energy output | Sum of Carbon Dioxide (tons) | Sum of Electric Generation (MWh) | Sum of Net Energy Output (MWh) | Emission Rate (lb/MWh) - net electric | Emission Rate (lb/MWh) - net energy output | Sum of Carbon Dioxide (tons) | Sum of Electric Generation (MWh) | Sum of Net Energy Output (MWh) | Emission Rate (lb/MWh) - net electric | Emission Rate (lb/MWh) - net energy output | Useful Thermal Output (MWh) | Emissions Associated with Useful thermal Output (tons)* | Other Generation (SST + IGCC + UTO) (MWh) | Other Emissions (tons) (SST + IGCC + UTO) | Other Emissions (lbs) (SST + IGCC + UTO)
Alaska | AK | 259658.0917 | 178163 | 178163 | 2914.8374 | 2914.8374 | 1420469.7045 | 2515448.003 | 2515448.003 | 1129.397 | 1129.397 | 0 | 0 | 0 |  |  | 679240.259 | 852551.8093 | 852551.8093 | 1593.4287 | 1593.4287 | 0 | 0 | 0 |  | 0 | 0 | 0 | 852551.8093 | 679240.259 | 1358480518.0913
| Anchorage 1 | [19 empty] | 0 |  |  |  |  | 0 | 0 | 0 | 0 | 0 | 0
| Auke Bay | [19 empty] | 0 |  |  |  |  | 0 | 0 | 0 | 0 | 0 | 0
| Beluga | [5 empty] | 841110.8936 | 1560299 | 1560299 | [7 empty] | 449231.3043 | 576262.8093 | 576262.8093 |  | 0 |  |  |  |  | 0 | 0 | 0 | 576262.8093 | 0 | 0
| Bernice Lake | [19 empty] | 0 |  |  |  |  | 0 | 0 | 0 | 0 | 0 | 0
| George M Sullivan Generation Plant 2 | [5 empty] | 579358.8109 | 955149.003 | 955149.003 | [11 empty] | 0 |  |  |  |  | 0 | 0 | 0 | 0 | 0 | 0
| Healy | 259658.0917 | 178163 | 178163 | [16 empty] | 0 |  |  |  |  | 0 | 0 | 0 | 0 | 0 | 0
| Nikiski Co-Generation | [15 empty] | 230008.9548 | 276289 | 276289 |  | 0 |  |  |  |  | 0 | 0 | 0 | 276289 | 0 | 0
| North Pole | [19 empty] | 0 |  |  |  |  | 0 | 0 | 0 | 0 | 0 | 0
Alabama | AL | 66318300.441 | 57282676 | 57713955.0025 | 2315.4749 | 2298.1721 | 20314592.871 | 45949850.039 | 49491322.9315 | 884.2071 | 820.9355 | 0 | 0 | 0 |  |  | 0 | 0 | 0 |  | 0 | 0 | 0 | 0 |  | 0 | 3972751.895 | 1316925.4995 | 3972751.895 | 1316925.4995 | 2633850998.9884
| AMEA Peaking | [19 empty] | 0 |  |  |  |  | 0 | 0 | 0 | 0 | 0 | 0
| Barry | 4943643.3 | 4653772 | 4653772 |  |  | 3345877.825 | 7700459 | 7700459 | [11 empty] | 0 |  |  |  |  | 0 | 0 | 0 | 0 | 0 | 0
| Calhoun Energy Center | [19 empty] | 0 |  |  |  |  | 0 | 0 | 0 | 0 | 0 | 0
| Charles R Lowman | 3797054.593 | 3060484 | 3060484 | [16 empty] | 0 |  |  |  |  | 0 | 0 | 0 | 0 | 0 | 0
| Colbert | 5198644.638 | 4773848 | 4773848 | [16 empty] | 0 |  |  |  |  | 0 | 0 | 0 | 0 | 0 | 0
| Decatur Energy Center | [5 empty] | 1905474.91 | 4451786 | 4451786 | [11 empty] | 0 |  |  |  |  | 0 | 0 | 0 | 0 | 0 | 0
| E B Harris Electric Generating Plant | [5 empty] | 2279409.25 | 5557339 | 5557339 | [11 empty] | 0 |  |  |  |  | 0 | 0 | 0 | 0 | 0 | 0
| E C Gaston | 11936268.327 | 11283862 | 11283862 | [16 empty] | 0 |  |  |  |  | 0 | 0 | 0 | 0 | 0 | 0
| Gadsden | 365256.85 | 230200 | 369036.026 | [16 empty] | 0 |  |  |  |  | 0 | 138836.026 | 137335.5107 | 138836.026 | 137335.5107 | 274671021.4764
| General Electric Plastic | [5 empty] | 312037.85 | 466962 | 1134866.832 | [11 empty] | 0 |  |  |  |  | 0 | 667904.832 | 104206.2508 | 667904.832 | 104206.2508 | 208412501.5386
| Gorgas | 5456982.307 | 4936430 | 4936430 | [16 empty] | 0 |  |  |  |  | 0 | 0 | 0 | 0 | 0 | 0
| Greene County | 2680611.875 | 2393674 | 2393674 | [16 empty] | 0 |  |  |  |  | 0 | 0 | 0 | 0 | 0 | 0
| H Allen Franklin Combined Cycle | [5 empty] | 4017965.5 | 9591803 | 9591803 | [11 empty] | 0 |  |  |  |  | 0 | 0 | 0 | 0 | 0 | 0
| Hillabee Energy Center | [5 empty] | 1785880.042 | 4170067 | 4170067 | [11 empty] | 0 |  |  |  |  | 0 | 0 | 0 | 0 | 0 | 0
| Hog Bayou Energy Center | [5 empty] | 327938.193 | 719628 | 719628 | [11 empty] | 0 |  |  |  |  | 0 | 0 | 0 | 0 | 0 | 0
| James H Miller Jr | 24133941 | 20649095 | 20649095 | [16 empty] | 0 |  |  |  |  | 0 | 0 | 0 | 0 | 0 | 0
| Lee County | [19 empty] | 0 |  |  |  |  | 0 | 0 | 0 | 0 | 0 | 0
| McIntosh | [19 empty] | 0 |  |  |  |  | 0 | 0 | 0 | 0 | 0 | 0
| McWilliams | [5 empty] | 1204432.875 | 2737324.039 | 2737324.039 | [11 empty] | 0 |  |  |  |  | 0 | 0 | 0 | 0 | 0 | 0
| Mobile Energy Services LLC | 967553.589 | 344108 | 636550.9765 | [16 empty] | 0 |  |  |  |  | 0 | 292442.9765 | 444511.5348 | 292442.9765 | 444511.5348 | 889023069.5212
| Morgan Energy Center | [5 empty] | 1530860.635 | 3429851 | 3522960.3256 | [11 empty] | 0 |  |  |  |  | 0 | 93109.3256 | 38299.2753 | 93109.3256 | 38299.2753 | 76598550.5682
| Tenaska Central Alabama Generating Stn | [5 empty] | 1411392.782 | 3052375 | 3052375 | [11 empty] | 0 |  |  |  |  | 0 | 0 | 0 | 0 | 0 | 0
| Tenaska Lindsay Hill Generating Station | [5 empty] | 776114.884 | 1655260 | 1655260 | [11 empty] | 0 |  |  |  |  | 0 | 0 | 0 | 0 | 0 | 0
| Theodore Cogen Facility | [5 empty] | 861818.025 | 1588303 | 3119445.363 | [11 empty] | 0 |  |  |  |  | 0 | 1531142.363 | 295439.4944 | 1531142.363 | 295439.4944 | 590878988.8937
| Washington County Cogeneration Facility | [5 empty] | 555390.1 | 828693 | 2078009.372 | [11 empty] | 0 |  |  |  |  | 0 | 1249316.372 | 297133.4335 | 1249316.372 | 297133.4335 | 594266866.9903
| Widows Creek | 6838343.962 | 4957203 | 4957203 | [16 empty] | 0 |  |  |  |  | 0 | 0 | 0 | 0 | 0 | 0
Arkansas | AR | 32354805.612 | 29363619 | 29363619 | 2203.7342 | 2203.7342 | 5419819.905 | 11688163 | 12949996.0074 | 927.4032 | 837.0381 | 438532.9378 | 634906.3639 | 634906.3639 | 1381.4098 | 1381.4098 | 0 | 0 | 0 |  | 0 | 0 | 0 | 0 |  | 0 | 1261833.0074 | 386051.5653 | 1261833.0074 | 386051.5653 | 772103130.6912
| Carl Bailey | [10 empty] | 41464.99 | 68294 | 68294 | [6 empty] | 0 |  |  |  |  | 0 | 0 | 0 | 0 | 0 | 0
| Cecil Lynch | [10 empty] | 122956.7717 | 112860 | 112860 | [6 empty] | 0 |  |  |  |  | 0 | 0 | 0 | 0 | 0 | 0
| Dell Power Station | [5 empty] | 217312.156 | 439661 | 439661 | [11 empty] | 0 |  |  |  |  | 0 | 0 | 0 | 0 | 0 | 0
| Flint Creek | 4178558.735 | 3786795 | 3786795 | [16 empty] | 0 |  |  |  |  | 0 | 0 | 0 | 0 | 0 | 0
| Fulton | [19 empty] | 0 |  |  |  |  | 0 | 0 | 0 | 0 | 0 | 0
| Hamilton Moses | [10 empty] | 0 | 0 | 0 | [6 empty] | 0 |  |  |  |  | 0 | 0 | 0 | 0 | 0 | 0
| Harry D Mattison Gas Plant | [19 empty] | 0 |  |  |  |  | 0 | 0 | 0 | 0 | 0 | 0
| Harry L. Oswald | [5 empty] | 350203.373 | 792600 | 792600 | [11 empty] | 0 |  |  |  |  | 0 | 0 | 0 | 0 | 0 | 0
| Harvey Couch | [10 empty] | 18914.5649 | 21817 | 21817 | [6 empty] | 0 |  |  |  |  | 0 | 0 | 0 | 0 | 0 | 0
| Hot Spring Power Project | [5 empty] | 277577.053 | 608212 | 608212 | [11 empty] | 0 |  |  |  |  | 0 | 0 | 0 | 0 | 0 | 0
| Independence | 11896798.317 | 10994484 | 10994484 | [16 empty] | 0 |  |  |  |  | 0 | 0 | 0 | 0 | 0 | 0
| John W Turk Jr Power Plant | 0 | 0 | 0 | [16 empty] | 0 |  |  |  |  | 0 | 0 | 0 | 0 | 0 | 0
| Jonesboro City Water & Light Plant | [19 empty] | 0 |  |  |  |  | 0 | 0 | 0 | 0 | 0 | 0
| KGen Hot Spring Generating Facility | [5 empty] | 481070.074 | 1130753 | 1130753 | [11 empty] | 0 |  |  |  |  | 0 | 0 | 0 | 0 | 0 | 0
| Lake Catherine | [10 empty] | 94270.0372 | 202250.3639 | 202250.3639 | [6 empty] | 0 |  |  |  |  | 0 | 0 | 0 | 0 | 0 | 0
| McClellan | [10 empty] | 160926.574 | 229685 | 229685 | [6 empty] | 0 |  |  |  |  | 0 | 0 | 0 | 0 | 0 | 0
| Pine Bluff Energy Center | [5 empty] | 824577.6 | 1433349 | 2695182.0074 | [11 empty] | 0 |  |  |  |  | 0 | 1261833.0074 | 386051.5653 | 1261833.0074 | 386051.5653 | 772103130.6912
| Plum Point Energy Station | 4635764.287 | 4179644 | 4179644 | [16 empty] | 0 |  |  |  |  | 0 | 0 | 0 | 0 | 0 | 0
| Robert E Ritchie | [10 empty] | 0 | 0 | 0 | [6 empty] | 0 |  |  |  |  | 0 | 0 | 0 | 0 | 0 | 0
| Thomas Fitzhugh | [5 empty] | 52583.292 | 93414 | 93414 | [11 empty] | 0 |  |  |  |  | 0 | 0 | 0 | 0 | 0 | 0
| Union Power Partners LP | [5 empty] | 3216496.357 | 7190174 | 7190174 | [11 empty] | 0 |  |  |  |  | 0 | 0 | 0 | 0 | 0 | 0
| White Bluff | 11643684.273 | 10402696 | 10402696 | [16 empty] | 0 |  |  |  |  | 0 | 0 | 0 | 0 | 0 | 0
Arizona | AZ | 28976619.587 | 26077891 | 26077891 | 2222.3131 | 2222.3131 | 9804556.5689 | 21135828.0892 | 21154941.6647 | 927.7665 | 926.9283 | 1140332.7436 | 1209253 | 1209253 | 1886.0118 | 1886.0118 | 0 | 0 | 0 |  | 0 | 0 | 0 | 0 |  | 0 | 19113.5755 | 9012.6931 | 19113.5755 | 9012.6931 | 18025386.2814
| Agua Fria | [10 empty] | 33978.716 | 40450 | 40450 | [6 empty] | 0 |  |  |  |  | 0 | 0 | 0 | 0 | 0 | 0
| Apache Station | 2317408.398 | 1946969 | 1946969 |  |  | 1191.0112 | 127.0892 | 127.0892 | [11 empty] | 0 |  |  |  |  | 0 | 0 | 0 | 0 | 0 | 0
| Arlington Valley Energy Facility | [5 empty] | 505322.318 | 1175745 | 1175745 | [11 empty] | 0 |  |  |  |  | 0 | 0 | 0 | 0 | 0 | 0
| Black Mountain Generating Station | [19 empty] | 0 |  |  |  |  | 0 | 0 | 0 | 0 | 0 | 0
| Cholla | 8605503.033 | 7306974 | 7306974 | [16 empty] | 0 |  |  |  |  | 0 | 0 | 0 | 0 | 0 | 0
| Coolidge Generation Station | [19 empty] | 0 |  |  |  |  | 0 | 0 | 0 | 0 | 0 | 0
| Coronado | 6594555.711 | 5455646 | 5455646 | [16 empty] | 0 |  |  |  |  | 0 | 0 | 0 | 0 | 0 | 0
| Demoss Petrie | [19 empty] | 0 |  |  |  |  | 0 | 0 | 0 | 0 | 0 | 0
| Desert Basin | [5 empty] | 316551.982 | 679646 | 679646 | [11 empty] | 0 |  |  |  |  | 0 | 0 | 0 | 0 | 0 | 0
| Gila River Power Station | [5 empty] | 1647377.448 | 3233311 | 3233311 | [11 empty] | 0 |  |  |  |  | 0 | 0 | 0 | 0 | 0 | 0
| Griffith Energy LLC | [5 empty] | 560868.164 | 1287215 | 1287215 | [11 empty] | 0 |  |  |  |  | 0 | 0 | 0 | 0 | 0 | 0
| H Wilson Sundt Generating Station | [10 empty] | 903665.608 | 898761 | 898761 | [6 empty] | 0 |  |  |  |  | 0 | 0 | 0 | 0 | 0 | 0
| Harquahala Generating Project | [5 empty] | 224326.496 | 493883 | 493883 | [11 empty] | 0 |  |  |  |  | 0 | 0 | 0 | 0 | 0 | 0
| Kyrene | [5 empty] | 231661.867 | 515793 | 515793 |  |  | 0.058444 | 0 | 0 | [6 empty] | 0 |  |  |  |  | 0 | 0 | 0 | 0 | 0 | 0
| Mesquite Generating Station | [5 empty] | 2708152.12 | 6026995 | 6026995 | [11 empty] | 0 |  |  |  |  | 0 | 0 | 0 | 0 | 0 | 0
| North Loop | [19 empty] | 0 |  |  |  |  | 0 | 0 | 0 | 0 | 0 | 0
| Ocotillo | [10 empty] | 70191.585 | 90082 | 90082 | [6 empty] | 0 |  |  |  |  | 0 | 0 | 0 | 0 | 0 | 0
| Red Hawk | [5 empty] | 1572564.68 | 3575552 | 3575552 | [11 empty] | 0 |  |  |  |  | 0 | 0 | 0 | 0 | 0 | 0
| Saguaro | [10 empty] | 1051.8741 | 1140 | 1140 | [6 empty] | 0 |  |  |  |  | 0 | 0 | 0 | 0 | 0 | 0
| Santan | [5 empty] | 935220.723 | 2362561 | 2362561 | [11 empty] | 0 |  |  |  |  | 0 | 0 | 0 | 0 | 0 | 0
| Springerville | 11459152.445 | 11368302 | 11368302 | [16 empty] | 0 |  |  |  |  | 0 | 0 | 0 | 0 | 0 | 0
| Sundance | [19 empty] | 0 |  |  |  |  | 0 | 0 | 0 | 0 | 0 | 0
| Valencia | [19 empty] | 0 |  |  |  |  | 0 | 0 | 0 | 0 | 0 | 0
| West Phoenix | [5 empty] | 1053246.166 | 1702162 | 1702162 | [11 empty] | 0 |  |  |  |  | 0 | 0 | 0 | 0 | 0 | 0
| Yucca | [10 empty] | 131444.902 | 178820 | 178820 | [6 empty] | 0 |  |  |  |  | 0 | 0 | 0 | 0 | 0 | 0
| Yuma Cogeneration Associates | [5 empty] | 48073.5938 | 82838 | 101951.5755 | [11 empty] | 0 |  |  |  |  | 0 | 19113.5755 | 9012.6931 | 19113.5755 | 9012.6931 | 18025386.2814
California | CA | 2403881.3252 | 1860104 | 2434349.8004 | 2584.6741 | 1974.9679 | 24787834.3305 | 54859579.7151 | 59906338.9173 | 903.683 | 827.553 | 5141415.0526 | 6396939.3386 | 6396939.3386 | 1607.4609 | 1607.4609 | 3804969.6281 | 5629707 | 12379128.7014 | 1351.7469 | 614.7395 | 0 | 0 | 0 |  | 0 | 12567277.0615 | 4046756.3302 | 18196984.0615 | 5777157.9333 | 11554315866.641
| ACE Cogeneration Facility | 950209.7962 | 779658 | 974861.3027 | [16 empty] | 0 |  |  |  |  | 0 | 195203.3027 | 190267.159 | 195203.3027 | 190267.159 | 380534317.9074
| AES Alamitos LLC | [10 empty] | 764137.1 | 1025357 | 1025357 | [6 empty] | 0 |  |  |  |  | 0 | 0 | 0 | 0 | 0 | 0
| AES Huntington Beach LLC | [10 empty] | 728592.9 | 1113424 | 1113424 | [6 empty] | 0 |  |  |  |  | 0 | 0 | 0 | 0 | 0 | 0
| AES Redondo Beach LLC | [10 empty] | 345788.6 | 447387 | 447387 | [6 empty] | 0 |  |  |  |  | 0 | 0 | 0 | 0 | 0 | 0
| Agnews Power Plant | [5 empty] | 22853.4735 | 44555.2375 | 46950.3139 | [11 empty] | 0 |  |  |  |  | 0 | 2395.0764 | 1165.8242 | 2395.0764 | 1165.8242 | 2331648.4922
| Agua Mansa Power Plant | [19 empty] | 0 |  |  |  |  | 0 | 0 | 0 | 0 | 0 | 0
| Alameda | [19 empty] | 0 |  |  |  |  | 0 | 0 | 0 | 0 | 0 | 0
| Algonquin Power Sanger LLC | [5 empty] | 56448.3775 | 131506 | 131506 | [11 empty] | 0 |  |  |  |  | 0 | 0 | 0 | 0 | 0 | 0
| Almond Power Plant | [19 empty] | 0 |  |  |  |  | 0 | 0 | 0 | 0 | 0 | 0
| Anaheim GT | [19 empty] | 0 |  |  |  |  | 0 | 0 | 0 | 0 | 0 | 0
| Badger Creek Cogen | [19 empty] | 0 |  |  |  |  | 0 | 56688.1518 | 23065.8104 | 56688.1518 | 23065.8104 | 46131620.8247
| Barre Peaker Generating Station | [19 empty] | 0 |  |  |  |  | 0 | 0 | 0 | 0 | 0 | 0
| Bear Mountain Cogen | [15 empty] | 162291.5325 | 307951 | 388950.286 |  | 0 |  |  |  |  | 0 | 80999.286 | 33797.3739 | 388950.286 | 33797.3739 | 67594747.8896
| Blythe Energy LLC | [5 empty] | 540147.347 | 1251521 | 1251521 | [11 empty] | 0 |  |  |  |  | 0 | 0 | 0 | 0 | 0 | 0
| Broadway | [10 empty] | 31842.179 | 46409 | 46409 | [6 empty] | 0 |  |  |  |  | 0 | 0 | 0 | 0 | 0 | 0
| CalPeak Power Border Peaker Plant | [19 empty] | 0 |  |  |  |  | 0 | 0 | 0 | 0 | 0 | 0
| CalPeak Power El Cajon Peaker Plant | [19 empty] | 0 |  |  |  |  | 0 | 0 | 0 | 0 | 0 | 0
| CalPeak Power Enterprise Peaker Plant | [19 empty] | 0 |  |  |  |  | 0 | 0 | 0 | 0 | 0 | 0
| CalPeak Power Panoche Peaker Plant | [19 empty] | 0 |  |  |  |  | 0 | 0 | 0 | 0 | 0 | 0
| CalPeak Power Vaca Dixon Peaker Plant | [19 empty] | 0 |  |  |  |  | 0 | 0 | 0 | 0 | 0 | 0
| Canyon Power Plant | [19 empty] | 0 |  |  |  |  | 0 | 0 | 0 | 0 | 0 | 0
| Cardinal Cogen | [5 empty] | 260622.2444 | 412539 | 418820.0442 | [11 empty] | 0 |  |  |  |  | 0 | 6281.0442 | 3908.5518 | 6281.0442 | 3908.5518 | 7817103.5977
| Carson Cogeneration | [5 empty] | 196440.756 | 403356 | 716345.0408 | [11 empty] | 0 |  |  |  |  | 0 | 312989.0408 | 29750.1913 | 312989.0408 | 29750.1913 | 59500382.6884
| Carson Ice-Gen Project | [5 empty] | 195149.329 | 302021 | 662164.7567 | [11 empty] | 0 |  |  |  |  | 0 | 360838.3254 | 74512.267 | 360838.3254 | 74512.267 | 149024534.0874
| CES Placerita Power Plant | [5 empty] | 0 | 0 | 0 | [11 empty] | 0 |  |  |  |  | 0 | 0 | 0 | 0 | 0 | 0
| Chalk Cliff Cogen | [15 empty] | 194251.2538 | 362571 | 446938.7302 |  | 0 |  |  |  |  | 0 | 84367.7302 | 36668.4207 | 446938.7302 | 36668.4207 | 73336841.3377
| Chula Vista I | [19 empty] | 0 |  |  |  |  | 0 | 0 | 0 | 0 | 0 | 0
| Clearwater Power Plant | [5 empty] | 6579.561 | 12287 | 12287 | [11 empty] | 0 |  |  |  |  | 0 | 0 | 0 | 0 | 0 | 0
| Coalinga Cogeneration | [15 empty] | 228941.281 | 311987 | 824111.006 |  | 0 |  |  |  |  | 0 | 512124.006 | 142270.0645 | 824111.006 | 142270.0645 | 284540128.9734
| Colusa Generating Station | [5 empty] | 842732.898 | 1980515 | 1980515 | [11 empty] | 0 |  |  |  |  | 0 | 0 | 0 | 0 | 0 | 0
| Combustion Turbine Project No 2 | [19 empty] | 0 |  |  |  |  | 0 | 0 | 0 | 0 | 0 | 0
| Contra Costa | [10 empty] | 63815.625 | 86710 | 86710 | [6 empty] | 0 |  |  |  |  | 0 | 0 | 0 | 0 | 0 | 0
| Coolwater | [5 empty] | 65188.635 | 86386 | 86386 |  |  | 5328.236 | 5378 | 5378 | [6 empty] | 0 |  |  |  |  | 0 | 0 | 0 | 0 | 0 | 0
| Corona Cogen | [19 empty] | 0 |  |  |  |  | 0 | 36756.3162 | 15989.311 | 36756.3162 | 15989.311 | 31978622.0113
| Cosumnes | [5 empty] | 1405514.567 | 3369234 | 3369234 | [11 empty] | 0 |  |  |  |  | 0 | 0 | 0 | 0 | 0 | 0
| Creed Energy Center | [19 empty] | 0 |  |  |  |  | 0 | 0 | 0 | 0 | 0 | 0
| Crockett Cogen Project | [5 empty] | 916110.0809 | 1813555 | 2679432.3056 | [11 empty] | 0 |  |  |  |  | 0 | 865877.3056 | 296047.3854 | 865877.3056 | 296047.3854 | 592094770.8093
| Delta Energy Center | [5 empty] | 1771133.456 | 4162660 | 4162660 | [11 empty] | 0 |  |  |  |  | 0 | 0 | 0 | 0 | 0 | 0
| Donald Von Raesfeld Power Plant | [5 empty] | 194937.523 | 404973 | 404973 | [11 empty] | 0 |  |  |  |  | 0 | 0 | 0 | 0 | 0 | 0
| Dynegy Morro Bay LLC | [10 empty] | 75977.891 | 112995 | 112995 | [6 empty] | 0 |  |  |  |  | 0 | 0 | 0 | 0 | 0 | 0
| Dynegy Moss Landing Power Plant | [5 empty] | 764373.329 | 1736810 | 1736810 |  |  | 159771.011 | 262378 | 262378 | [6 empty] | 0 |  |  |  |  | 0 | 0 | 0 | 0 | 0 | 0
| Dynegy Oakland Power Plant | [19 empty] | 0 |  |  |  |  | 0 | 0 | 0 | 0 | 0 | 0
| Dynegy South Bay Power Plant | [10 empty] | 0 | 0 | 0 | [6 empty] | 0 |  |  |  |  | 0 | 0 | 0 | 0 | 0 | 0
| E F Oxnard Energy Facility | [19 empty] | 0 |  |  |  |  | 0 | 26673.712 | 12466.3423 | 26673.712 | 12466.3423 | 24932684.509
| El Cajon Energy Center | [19 empty] | 0 |  |  |  |  | 0 | 0 | 0 | 0 | 0 | 0
| El Centro | [5 empty] | 544559.9462 | 597559 | 597559 |  |  | 133791.513 | 173543 | 173543 | [6 empty] | 0 |  |  |  |  | 0 | 0 | 0 | 0 | 0 | 0
| El Segundo Power | [10 empty] | 157460.852 | 177151 | 177151 | [6 empty] | 0 |  |  |  |  | 0 | 0 | 0 | 0 | 0 | 0
| Ellwood | [19 empty] | 0 |  |  |  |  | 0 | 0 | 0 | 0 | 0 | 0
| Encina | [10 empty] | 390955.009 | 474038 | 474038 | [6 empty] | 0 |  |  |  |  | 0 | 0 | 0 | 0 | 0 | 0
| Escondido Power Plant | [19 empty] | 0 |  |  |  |  | 0 | 0 | 0 | 0 | 0 | 0
| Etiwanda Generating Station | [10 empty] | 80465.453 | 86788 | 86788 | [6 empty] | 0 |  |  |  |  | 0 | 0 | 0 | 0 | 0 | 0
| Feather River Energy Center | [19 empty] | 0 |  |  |  |  | 0 | 0 | 0 | 0 | 0 | 0
| Foster Wheeler Martinez | [5 empty] | 463692.6896 | 809464 | 962656.3122 | [11 empty] | 0 |  |  |  |  | 0 | 153192.3122 | 73789.7362 | 153192.3122 | 73789.7362 | 147579472.3118
| Fresno Cogen Partners | [5 empty] | 4825.7321 | 7628.4274 | 7629.961 | [11 empty] | 0 |  |  |  |  | 0 | 1.5336 | 0.96997 | 1.5336 | 0.96997 | 1939.9443
| Gates Peaker | [19 empty] | 0 |  |  |  |  | 0 | 0 | 0 | 0 | 0 | 0
| Gateway Generating Station | [5 empty] | 1156379.034 | 2647972.959 | 2647972.959 | [11 empty] | 0 |  |  |  |  | 0 | 0 | 0 | 0 | 0 | 0
| Gianera | [19 empty] | 0 |  |  |  |  | 0 | 0 | 0 | 0 | 0 | 0
| Gilroy Peaking Energy Center | [19 empty] | 0 |  |  |  |  | 0 | 0 | 0 | 0 | 0 | 0
| Gilroy Power Plant | [5 empty] | 21109.781 | 42998 | 43324.0132 | [11 empty] | 0 |  |  |  |  | 0 | 326.0132 | 158.8511 | 326.0132 | 158.8511 | 317702.2041
| Glenarm | [19 empty] | 0 |  |  |  |  | 0 | 0 | 0 | 0 | 0 | 0
| Goal Line LP | [5 empty] | 97652.1192 | 192193 | 220598.0928 | [11 empty] | 0 |  |  |  |  | 0 | 28405.0928 | 12574.0775 | 28405.0928 | 12574.0775 | 25148154.9444
| Goose Haven Energy Center | [19 empty] | 0 |  |  |  |  | 0 | 0 | 0 | 0 | 0 | 0
| Grapeland Peaker Generating Station | [19 empty] | 0 |  |  |  |  | 0 | 0 | 0 | 0 | 0 | 0
| Grayson | [5 empty] | 6288.5686 | 15764 | 15764 |  |  | 180905.527 | 145923 | 145923 | [6 empty] | 0 |  |  |  |  | 0 | 0 | 0 | 0 | 0 | 0
| Greenleaf 1 Power Plant | [5 empty] | 101945.9959 | 209155 | 285072.3261 | [11 empty] | 0 |  |  |  |  | 0 | 75917.3261 | 27149.1362 | 75917.3261 | 27149.1362 | 54298272.4324
| Greenleaf 2 Power Plant | [19 empty] | 0 |  |  |  |  | 0 | 2700.8946 | 1454.5599 | 2700.8946 | 1454.5599 | 2909119.798
| Hanford | 126620.0943 | 85574 | 85574 | [16 empty] | 0 |  |  |  |  | 0 | 0 | 0 | 0 | 0 | 0
| Hanford Energy Park Peaker | [19 empty] | 0 |  |  |  |  | 0 | 0 | 0 | 0 | 0 | 0
| Harbor | [5 empty] | 49101.1552 | 54686 | 85048.2694 | [11 empty] | 0 |  |  |  |  | 0 | 30362.2694 | 16366.3812 | 30362.2694 | 16366.3812 | 32732762.3272
| Harbor Cogen | [5 empty] | 7122.2715 | 10845 | 10845 | [11 empty] | 0 |  |  |  |  | 0 | 0 | 0 | 0 | 0 | 0
| Haynes | [5 empty] | 999301.267 | 2377261 | 2676515.826 |  |  | 643238.45 | 969641 | 969641 | [6 empty] | 0 |  |  |  |  | 0 | 299254.826 | 102369.4743 | 299254.826 | 102369.4743 | 204738948.6022
| Henrietta Peaker | [19 empty] | 0 |  |  |  |  | 0 | 0 | 0 | 0 | 0 | 0
| High Desert Power Plant | [5 empty] | 816346.723 | 1938136 | 1938136 | [11 empty] | 0 |  |  |  |  | 0 | 0 | 0 | 0 | 0 | 0
| Indigo Energy Facility | [19 empty] | 0 |  |  |  |  | 0 | 0 | 0 | 0 | 0 | 0
| Inland Empire Energy Center | [5 empty] | 1247924.5 | 3119366 | 3119366 | [11 empty] | 0 |  |  |  |  | 0 | 0 | 0 | 0 | 0 | 0
| Kearny | [19 empty] | 0 |  |  |  |  | 0 | 0 | 0 | 0 | 0 | 0
| Kern River Cogeneration | [15 empty] | 916461.329 | 1271926 | 3283957.5023 |  | 0 |  |  |  |  | 0 | 2012031.5023 | 561502.1094 | 3283957.5023 | 561502.1094 | 1123004218.7024
| King City Peaking | [19 empty] | 0 |  |  |  |  | 0 | 0 | 0 | 0 | 0 | 0
| King City Power Plant | [5 empty] | 297609.7814 | 599747 | 1188556.8994 | [11 empty] | 0 |  |  |  |  | 0 | 588809.8994 | 147435.5881 | 588809.8994 | 147435.5881 | 294871176.1557
| Kings River | [19 empty] | 0 |  |  |  |  | 0 | 0 | 0 | 0 | 0 | 0
| La Paloma Generating LLC | [5 empty] | 561289.575 | 1313373 | 1313373 | [11 empty] | 0 |  |  |  |  | 0 | 0 | 0 | 0 | 0 | 0
| Lake | [19 empty] | 0 |  |  |  |  | 0 | 0 | 0 | 0 | 0 | 0
| Lambie Energy Center | [19 empty] | 0 |  |  |  |  | 0 | 0 | 0 | 0 | 0 | 0
| Larkspur Energy Facility | [19 empty] | 0 |  |  |  |  | 0 | 0 | 0 | 0 | 0 | 0
| Live Oak Cogen | [15 empty] | 191541.208 | 353955 | 441447.7336 |  | 0 |  |  |  |  | 0 | 87492.7336 | 37962.5097 | 441447.7336 | 37962.5097 | 75925019.4309
| Lodi | [19 empty] | 0 |  |  |  |  | 0 | 0 | 0 | 0 | 0 | 0
| Lodi Energy Center | [5 empty] | 0 | 0 | 0 | [11 empty] | 0 |  |  |  |  | 0 | 0 | 0 | 0 | 0 | 0
| Long Beach Generation LLC | [19 empty] | 0 |  |  |  |  | 0 | 0 | 0 | 0 | 0 | 0
| Los Esteros Critical Energy Center | [19 empty] | 0 |  |  |  |  | 0 | 0 | 0 | 0 | 0 | 0
| Los Medanos Energy Center | [5 empty] | 1211849.814 | 2677759 | 3002130.1571 | [11 empty] | 0 |  |  |  |  | 0 | 324371.1571 | 130936.7369 | 324371.1571 | 130936.7369 | 261873473.7065
| Magnolia Power Project | [5 empty] | 432488.436 | 1119338 | 1119338 | [11 empty] | 0 |  |  |  |  | 0 | 0 | 0 | 0 | 0 | 0
| Malburg | [5 empty] | 298190.734 | 643856 | 643856 | [11 empty] | 0 |  |  |  |  | 0 | 0 | 0 | 0 | 0 | 0
| Mandalay | [10 empty] | 52977.367 | 67691 | 67691 | [6 empty] | 0 |  |  |  |  | 0 | 0 | 0 | 0 | 0 | 0
| McClellan | [19 empty] | 0 |  |  |  |  | 0 | 0 | 0 | 0 | 0 | 0
| McClure | [19 empty] | 0 |  |  |  |  | 0 | 0 | 0 | 0 | 0 | 0
| McKittrick Cogen | [15 empty] | 182893.7833 | 345298 | 421963.7498 |  | 0 |  |  |  |  | 0 | 76665.7498 | 33229.6057 | 421963.7498 | 33229.6057 | 66459211.395
| Metcalf Energy Center | [5 empty] | 692994.747 | 1598378 | 1598378 | [11 empty] | 0 |  |  |  |  | 0 | 0 | 0 | 0 | 0 | 0
| Mid-Set Cogeneration | [15 empty] | 237835.0667 | 298666 | 795102.6537 |  | 0 |  |  |  |  | 0 | 496436.6537 | 148496.6049 | 795102.6537 | 148496.6049 | 296993209.8674
| Mira Loma Peaker Generating Station | [19 empty] | 0 |  |  |  |  | 0 | 0 | 0 | 0 | 0 | 0
| Miramar | [19 empty] | 0 |  |  |  |  | 0 | 0 | 0 | 0 | 0 | 0
| Miramar | [19 empty] | 0 |  |  |  |  | 0 | 0 | 0 | 0 | 0 | 0
| Mojave Cogen | [5 empty] | 203117.7848 | 354243 | 889881.1542 | [11 empty] | 0 |  |  |  |  | 0 | 535638.1542 | 122260.8601 | 535638.1542 | 122260.8601 | 244521720.2926
| Mountainview Generating Station | [5 empty] | 1983919.26 | 4631480 | 4631480 | [11 empty] | 0 |  |  |  |  | 0 | 0 | 0 | 0 | 0 | 0
| Mt Poso Cogeneration | 202040.0662 | 143900 | 208630.5485 | [16 empty] | 0 |  |  |  |  | 0 | 64730.5485 | 62685.7591 | 64730.5485 | 62685.7591 | 125371518.1741
| Naval Station Energy Facility | [5 empty] | 191738.807 | 307341.59 | 419759.4734 | [11 empty] | 0 |  |  |  |  | 0 | 112417.8834 | 51350.5286 | 112417.8834 | 51350.5286 | 102701057.1723
| Niland Gas Turbine Plant | [19 empty] | 0 |  |  |  |  | 0 | 0 | 0 | 0 | 0 | 0
| North Island Energy Facility | [5 empty] | 176770.829 | 307938 | 441903.1492 | [11 empty] | 0 |  |  |  |  | 0 | 133965.1492 | 53588.9607 | 133965.1492 | 53588.9607 | 107177921.331
| Oildale Energy LLC | [15 empty] | 191019.1867 | 338897 | 402540.2187 |  | 0 |  |  |  |  | 0 | 63643.2187 | 30200.8975 | 402540.2187 | 30200.8975 | 60401794.9733
| Olive | [10 empty] | 5803.969 | 7198 | 7198 | [6 empty] | 0 |  |  |  |  | 0 | 0 | 0 | 0 | 0 | 0
| OLS Energy Chino | [5 empty] | 28318.6298 | 54387.6071 | 69083.9805 | [11 empty] | 0 |  |  |  |  | 0 | 14696.3733 | 6024.2788 | 14696.3733 | 6024.2788 | 12048557.5026
| Orange Grove Peaking Facility | [19 empty] | 0 |  |  |  |  | 0 | 0 | 0 | 0 | 0 | 0
| Ormond Beach | [10 empty] | 14543.954 | 30139.5 | 30139.5 | [6 empty] | 0 |  |  |  |  | 0 | 0 | 0 | 0 | 0 | 0
| Otay Mesa Generating Project | [5 empty] | 915293.31 | 2061934 | 2061934 | [11 empty] | 0 |  |  |  |  | 0 | 0 | 0 | 0 | 0 | 0
| Palomar Energy | [5 empty] | 920184.61 | 2154623 | 2154623 | [11 empty] | 0 |  |  |  |  | 0 | 0 | 0 | 0 | 0 | 0
| Panoche Energy Center | [19 empty] | 0 |  |  |  |  | 0 | 0 | 0 | 0 | 0 | 0
| Panoche Peaker | [19 empty] | 0 |  |  |  |  | 0 | 0 | 0 | 0 | 0 | 0
| Pastoria Energy Facility, LLC | [5 empty] | 1252359.977 | 2910184 | 2910184 | [11 empty] | 0 |  |  |  |  | 0 | 0 | 0 | 0 | 0 | 0
| Peaker Power Generating Station | [19 empty] | 0 |  |  |  |  | 0 | 0 | 0 | 0 | 0 | 0
| Pittsburg Power | [10 empty] | 27707.55 | 35247.8386 | 35247.8386 | [6 empty] | 0 |  |  |  |  | 0 | 0 | 0 | 0 | 0 | 0
| Port of Stockton Energy Facility | 0 | 0 | [17 empty] | 0 |  |  |  |  | 0 | 0 | 0 | 0 | 0 | 0
| Potrero Power | [10 empty] | 0 | 0 | 0 | [6 empty] | 0 |  |  |  |  | 0 | 0 | 0 | 0 | 0 | 0
| Redding Power | [5 empty] | 10590.649 | 39440.8941 | 39440.8941 | [11 empty] | 0 |  |  |  |  | 0 | 0 | 0 | 0 | 0 | 0
| Rio Bravo Jasmin | 359909.8579 | 290994 | 303596.9151 | [16 empty] | 0 |  |  |  |  | 0 | 12602.9151 | 14940.578 | 12602.9151 | 14940.578 | 29881156.0398
| Rio Bravo Poso | 283234.8609 | 225651 | 228925.7833 | [16 empty] | 0 |  |  |  |  | 0 | 3274.7833 | 4051.6747 | 3274.7833 | 4051.6747 | 8103349.3715
| Ripon Generation Station | [19 empty] | 0 |  |  |  |  | 0 | 0 | 0 | 0 | 0 | 0
| Ripon Mill | [19 empty] | 0 |  |  |  |  | 0 | 19402.6662 | 9430.1895 | 19402.6662 | 9430.1895 | 18860379.0417
| Riverside Energy Resource Center | [19 empty] | 0 |  |  |  |  | 0 | 0 | 0 | 0 | 0 | 0
| Riverview Energy Center | [19 empty] | 0 |  |  |  |  | 0 | 0 | 0 | 0 | 0 | 0
| Roseville | [19 empty] | 0 |  |  |  |  | 0 | 0 | 0 | 0 | 0 | 0
| Roseville Energy Park | [5 empty] | 60283.4692 | 133039 | 133039 | [11 empty] | 0 |  |  |  |  | 0 | 0 | 0 | 0 | 0 | 0
| Salinas River Cogeneration | [15 empty] | 225465.506 | 273622 | 724728.5797 |  | 0 |  |  |  |  | 0 | 451106.5797 | 140340.7787 | 724728.5797 | 140340.7787 | 280681557.4884
| San Gabriel Facility | [19 empty] | 0 |  |  |  |  | 0 | 27341.8902 | 12720.7615 | 27341.8902 | 12720.7615 | 25441523.0427
| San Joaquin Cogen | [19 empty] | 0 |  |  |  |  | 0 | 0 | 0 | 0 | 0 | 0
| Sargent Canyon Cogeneration | [15 empty] | 225687.547 | 277550 | 771516.57 |  | 0 |  |  |  |  | 0 | 493966.57 | 144497.3547 | 771516.57 | 144497.3547 | 288994709.4339
| SCA Cogen 2 | [5 empty] | 325103.645 | 330927 | 978617.9892 | [11 empty] | 0 |  |  |  |  | 0 | 647690.9892 | 215001.6307 | 647690.9892 | 215001.6307 | 430003261.4787
| Scattergood | [10 empty] | 720120.927 | 890372 | 890372 | [6 empty] | 0 |  |  |  |  | 0 | 0 | 0 | 0 | 0 | 0
| SEGS II | [10 empty] | 25353.9189 | 11837 | 11837 | [6 empty] | 0 |  |  |  |  | 0 | 0 | 0 | 0 | 0 | 0
| SEGS III | [10 empty] | 53881.1687 | 20147 | 20147 | [6 empty] | 0 |  |  |  |  | 0 | 0 | 0 | 0 | 0 | 0
| SEGS IV | [10 empty] | 48434.4267 | 16842 | 16842 | [6 empty] | 0 |  |  |  |  | 0 | 0 | 0 | 0 | 0 | 0
| SEGS IX | [10 empty] | 139186.0107 | 61691 | 61691 | [6 empty] | 0 |  |  |  |  | 0 | 0 | 0 | 0 | 0 | 0
| SEGS V | [10 empty] | 51484.9669 | 18327 | 18327 | [6 empty] | 0 |  |  |  |  | 0 | 0 | 0 | 0 | 0 | 0
| SEGS VI | [10 empty] | 52343.6838 | 24443 | 24443 | [6 empty] | 0 |  |  |  |  | 0 | 0 | 0 | 0 | 0 | 0
| SEGS VII | [10 empty] | 51025.6559 | 24330 | 24330 | [6 empty] | 0 |  |  |  |  | 0 | 0 | 0 | 0 | 0 | 0
| SEGS VIII | [10 empty] | 136481.108 | 61552 | 61552 | [6 empty] | 0 |  |  |  |  | 0 | 0 | 0 | 0 | 0 | 0
| SPA Cogen 3 | [5 empty] | 225426.827 | 432088 | 817261.4148 | [11 empty] | 0 |  |  |  |  | 0 | 385173.4148 | 81111.4493 | 385173.4148 | 81111.4493 | 162222898.5485
| Starwood Power Project | [19 empty] | 0 |  |  |  |  | 0 | 0 | 0 | 0 | 0 | 0
| Stockton Cogen | 481866.6497 | 334327 | 632761.2508 | [16 empty] | 0 |  |  |  |  | 0 | 298434.2508 | 227266.623 | 298434.2508 | 227266.623 | 454533245.9001
| Sunrise Power LLC | [5 empty] | 568961.583 | 1356080 | 1356080 | [11 empty] | 0 |  |  |  |  | 0 | 0 | 0 | 0 | 0 | 0
| Sutter Energy Center | [5 empty] | 413958.763 | 952805 | 952805 | [11 empty] | 0 |  |  |  |  | 0 | 0 | 0 | 0 | 0 | 0
| Sycamore Cogeneration | [15 empty] | 1048581.9342 | 1487284 | 3877871.6714 |  | 0 |  |  |  |  | 0 | 2390587.6714 | 646418.2564 | 3877871.6714 | 646418.2564 | 1292836512.7713
| Tracy Peaker | [19 empty] | 0 |  |  |  |  | 0 | 0 | 0 | 0 | 0 | 0
| Valley | [5 empty] | 535583.118 | 1223696 | 1392546.5845 | [11 empty] | 0 |  |  |  |  | 0 | 168850.5845 | 59592.2199 | 168850.5845 | 59592.2199 | 119184439.8787
| Walnut Creek Energy Park | [19 empty] | 0 |  |  |  |  | 0 | 0 | 0 | 0 | 0 | 0
| Walnut Energy Center | [5 empty] | 546108.087 | 1117470 | 1117470 | [11 empty] | 0 |  |  |  |  | 0 | 0 | 0 | 0 | 0 | 0
| Wheelabrator Lassen | [19 empty] | 0 |  |  |  |  | 0 | 0 | 0 | 0 | 0 | 0
| Wolfskill Energy Center | [19 empty] | 0 |  |  |  |  | 0 | 0 | 0 | 0 | 0 | 0
| Woodland | [5 empty] | 181210.534 | 404505 | 404505 | [11 empty] | 0 |  |  |  |  | 0 | 0 | 0 | 0 | 0 | 0
| Yuba City Cogen Partners | [19 empty] | 0 |  |  |  |  | 0 | 26592.1578 | 11938.4865 | 26592.1578 | 11938.4865 | 23876973.0126
| Yuba City Energy Center | [19 empty] | 0 |  |  |  |  | 0 | 0 | 0 | 0 | 0 | 0
Colorado | CO | 38308157.7783 | 33767774 | 33767774 | 2268.9182 | 2268.9182 | 3895972.0015 | 8155829.4253 | 8591817.7904 | 955.3834 | 906.9028 | 2076.89 | 694 | 4111.7496 | 5985.2738 | 1010.222 | 0 | 0 | 0 |  | 0 | 0 | 0 | 0 |  | 0 | 439406.1147 | 137819.4442 | 439406.1147 | 137819.4442 | 275638888.4134
| Alamosa | [19 empty] | 0 |  |  |  |  | 0 | 0 | 0 | 0 | 0 | 0
| Arapahoe | 888088.118 | 575195 | 575195 | [16 empty] | 0 |  |  |  |  | 0 | 0 | 0 | 0 | 0 | 0
| Arapahoe Combustion Turbine Project | [5 empty] | 95600.302 | 178752 | 178752 | [11 empty] | 0 |  |  |  |  | 0 | 0 | 0 | 0 | 0 | 0
| Blue Spruce Energy Center | [19 empty] | 0 |  |  |  |  | 0 | 0 | 0 | 0 | 0 | 0
| Brush Generation Facility | [5 empty] | 15889.1044 | 40067.6636 | 40067.6636 | [11 empty] | 0 |  |  |  |  | 0 | 0 | 0 | 0 | 0 | 0
| Burlington | [19 empty] | 0 |  |  |  |  | 0 | 0 | 0 | 0 | 0 | 0
| Cherokee | 4865567.4599 | 3954128 | 3954128 | [16 empty] | 0 |  |  |  |  | 0 | 0 | 0 | 0 | 0 | 0
| Comanche | 7941780.498 | 7494536 | 7494536 | [16 empty] | 0 |  |  |  |  | 0 | 0 | 0 | 0 | 0 | 0
| Craig | 10009500.624 | 9063054 | 9063054 | [16 empty] | 0 |  |  |  |  | 0 | 0 | 0 | 0 | 0 | 0
| Fort Lupton | [19 empty] | 0 |  |  |  |  | 0 | 0 | 0 | 0 | 0 | 0
| Fort St Vrain | [5 empty] | 1528103.849 | 3327544 | 3327544 | [11 empty] | 0 |  |  |  |  | 0 | 0 | 0 | 0 | 0 | 0
| Fountain Valley Power Facility | [19 empty] | 0 |  |  |  |  | 0 | 0 | 0 | 0 | 0 | 0
| Frank Knutson | [19 empty] | 0 |  |  |  |  | 0 | 0 | 0 | 0 | 0 | 0
| Front Range Power Plant | [5 empty] | 648321.776 | 1303763 | 1303763 | [11 empty] | 0 |  |  |  |  | 0 | 0 | 0 | 0 | 0 | 0
| Fruita | [19 empty] | 0 |  |  |  |  | 0 | 0 | 0 | 0 | 0 | 0
| Hayden | 3380140.314 | 2828806 | 2828806 | [16 empty] | 0 |  |  |  |  | 0 | 0 | 0 | 0 | 0 | 0
| Lamar Plant | 99469.6082 | 40063 | 40063 | [16 empty] | 0 |  |  |  |  | 0 | 0 | 0 | 0 | 0 | 0
| Limon Generating Station | [19 empty] | 0 |  |  |  |  | 0 | 0 | 0 | 0 | 0 | 0
| Manchief Electric Generating Station | [19 empty] | 0 |  |  |  |  | 0 | 0 | 0 | 0 | 0 | 0
| Martin Drake | 1863345.782 | 1547475 | 1547475 | [16 empty] | 0 |  |  |  |  | 0 | 0 | 0 | 0 | 0 | 0
| Nucla | 536889.5444 | 402076 | 402076 | [16 empty] | 0 |  |  |  |  | 0 | 0 | 0 | 0 | 0 | 0
| Pawnee | 3351660.683 | 2939559 | 2939559 | [16 empty] | 0 |  |  |  |  | 0 | 0 | 0 | 0 | 0 | 0
| Pueblo Airport Generating Station | [5 empty] | 0 | 0 | 0 | [11 empty] | 0 |  |  |  |  | 0 | 0 | 0 | 0 | 0 | 0
| Rawhide | 2335252.494 | 2287156 | 2287156 | [16 empty] | 0 |  |  |  |  | 0 | 0 | 0 | 0 | 0 | 0
| Ray D Nixon | 1648964.351 | 1451829 | 1451829 | [16 empty] | 0 |  |  |  |  | 0 | 0 | 0 | 0 | 0 | 0
| Rifle Generating Station | [5 empty] | 1869.2479 | 2605.7618 | 2851.4399 | [11 empty] | 0 |  |  |  |  | 0 | 245.6781 | 148.2776 | 245.6781 | 148.2776 | 296555.2598
| Rocky Mountain Energy Center | [5 empty] | 1200491.783 | 2665042 | 2665042 | [11 empty] | 0 |  |  |  |  | 0 | 0 | 0 | 0 | 0 | 0
| Spindle Hill Energy Center | [19 empty] | 0 |  |  |  |  | 0 | 0 | 0 | 0 | 0 | 0
| TCP 272 | [5 empty] | 342114.712 | 517654 | 901485.8509 | [11 empty] | 0 |  |  |  |  | 0 | 383831.8509 | 116790.2795 | 383831.8509 | 116790.2795 | 233580558.996
| Thermo Greeley | [19 empty] | 0 |  |  |  |  | 0 | 0 | 0 | 0 | 0 | 0
| Thermo Power & Electric | [5 empty] | 63581.2273 | 120401 | 172311.836 | [11 empty] | 0 |  |  |  |  | 0 | 51910.836 | 19154.5441 | 51910.836 | 19154.5441 | 38309088.2337
| Valmont | 1167086.79 | 1025211 | 1025211 | [16 empty] | 0 |  |  |  |  | 0 | 0 | 0 | 0 | 0 | 0
| Valmont Combustion Turbine Project | [19 empty] | 0 |  |  |  |  | 0 | 0 | 0 | 0 | 0 | 0
| W N Clark | 220411.5118 | 158686 | 158686 | [16 empty] | 0 |  |  |  |  | 0 | 0 | 0 | 0 | 0 | 0
| Zuni | [10 empty] | 2076.89 | 694 | 4111.7496 | [6 empty] | 0 |  |  |  |  | 0 | 3417.7496 | 1726.343 | 3417.7496 | 1726.343 | 3452685.9239
Connecticut | CT | 793838.9405 | 533194.003 | 484805.003 | 2977.6739 | 3274.8793 | 5896959.5136 | 14243498.5514 | 14310465.4692 | 828.0212 | 824.1464 | 224434.285 | 226501 | 226501 | 1981.7509 | 1981.7509 | 0 | 0 | 0 |  | 0 | 0 | 0 | 0 |  | 0 | 18577.9178 | 32178.9051 | 18577.9178 | 32178.9051 | 64357810.2607
| A L Pierce | [19 empty] | 0 |  |  |  |  | 0 | 0 | 0 | 0 | 0 | 0
| AES Thames | 69047.2287 | 48389 | [17 empty] | 0 |  |  |  |  | 0 | -48389 | 0 | -48389 | 0 | 0
| Algonquin Windsor Locks | [5 empty] | 153053.6786 | 251892.1414 | 318690.2566 | [11 empty] | 0 |  |  |  |  | 0 | 66798.1152 | 32080.3571 | 66798.1152 | 32080.3571 | 64160714.2719
| Bridgeport Energy Project | [5 empty] | 1217775.3 | 2861180 | 2861180 | [11 empty] | 0 |  |  |  |  | 0 | 0 | 0 | 0 | 0 | 0
| Bridgeport Station | 724791.7118 | 484805.003 | 484805.003 | [16 empty] | 0 |  |  |  |  | 0 | 0 | 0 | 0 | 0 | 0
| Capital District Energy Center | [5 empty] | 3356.425 | 5580.41 | 5749.2126 | [11 empty] | 0 |  |  |  |  | 0 | 168.8026 | 98.548 | 168.8026 | 98.548 | 197095.9888
| Cos Cob | [19 empty] | 0 |  |  |  |  | 0 | 0 | 0 | 0 | 0 | 0
| Devon Station | [19 empty] | 0 |  |  |  |  | 0 | 0 | 0 | 0 | 0 | 0
| Exeter Energy LP | [19 empty] | 0 |  |  |  |  | 0 | 0 | 0 | 0 | 0 | 0
| GenConn Devon LLC | [19 empty] | 0 |  |  |  |  | 0 | 0 | 0 | 0 | 0 | 0
| GenConn Middletown LLC | [19 empty] | 0 |  |  |  |  | 0 | 0 | 0 | 0 | 0 | 0
| Kleen Energy Systems Project | [5 empty] | 633057.263 | 1924519 | 1924519 | [11 empty] | 0 |  |  |  |  | 0 | 0 | 0 | 0 | 0 | 0
| Lake Road Generating Plant | [5 empty] | 2260904.429 | 5279444 | 5279444 | [11 empty] | 0 |  |  |  |  | 0 | 0 | 0 | 0 | 0 | 0
| Middletown | [10 empty] | 89470.602 | 101621 | 101621 | [6 empty] | 0 |  |  |  |  | 0 | 0 | 0 | 0 | 0 | 0
| Milford Power Project | [5 empty] | 1628812.418 | 3920883 | 3920883 | [11 empty] | 0 |  |  |  |  | 0 | 0 | 0 | 0 | 0 | 0
| Montville Station | [10 empty] | 29822.296 | 27857 | 27857 | [6 empty] | 0 |  |  |  |  | 0 | 0 | 0 | 0 | 0 | 0
| New Haven Harbor | [10 empty] | 75347.012 | 68247 | 68247 | [6 empty] | 0 |  |  |  |  | 0 | 0 | 0 | 0 | 0 | 0
| NRG Norwalk Harbor | [10 empty] | 29794.375 | 28776 | 28776 | [6 empty] | 0 |  |  |  |  | 0 | 0 | 0 | 0 | 0 | 0
| South Meadow | [19 empty] | 0 |  |  |  |  | 0 | 0 | 0 | 0 | 0 | 0
| Wallingford Energy | [19 empty] | 0 |  |  |  |  | 0 | 0 | 0 | 0 | 0 | 0
| Waterbury Generation | [19 empty] | 0 |  |  |  |  | 0 | 0 | 0 | 0 | 0 | 0
District of Columbia | DC | 0 | 0 | 0 |  |  | 0 | 0 | 0 |  |  | 117279.9049 | 125166 | 125166 | 1873.9898 | 1873.9898 | 0 | 0 | 0 |  | 0 | 0 | 0 | 0 |  | 0 | 0 | 0 | 0 | 0 | 0
| Benning | [10 empty] | 117279.9049 | 125166 | 125166 | [6 empty] | 0 |  |  |  |  | 0 | 0 | 0 | 0 | 0 | 0
Delaware | DE | 1784915.9317 | 1406902.019 | 1406902.019 | 2537.3706 | 2537.3706 | 1952486.783 | 3915575.083 | 3915575.083 | 997.2925 | 997.2925 | 563588.776 | 679781 | 680655.8911 | 1658.1481 | 1656.0167 | 0 | 0 | 0 |  | 0 | 0 | 0 | 0 |  | 0 | 4144.6722 | 2414.4083 | 4144.6722 | 2414.4083 | 4828816.6154
| Christiana | [19 empty] | 0 |  |  |  |  | 0 | 0 | 0 | 0 | 0 | 0
| Edge Moor | [10 empty] | 548042.825 | 656938 | 657812.8911 | [6 empty] | 0 |  |  |  |  | 0 | 874.8911 | 728.897 | 874.8911 | 728.897 | 1457793.9145
| Hay Road | [5 empty] | 1952486.783 | 3915575.083 | 3915575.083 | [11 empty] | 0 |  |  |  |  | 0 | 0 | 0 | 0 | 0 | 0
| Indian River Generating Station | 1784915.9317 | 1406902.019 | 1406902.019 | [16 empty] | 0 |  |  |  |  | 0 | 0 | 0 | 0 | 0 | 0
| McKee Run | [10 empty] | 15545.951 | 22843 | 22843 | [6 empty] | 0 |  |  |  |  | 0 | 0 | 0 | 0 | 0 | 0
| NRG Energy Center Dover | [19 empty] | 0 |  |  |  |  | 0 | 3269.781 | 1685.5114 | 3269.781 | 1685.5114 | 3371022.7009
| Van Sant Station | [19 empty] | 0 |  |  |  |  | 0 | 0 | 0 | 0 | 0 | 0
| Warren F Sam Beasley Generation Station | [19 empty] | 0 |  |  |  |  | 0 | 0 | 0 | 0 | 0 | 0
Florida | FL | 60000738.1583 | 49466955.7534 | 50594042.5957 | 2425.8917 | 2371.8499 | 53504698.8152 | 121953337.27 | 123343794.1124 | 877.4618 | 867.5702 | 7277639.661 | 9344019.7625 | 9344019.7625 | 1557.7107 | 1557.7107 | 159515.789 | 275126 | 275126 | 1159.5835 | 1159.5835 | 1803496.25 | 1452981.7 | 1452981.7 | 2482.4762 | 2482.4762 | 2517543.6848 | 1474169.0974 | 4245651.3848 | 3437181.1364 | 6874362272.711
| Anclote | [10 empty] | 1295814.638 | 1613800 | 1613800 | [6 empty] | 0 |  |  |  |  | 0 | 0 | 0 | 0 | 0 | 0
| Arvah B Hopkins | [5 empty] | 779090.4238 | 1186910.997 | 1186910.997 |  |  | 91683.25 | 117758 | 117758 | [6 empty] | 0 |  |  |  |  | 0 | 0 | 0 | 0 | 0 | 0
| Auburndale Peaker Energy Center | [19 empty] | 0 |  |  |  |  | 0 | 0 | 0 | 0 | 0 | 0
| Auburndale Power Partners | [5 empty] | 331516.6 | 654566.005 | 893878.8175 | [11 empty] | 0 |  |  |  |  | 0 | 239312.8125 | 88754.9502 | 239312.8125 | 88754.9502 | 177509900.4368
| Avon Park | [19 empty] | 0 |  |  |  |  | 0 | 0 | 0 | 0 | 0 | 0
| Bayboro | [19 empty] | 0 |  |  |  |  | 0 | 0 | 0 | 0 | 0 | 0
| Big Bend | 11149193.7 | 9418058 | 9418058 | [16 empty] | 0 |  |  |  |  | 0 | 0 | 0 | 0 | 0 | 0
| Brandy Branch | [5 empty] | 1335150.4853 | 3194819 | 3194819 | [11 empty] | 0 |  |  |  |  | 0 | 0 | 0 | 0 | 0 | 0
| C D McIntosh Jr | 1663216.172 | 1368174 | 1368174 |  |  | 888521.301 | 2290788.029 | 2290788.029 |  |  | 13637.505 | 12033.2426 | 12033.2426 | [6 empty] | 0 |  |  |  |  | 0 | 0 | 0 | 0 | 0 | 0
| Cane Island | [5 empty] | 937095.3 | 1248772.67 | 1248772.67 | [11 empty] | 0 |  |  |  |  | 0 | 0 | 0 | 0 | 0 | 0
| Cedar Bay Generating Company LP | 1989042.846 | 1173366 | 2033633.7481 | [16 empty] | 0 |  |  |  |  | 0 | 860267.7481 | 841404.9047 | 860267.7481 | 841404.9047 | 1682809809.4298
| Central Energy Plant | [5 empty] | 179732.6087 | 370931.996 | 370931.996 | [11 empty] | 0 |  |  |  |  | 0 | 0 | 0 | 0 | 0 | 0
| Central Power & Lime | 56840.4383 | 47255 | [17 empty] | 0 |  |  |  |  | 0 | -47255 | 0 | -47255 | 0 | 0
| Crist | 5053003.083 | 3918270 | 3918270 | [16 empty] | 0 |  |  |  |  | 0 | 0 | 0 | 0 | 0 | 0
| Crystal River | 12162146.699 | 7921300.7534 | 7921300.7534 | [16 empty] | 0 |  |  |  |  | 0 | 0 | 0 | 0 | 0 | 0
| Curtis H Stanton Energy Center | [5 empty] | 784795.125 | 1791439.979 | 1791439.979 | [11 empty] | 0 |  |  |  |  | 0 | 0 | 0 | 0 | 0 | 0
| Cutler | [10 empty] | 0 | 0 | 0 | [6 empty] | 0 |  |  |  |  | 0 | 0 | 0 | 0 | 0 | 0
| DeBary | [19 empty] | 0 |  |  |  |  | 0 | 0 | 0 | 0 | 0 | 0
| Deerhaven Generating Station | 1261788.025 | 1099049 | 1099049 | [7 empty] | 93214.825 | 118010 | 118010 | [6 empty] | 0 |  |  |  |  | 0 | 0 | 0 | 0 | 0 | 0
| DeSoto County Plant | [19 empty] | 0 |  |  |  |  | 0 | 0 | 0 | 0 | 0 | 0
| Fort Myers | [5 empty] | 3106940.851 | 7414296.828 | 7414296.828 | [11 empty] | 0 |  |  |  |  | 0 | 0 | 0 | 0 | 0 | 0
| G E Turner | [19 empty] | 0 |  |  |  |  | 0 | 0 | 0 | 0 | 0 | 0
| Greenland Energy Center | [19 empty] | 0 |  |  |  |  | 0 | 0 | 0 | 0 | 0 | 0
| H L Culbreath Bayside Power Station | [5 empty] | 3000123.025 | 6916593 | 6916593 | [11 empty] | 0 |  |  |  |  | 0 | 0 | 0 | 0 | 0 | 0
| Hansel | [5 empty] | 5575.15 | 4510 | 4510 | [11 empty] | 0 |  |  |  |  | 0 | 0 | 0 | 0 | 0 | 0
| Hardee Power Station | [5 empty] | 66300.6899 | 132335 | 132335 | [11 empty] | 0 |  |  |  |  | 0 | 0 | 0 | 0 | 0 | 0
| Higgins | [19 empty] | 0 |  |  |  |  | 0 | 0 | 0 | 0 | 0 | 0
| Hines Energy Complex | [5 empty] | 5104144.748 | 12238534 | 12238534 | [11 empty] | 0 |  |  |  |  | 0 | 0 | 0 | 0 | 0 | 0
| Indian River | [10 empty] | 0 | 0 | 0 | [6 empty] | 0 |  |  |  |  | 0 | 0 | 0 | 0 | 0 | 0
| Indian River Plant | [19 empty] | 0 |  |  |  |  | 0 | 0 | 0 | 0 | 0 | 0
| Indiantown Cogeneration LP | 1275687.269 | 987027 | 1301101.0942 | [16 empty] | 0 |  |  |  |  | 0 | 314074.0942 | 307939.4256 | 314074.0942 | 307939.4256 | 615878851.1024
| Intercession City | [19 empty] | 0 |  |  |  |  | 0 | 0 | 0 | 0 | 0 | 0
| J D Kennedy | [19 empty] | 0 |  |  |  |  | 0 | 0 | 0 | 0 | 0 | 0
| John R Kelly | [5 empty] | 134848.875 | 250812.999 | 250812.999 |  |  | 252.361 | 130 | 130 | [6 empty] | 0 |  |  |  |  | 0 | 0 | 0 | 0 | 0 | 0
| Lake Cogen Ltd | [5 empty] | 232833.671 | 468512 | 523721.108 | [11 empty] | 0 |  |  |  |  | 0 | 55209.108 | 24544.6271 | 55209.108 | 24544.6271 | 49089254.1874
| Lansing Smith | 1361540.651 | 1192248 | 1192248 |  |  | 1617657.275 | 3835998 | 3835998 | [11 empty] | 0 |  |  |  |  | 0 | 0 | 0 | 0 | 0 | 0
| Larsen Memorial | [5 empty] | 31649.695 | 45609 | 45609 | [11 empty] | 0 |  |  |  |  | 0 | 0 | 0 | 0 | 0 | 0
| Lauderdale | [5 empty] | 2472637.637 | 5045889.525 | 5045889.525 | [11 empty] | 0 |  |  |  |  | 0 | 0 | 0 | 0 | 0 | 0
| Manatee | [5 empty] | 2390842.826 | 5595287.8 | 5595287.8 |  |  | 1852165.791 | 2380086 | 2380086 | [6 empty] | 0 |  |  |  |  | 0 | 0 | 0 | 0 | 0 | 0
| Martin | [5 empty] | 4730217.539 | 10884819.671 | 10884819.671 |  |  | 2102064.61 | 2842689 | 2842689 | [6 empty] | 0 |  |  |  |  | 0 | 0 | 0 | 0 | 0 | 0
| Midulla Generating Station | [5 empty] | 1050242.715 | 2290373.001 | 2290373.001 | [11 empty] | 0 |  |  |  |  | 0 | 0 | 0 | 0 | 0 | 0
| Mulberry Cogeneration Facility | [5 empty] | 213071.242 | 375320.953 | 415065.0962 | [11 empty] | 0 |  |  |  |  | 0 | 39744.1432 | 20402.4237 | 39744.1432 | 20402.4237 | 40804847.4129
| Northside Generating Station | 2740570.395 | 2196285 | 2196285 | [7 empty] | 751336.846 | 994752 | 994752 | [6 empty] | 0 |  |  |  |  | 0 | 0 | 0 | 0 | 0 | 0
| Oleander Power Project LP | [19 empty] | 0 |  |  |  |  | 0 | 0 | 0 | 0 | 0 | 0
| Orange Cogeneration Facility | [5 empty] | 142988.863 | 315903.37 | 373669.2772 | [11 empty] | 0 |  |  |  |  | 0 | 57765.9072 | 22104.7913 | 57765.9072 | 22104.7913 | 44209582.6401
| Orlando Cogen LP | [5 empty] | 387673.243 | 768150 | 816138.9715 | [11 empty] | 0 |  |  |  |  | 0 | 47988.9715 | 22795.1867 | 47988.9715 | 22795.1867 | 45590373.3768
| Osceola | [19 empty] | 0 |  |  |  |  | 0 | 0 | 0 | 0 | 0 | 0
| Osprey Energy Center Power Plant | [5 empty] | 1085815.939 | 2444353 | 2444353 | [11 empty] | 0 |  |  |  |  | 0 | 0 | 0 | 0 | 0 | 0
| P L Bartow | [5 empty] | 3313554.873 | 7309943.005 | 7309943.005 | [11 empty] | 0 |  |  |  |  | 0 | 0 | 0 | 0 | 0 | 0
| Pasco Cogen Ltd | [5 empty] | 130965.4944 | 260799 | 280776.531 | [11 empty] | 0 |  |  |  |  | 0 | 19977.531 | 9318.3259 | 19977.531 | 9318.3259 | 18636651.782
| Polk | [19 empty] | 0 | 1803496.25 | 1452981.7 | 1452981.7 |  | 0 | 0 | 0 | 1452981.7 | 1803496.25 | 3606992500
| Port Everglades | [10 empty] | 365876.708 | 407154 | 407154 | [6 empty] | 0 |  |  |  |  | 0 | 0 | 0 | 0 | 0 | 0
| Putnam | [5 empty] | 517579.743 | 867915.262 | 867915.262 | [11 empty] | 0 |  |  |  |  | 0 | 0 | 0 | 0 | 0 | 0
| Riviera | [10 empty] | 0 | 0 | 0 | [6 empty] | 0 |  |  |  |  | 0 | 0 | 0 | 0 | 0 | 0
| S O Purdom | [5 empty] | 643563.175 | 1314195.998 | 1314195.998 |  |  | 14202.1 | 14398 | 14398 | [6 empty] | 0 |  |  |  |  | 0 | 0 | 0 | 0 | 0 | 0
| Sanford | [5 empty] | 4922138.67 | 10987754.5 | 10987754.5 |  |  | 0 | 0 | 0 | [6 empty] | 0 |  |  |  |  | 0 | 0 | 0 | 0 | 0 | 0
| Santa Rosa Energy Center | [5 empty] | 172283.879 | 380928 | 618601.6992 | [11 empty] | 0 |  |  |  |  | 0 | 237673.6992 | 32584.4786 | 237673.6992 | 32584.4786 | 65168957.1072
| Scholz | 115068.301 | 76348 | 76348 | [16 empty] | 0 |  |  |  |  | 0 | 0 | 0 | 0 | 0 | 0
| Seminole | 8695517.053 | 8457157 | 8457157 | [16 empty] | 0 |  |  |  |  | 0 | 0 | 0 | 0 | 0 | 0
| Shady Hills Generating Station | [19 empty] | 0 |  |  |  |  | 0 | 0 | 0 | 0 | 0 | 0
| St Johns River Power Park | 7579908.705 | 6926791 | 6926791 | [16 empty] | 0 |  |  |  |  | 0 | 0 | 0 | 0 | 0 | 0
| Stanton Energy Center | 4897214.821 | 4685627 | 4685627 |  |  | 462344.864 | 1063603.44 | 1063603.44 | [11 empty] | 0 |  |  |  |  | 0 | 0 | 0 | 0 | 0 | 0
| Stock Island | [19 empty] | 0 |  |  |  |  | 0 | 0 | 0 | 0 | 0 | 0
| Suwannee River | [10 empty] | 307252.635 | 402053 | 402053 | [6 empty] | 0 |  |  |  |  | 0 | 0 | 0 | 0 | 0 | 0
| Tiger Bay | [5 empty] | 532015.838 | 1209049 | 1901833.6697 | [11 empty] | 0 |  |  |  |  | 0 | 692784.6697 | 104319.9836 | 692784.6697 | 104319.9836 | 208639967.2356
| Tom G Smith | [10 empty] | 616.975 | 589.52 | 589.52 | [6 empty] | 0 |  |  |  |  | 0 | 0 | 0 | 0 | 0 | 0
| Treasure Coast Energy Center | [5 empty] | 712157.892 | 1703380 | 1703380 | [11 empty] | 0 |  |  |  |  | 0 | 0 | 0 | 0 | 0 | 0
| Turkey Point | [5 empty] | 2437483.893 | 5684358.477 | 5684358.477 |  |  | 385572.191 | 438306 | 438306 | [6 empty] | 0 |  |  |  |  | 0 | 0 | 0 | 0 | 0 | 0
| University of Florida | [15 empty] | 159515.789 | 275126 | 275126 |  | 0 |  |  |  |  | 0 | 0 | 0 | 275126 | 0 | 0
| Vandolah Power Station | [19 empty] | 0 |  |  |  |  | 0 | 0 | 0 | 0 | 0 | 0
| Vero Beach Municipal Power Plant | [5 empty] | 6900.8002 | 7736 | 7736 |  |  | 3949.226 | 2261 | 2261 | [6 empty] | 0 |  |  |  |  | 0 | 0 | 0 | 0 | 0 | 0
| West County Energy Center | [5 empty] | 8644243.866 | 21398147.765 | 21398147.765 | [11 empty] | 0 |  |  |  |  | 0 | 0 | 0 | 0 | 0 | 0
Fort Mojave | Fort Mojave | 0 | 0 | 0 |  |  | 358910.605 | 805648 | 805648 | 890.9862 | 890.9862 | 0 | 0 | 0 |  |  | 0 | 0 | 0 |  | 0 | 0 | 0 | 0 |  | 0 | 0 | 0 | 0 | 0 | 0
| South Point Energy Center | [5 empty] | 358910.605 | 805648 | 805648 | [11 empty] | 0 |  |  |  |  | 0 | 0 | 0 | 0 | 0 | 0
Georgia | GA | 66325636.1163 | 60288020.1571 | 60288020.1571 | 2200.2924 | 2200.2924 | 9739975.9148 | 22836857.996 | 22894337.0413 | 853.0049 | 850.8633 | 4981.1997 | 2685 | 2685 | 3710.3908 | 3710.3908 | 0 | 0 | 0 |  | 0 | 0 | 0 | 0 |  | 0 | 57479.0453 | 22305.1353 | 57479.0453 | 22305.1353 | 44610270.6386
| Baconton Power Plant | [19 empty] | 0 |  |  |  |  | 0 | 0 | 0 | 0 | 0 | 0
| Bainbridge | [19 empty] | 0 |  |  |  |  | 0 | 0 | 0 | 0 | 0 | 0
| Bowen | 16455177.125 | 15555841 | 15555841 | [16 empty] | 0 |  |  |  |  | 0 | 0 | 0 | 0 | 0 | 0
| Chattahoochee Energy Facility | [5 empty] | 811126.925 | 1931689 | 1931689 | [11 empty] | 0 |  |  |  |  | 0 | 0 | 0 | 0 | 0 | 0
| Dahlberg | [19 empty] | 0 |  |  |  |  | 0 | 0 | 0 | 0 | 0 | 0
| Doyle Generating Facility | [19 empty] | 0 |  |  |  |  | 0 | 0 | 0 | 0 | 0 | 0
| Effingham County Power Project | [5 empty] | 902376.725 | 2097936 | 2097936 | [11 empty] | 0 |  |  |  |  | 0 | 0 | 0 | 0 | 0 | 0
| Hammond | 3477676.619 | 2972115 | 2972115 | [16 empty] | 0 |  |  |  |  | 0 | 0 | 0 | 0 | 0 | 0
| Harllee Branch | 5861364.075 | 5489641 | 5489641 | [16 empty] | 0 |  |  |  |  | 0 | 0 | 0 | 0 | 0 | 0
| Hartwell Energy Facility | [19 empty] | 0 |  |  |  |  | 0 | 0 | 0 | 0 | 0 | 0
| Hawk Road Facility | [19 empty] | 0 |  |  |  |  | 0 | 0 | 0 | 0 | 0 | 0
| Jack McDonough | 2526652.0157 | 2172621 | 2172621 |  |  | 7308.8635 | 56165 | 56165 | [11 empty] | 0 |  |  |  |  | 0 | 0 | 0 | 0 | 0 | 0
| KGen Murray I and II LLC | [5 empty] | 1381054.559 | 2992030 | 2992030 | [11 empty] | 0 |  |  |  |  | 0 | 0 | 0 | 0 | 0 | 0
| Kraft | 623346.235 | 678525 | 678525 | [7 empty] | 0 | 0 | 0 | [6 empty] | 0 |  |  |  |  | 0 | 0 | 0 | 0 | 0 | 0
| McIntosh | 80310.6456 | 57815 | 57815 | [16 empty] | 0 |  |  |  |  | 0 | 0 | 0 | 0 | 0 | 0
| McIntosh Combined Cycle Facility | [5 empty] | 3482515.35 | 8163831 | 8163831 | [11 empty] | 0 |  |  |  |  | 0 | 0 | 0 | 0 | 0 | 0
| McManus | [10 empty] | 4981.1997 | 2685 | 2685 | [6 empty] | 0 |  |  |  |  | 0 | 0 | 0 | 0 | 0 | 0
| Mid-Georgia Cogeneration Facility | [5 empty] | 123500.262 | 260773.996 | 318253.0413 | [11 empty] | 0 |  |  |  |  | 0 | 57479.0453 | 22305.1353 | 57479.0453 | 22305.1353 | 44610270.6386
| Mitchell | 64128.9 | 53840.1571 | 53840.1571 | [16 empty] | 0 |  |  |  |  | 0 | 0 | 0 | 0 | 0 | 0
| MPC Generating | [19 empty] | 0 |  |  |  |  | 0 | 0 | 0 | 0 | 0 | 0
| Robins | [19 empty] | 0 |  |  |  |  | 0 | 0 | 0 | 0 | 0 | 0
| Sandersville Energy Facility | [19 empty] | 0 |  |  |  |  | 0 | 0 | 0 | 0 | 0 | 0
| Scherer | 24137770.525 | 21343734 | 21343734 | [16 empty] | 0 |  |  |  |  | 0 | 0 | 0 | 0 | 0 | 0
| Sewell Creek Energy | [19 empty] | 0 |  |  |  |  | 0 | 0 | 0 | 0 | 0 | 0
| Smarr Energy Center | [19 empty] | 0 |  |  |  |  | 0 | 0 | 0 | 0 | 0 | 0
| Sowega Power | [19 empty] | 0 |  |  |  |  | 0 | 0 | 0 | 0 | 0 | 0
| Talbot County Energy | [19 empty] | 0 |  |  |  |  | 0 | 0 | 0 | 0 | 0 | 0
| Tenaska Georgia Generation Facility | [19 empty] | 0 |  |  |  |  | 0 | 0 | 0 | 0 | 0 | 0
| Walton County Power LLC | [19 empty] | 0 |  |  |  |  | 0 | 0 | 0 | 0 | 0 | 0
| Wansley | 8424422.325 | 7724074 | 7724074 | [16 empty] | 0 |  |  |  |  | 0 | 0 | 0 | 0 | 0 | 0
| Wansley Combined Cycle | [5 empty] | 2476799.9033 | 6051261 | 6051261 | [11 empty] | 0 |  |  |  |  | 0 | 0 | 0 | 0 | 0 | 0
| Wansley Unit 9 | [5 empty] | 555293.327 | 1283172 | 1283172 | [11 empty] | 0 |  |  |  |  | 0 | 0 | 0 | 0 | 0 | 0
| Washington County | [19 empty] | 0 |  |  |  |  | 0 | 0 | 0 | 0 | 0 | 0
| West Georgia Generating | [19 empty] | 0 |  |  |  |  | 0 | 0 | 0 | 0 | 0 | 0
| Wilson | [19 empty] | 0 |  |  |  |  | 0 | 0 | 0 | 0 | 0 | 0
| Yates | 4674787.651 | 4239814 | 4239814 | [16 empty] | 0 |  |  |  |  | 0 | 0 | 0 | 0 | 0 | 0
Hawaii | HI | 1524829.5453 | 1382098 | 1409296.0036 | 2206.5433 | 2163.9592 | 0 | 0 | 0 |  |  | 3520489.9552 | 4371311 | 4371311 | 1610.725 | 1610.725 | 0 | 0 | 0 |  | 0 | 0 | 0 | 0 |  | 0 | 1336159.2636 | 507684.0248 | 1336159.2636 | 507684.0248 | 1015368049.5574
| AES Hawaii | 1524829.5453 | 1382098 | 1409296.0036 | [16 empty] | 0 |  |  |  |  | 0 | 27198.0036 | 29427.6854 | 27198.0036 | 29427.6854 | 58855370.791
| Honolulu | [10 empty] | 109733.4192 | 95534 | 95534 | [6 empty] | 0 |  |  |  |  | 0 | 0 | 0 | 0 | 0 | 0
| Kahe | [10 empty] | 2512553.3406 | 3261317 | 3261317 | [6 empty] | 0 |  |  |  |  | 0 | 0 | 0 | 0 | 0 | 0
| Kalaeola Cogen Plant | [19 empty] | 0 |  |  |  |  | 0 | 1308961.26 | 478256.3394 | 1308961.26 | 478256.3394 | 956512678.7663
| Kapaia Power Station | [19 empty] | 0 |  |  |  |  | 0 | 0 | 0 | 0 | 0 | 0
| Maalaea | [19 empty] | 0 |  |  |  |  | 0 | 0 | 0 | 0 | 0 | 0
| Waiau | [10 empty] | 898203.1954 | 1014460 | 1014460 | [6 empty] | 0 |  |  |  |  | 0 | 0 | 0 | 0 | 0 | 0
Iowa | IA | 41531338.109 | 36189395.011 | 36608339.5246 | 2295.2215 | 2268.955 | 350313.5056 | 738673 | 738673 | 948.4941 | 948.4941 | 0 | 0 | 0 |  |  | 0 | 0 | 0 |  | 0 | 0 | 0 | 0 |  | 0 | 418944.5136 | 399375.82 | 418944.5136 | 399375.82 | 798751639.9151
| Ames Electric Services Power Plant | 460890.7 | 322591 | 322591 | [16 empty] | 0 |  |  |  |  | 0 | 0 | 0 | 0 | 0 | 0
| Ames GT | [19 empty] | 0 |  |  |  |  | 0 | 0 | 0 | 0 | 0 | 0
| Burlington | 1486888.851 | 1202753 | 1202753 | [16 empty] | 0 |  |  |  |  | 0 | 0 | 0 | 0 | 0 | 0
| Centerville | [19 empty] | 0 |  |  |  |  | 0 | 0 | 0 | 0 | 0 | 0
| Dubuque | 192338.976 | 117817 | 117817 | [16 empty] | 0 |  |  |  |  | 0 | 0 | 0 | 0 | 0 | 0
| Earl F Wisdom | 19477.888 | 12765 | 12765 | [16 empty] | 0 |  |  |  |  | 0 | 0 | 0 | 0 | 0 | 0
| Electrifarm | [19 empty] | 0 |  |  |  |  | 0 | 0 | 0 | 0 | 0 | 0
| Emery Station | [5 empty] | 213664.06 | 464430 | 464430 | [11 empty] | 0 |  |  |  |  | 0 | 0 | 0 | 0 | 0 | 0
| Exira | [19 empty] | 0 |  |  |  |  | 0 | 0 | 0 | 0 | 0 | 0
| Fair Station | 171896.879 | 140518 | 140518 | [16 empty] | 0 |  |  |  |  | 0 | 0 | 0 | 0 | 0 | 0
| George Neal North | 6313261.425 | 5653412 | 5653412 | [16 empty] | 0 |  |  |  |  | 0 | 0 | 0 | 0 | 0 | 0
| George Neal South | 4483450.275 | 4280672 | 4280672 | [16 empty] | 0 |  |  |  |  | 0 | 0 | 0 | 0 | 0 | 0
| Greater Des Moines | [5 empty] | 118732.183 | 257786 | 257786 | [11 empty] | 0 |  |  |  |  | 0 | 0 | 0 | 0 | 0 | 0
| Lansing | 1898671.8284 | 1366658.011 | 1366658.011 | [16 empty] | 0 |  |  |  |  | 0 | 0 | 0 | 0 | 0 | 0
| Lime Creek | [19 empty] | 0 |  |  |  |  | 0 | 0 | 0 | 0 | 0 | 0
| Louisa | 4498292.205 | 4292959 | 4292959 | [16 empty] | 0 |  |  |  |  | 0 | 0 | 0 | 0 | 0 | 0
| Marshalltown | [19 empty] | 0 |  |  |  |  | 0 | 0 | 0 | 0 | 0 | 0
| Milton L Kapp | 1099521.499 | 899919 | 899919 | [16 empty] | 0 |  |  |  |  | 0 | 0 | 0 | 0 | 0 | 0
| Muscatine Plant #1 | 1215352.8267 | 712415 | 712415 | [16 empty] | 0 |  |  |  |  | 0 | 0 | 0 | 0 | 0 | 0
| Ottumwa | 4559162.641 | 3408573 | 3408573 | [16 empty] | 0 |  |  |  |  | 0 | 0 | 0 | 0 | 0 | 0
| Pella | 89798.904 | 39144 | 39144 | [16 empty] | 0 |  |  |  |  | 0 | 0 | 0 | 0 | 0 | 0
| Pleasant Hill | [19 empty] | 0 |  |  |  |  | 0 | 0 | 0 | 0 | 0 | 0
| Prairie Creek | 927975.533 | 508418 | 927362.5136 | [16 empty] | 0 |  |  |  |  | 0 | 418944.5136 | 399375.82 | 418944.5136 | 399375.82 | 798751639.9151
| Riverside | 867362.612 | 806000 | 806000 | [16 empty] | 0 |  |  |  |  | 0 | 0 | 0 | 0 | 0 | 0
| Streeter Station | 25740.412 | 15027 | 15027 | [16 empty] | 0 |  |  |  |  | 0 | 0 | 0 | 0 | 0 | 0
| Summit Lake | [5 empty] | 17917.2626 | 16457 | 16457 | [11 empty] | 0 |  |  |  |  | 0 | 0 | 0 | 0 | 0 | 0
| Sutherland | 617731.504 | 422468 | 422468 | [16 empty] | 0 |  |  |  |  | 0 | 0 | 0 | 0 | 0 | 0
| Sycamore | [19 empty] | 0 |  |  |  |  | 0 | 0 | 0 | 0 | 0 | 0
| Walter Scott Jr Energy Center | 12603523.15 | 11987286 | 11987286 | [16 empty] | 0 |  |  |  |  | 0 | 0 | 0 | 0 | 0 | 0
Idaho | ID | 0 | 0 | 0 |  |  | 351146.482 | 843176 | 843176 | 832.9138 | 832.9138 | 0 | 0 | 0 |  |  | 0 | 0 | 0 |  | 0 | 0 | 0 | 0 |  | 0 | 0 | 0 | 0 | 0 | 0
| Bennett Mountain | [19 empty] | 0 |  |  |  |  | 0 | 0 | 0 | 0 | 0 | 0
| Evander Andrews Power Complex | [19 empty] | 0 |  |  |  |  | 0 | 0 | 0 | 0 | 0 | 0
| Langley Gulch Power Plant | [5 empty] | 0 | 0 | 0 | [11 empty] | 0 |  |  |  |  | 0 | 0 | 0 | 0 | 0 | 0
| Rathdrum | [19 empty] | 0 |  |  |  |  | 0 | 0 | 0 | 0 | 0 | 0
| Rathdrum Power LLC | [5 empty] | 351146.482 | 843176 | 843176 | [11 empty] | 0 |  |  |  |  | 0 | 0 | 0 | 0 | 0 | 0
Illinois | IL | 101948423.3447 | 87101549.1068 | 87101549.1068 | 2340.9095 | 2340.9095 | 1814278.811 | 3578338 | 4159808.0898 | 1014.0343 | 872.2897 | 785569.2535 | 1116821.9392 | 1116821.9392 | 1406.7941 | 1406.7941 | 0 | 0 | 0 |  | 0 | 0 | 0 | 0 |  | 0 | 581470.0898 | 209586.7606 | 581470.0898 | 209586.7606 | 419173521.2252
| Alsey | [19 empty] | 0 |  |  |  |  | 0 | 0 | 0 | 0 | 0 | 0
| Aurora | [19 empty] | 0 |  |  |  |  | 0 | 0 | 0 | 0 | 0 | 0
| Baldwin Energy Complex | 14019052.404 | 13445595 | 13445595 | [16 empty] | 0 |  |  |  |  | 0 | 0 | 0 | 0 | 0 | 0
| Calumet Energy Team LLC | [19 empty] | 0 |  |  |  |  | 0 | 0 | 0 | 0 | 0 | 0
| Coffeen | 6030638.172 | 5005613 | 5005613 | [16 empty] | 0 |  |  |  |  | 0 | 0 | 0 | 0 | 0 | 0
| Cordova Energy | [5 empty] | 9747.619 | 19355 | 19355 | [11 empty] | 0 |  |  |  |  | 0 | 0 | 0 | 0 | 0 | 0
| Crawford | 3023043.975 | 2399908 | 2399908 | [16 empty] | 0 |  |  |  |  | 0 | 0 | 0 | 0 | 0 | 0
| Crete Energy Venture LLC | [19 empty] | 0 |  |  |  |  | 0 | 0 | 0 | 0 | 0 | 0
| Dallman | 2808028.384 | 2267394 | 2267394 | [16 empty] | 0 |  |  |  |  | 0 | 0 | 0 | 0 | 0 | 0
| Duck Creek | 2533848.815 | 2101483 | 2101483 | [16 empty] | 0 |  |  |  |  | 0 | 0 | 0 | 0 | 0 | 0
| E D Edwards | 5810781.708 | 4859429 | 4859429 | [16 empty] | 0 |  |  |  |  | 0 | 0 | 0 | 0 | 0 | 0
| Elgin Energy Center | [19 empty] | 0 |  |  |  |  | 0 | 0 | 0 | 0 | 0 | 0
| Elwood Energy LLC | [19 empty] | 0 |  |  |  |  | 0 | 0 | 0 | 0 | 0 | 0
| Energy Shelby County | [19 empty] | 0 |  |  |  |  | 0 | 0 | 0 | 0 | 0 | 0
| Factory | [19 empty] | 0 |  |  |  |  | 0 | 0 | 0 | 0 | 0 | 0
| Fisk Street | 1787522.425 | 1588558 | 1588558 | [16 empty] | 0 |  |  |  |  | 0 | 0 | 0 | 0 | 0 | 0
| Freedom Power Project | [19 empty] | 0 |  |  |  |  | 0 | 0 | 0 | 0 | 0 | 0
| Gibson City | [19 empty] | 0 |  |  |  |  | 0 | 0 | 0 | 0 | 0 | 0
| Goose Creek Energy Center | [19 empty] | 0 |  |  |  |  | 0 | 0 | 0 | 0 | 0 | 0
| Grand Tower | [5 empty] | 127446.107 | 242159 | 242159 | [11 empty] | 0 |  |  |  |  | 0 | 0 | 0 | 0 | 0 | 0
| Havana | 3863092.583 | 2939208 | 2939208 | [7 empty] | 0 | 0 | 0 | [6 empty] | 0 |  |  |  |  | 0 | 0 | 0 | 0 | 0 | 0
| Hennepin Power Station | 2539840.252 | 2195812 | 2195812 | [16 empty] | 0 |  |  |  |  | 0 | 0 | 0 | 0 | 0 | 0
| Holland Energy Facility | [5 empty] | 296578.11 | 619738 | 619738 | [11 empty] | 0 |  |  |  |  | 0 | 0 | 0 | 0 | 0 | 0
| Hutsonville | 946358.666 | 767074 | 767074 | [16 empty] | 0 |  |  |  |  | 0 | 0 | 0 | 0 | 0 | 0
| Interstate | [19 empty] | 0 |  |  |  |  | 0 | 0 | 0 | 0 | 0 | 0
| Joliet 29 | 6560011.002 | 5907495 | 5907495 | [16 empty] | 0 |  |  |  |  | 0 | 0 | 0 | 0 | 0 | 0
| Joliet 9 | 2024133.4 | 1674510 | 1674510 | [16 empty] | 0 |  |  |  |  | 0 | 0 | 0 | 0 | 0 | 0
| Joppa Steam | 8791430.289 | 7709230 | 7709230 | [16 empty] | 0 |  |  |  |  | 0 | 0 | 0 | 0 | 0 | 0
| Kendall County Generation Facility | [5 empty] | 990087.097 | 2195389 | 2195389 | [11 empty] | 0 |  |  |  |  | 0 | 0 | 0 | 0 | 0 | 0
| Kincaid Generation LLC | 5879403.893 | 5104909 | 5104909 | [16 empty] | 0 |  |  |  |  | 0 | 0 | 0 | 0 | 0 | 0
| Kinmundy | [19 empty] | 0 |  |  |  |  | 0 | 0 | 0 | 0 | 0 | 0
| Lee Energy Facility | [19 empty] | 0 |  |  |  |  | 0 | 0 | 0 | 0 | 0 | 0
| Lincoln Generating Facility | [19 empty] | 0 |  |  |  |  | 0 | 0 | 0 | 0 | 0 | 0
| Marion | 2470236.9763 | 1846956 | 1846956 | [16 empty] | 0 |  |  |  |  | 0 | 0 | 0 | 0 | 0 | 0
| MEPI GT Facility | [19 empty] | 0 |  |  |  |  | 0 | 0 | 0 | 0 | 0 | 0
| Meredosia | 641364.7437 | 545508.9274 | 545508.9274 | [7 empty] | 297231.8547 | 322871.0756 | 322871.0756 | [6 empty] | 0 |  |  |  |  | 0 | 0 | 0 | 0 | 0 | 0
| Morris Cogeneration LLC | [5 empty] | 390419.878 | 501697 | 1083167.0898 | [11 empty] | 0 |  |  |  |  | 0 | 581470.0898 | 209586.7606 | 581470.0898 | 209586.7606 | 419173521.2252
| Newton | 7968802.092 | 7393135 | 7393135 | [16 empty] | 0 |  |  |  |  | 0 | 0 | 0 | 0 | 0 | 0
| NRG Rockford I | [19 empty] | 0 |  |  |  |  | 0 | 0 | 0 | 0 | 0 | 0
| NRG Rockford II Energy Center | [19 empty] | 0 |  |  |  |  | 0 | 0 | 0 | 0 | 0 | 0
| Pinckneyville | [19 empty] | 0 |  |  |  |  | 0 | 0 | 0 | 0 | 0 | 0
| Powerton | 11893312.157 | 9183981 | 9183981 | [16 empty] | 0 |  |  |  |  | 0 | 0 | 0 | 0 | 0 | 0
| Prairie State Generatng Station | 0 | 0 | 0 | [16 empty] | 0 |  |  |  |  | 0 | 0 | 0 | 0 | 0 | 0
| Raccoon Creek Energy Center | [19 empty] | 0 |  |  |  |  | 0 | 0 | 0 | 0 | 0 | 0
| Rocky Road Power LLC | [19 empty] | 0 |  |  |  |  | 0 | 0 | 0 | 0 | 0 | 0
| Southeast Chicago Energy Project | [19 empty] | 0 |  |  |  |  | 0 | 0 | 0 | 0 | 0 | 0
| Tilton | [19 empty] | 0 |  |  |  |  | 0 | 0 | 0 | 0 | 0 | 0
| University Park North | [19 empty] | 0 |  |  |  |  | 0 | 0 | 0 | 0 | 0 | 0
| University Park South | [19 empty] | 0 |  |  |  |  | 0 | 0 | 0 | 0 | 0 | 0
| Venice | [19 empty] | 0 |  |  |  |  | 0 | 0 | 0 | 0 | 0 | 0
| Vermilion | 201877.6057 | 156070 | 156070 | [16 empty] | 0 |  |  |  |  | 0 | 0 | 0 | 0 | 0 | 0
| Waukegan | 4411260.025 | 3898556 | 3898556 | [16 empty] | 0 |  |  |  |  | 0 | 0 | 0 | 0 | 0 | 0
| Will County | 4054609.6 | 3464092 | 3464092 | [16 empty] | 0 |  |  |  |  | 0 | 0 | 0 | 0 | 0 | 0
| Wood River | 3689774.177 | 2647032.1794 | 2647032.1794 | [7 empty] | 488337.3988 | 793950.8636 | 793950.8636 | [6 empty] | 0 |  |  |  |  | 0 | 0 | 0 | 0 | 0 | 0
| Zion Energy Center | [19 empty] | 0 |  |  |  |  | 0 | 0 | 0 | 0 | 0 | 0
Indiana | IN | 118330517.5239 | 110050337.984 | 110050337.984 | 2150.4799 | 2150.4799 | 5277445.3105 | 8632751 | 9102058.7022 | 1222.6567 | 1159.6157 | 3258.629 | 2491.7172 | 2491.7172 | 2615.5689 | 2615.5689 | 0 | 0 | 0 |  | 0 | 4882791.128 | 5144887.712 | 5144887.712 | 1898.1138 | 1898.1138 | 469307.7022 | 313236.6333 | 5614195.4142 | 5196027.7613 | 10392055522.6574
| A B Brown | 2460526.228 | 2091381 | 2091381 | [16 empty] | 0 |  |  |  |  | 0 | 0 | 0 | 0 | 0 | 0
| AES Petersburg | 10673217.998 | 10052634 | 10052634 | [16 empty] | 0 |  |  |  |  | 0 | 0 | 0 | 0 | 0 | 0
| Anderson | [19 empty] | 0 |  |  |  |  | 0 | 0 | 0 | 0 | 0 | 0
| Bailly | 3106646.98 | 2490609 | 2490609 | [16 empty] | 0 |  |  |  |  | 0 | 0 | 0 | 0 | 0 | 0
| Broadway | [19 empty] | 0 |  |  |  |  | 0 | 0 | 0 | 0 | 0 | 0
| Cayuga | 5979639.312 | 5689588 | 5689588 | [16 empty] | 0 |  |  |  |  | 0 | 0 | 0 | 0 | 0 | 0
| Clifty Creek | 7961051.017 | 7948267 | 7948267 | [16 empty] | 0 |  |  |  |  | 0 | 0 | 0 | 0 | 0 | 0
| Connersville | [19 empty] | 0 |  |  |  |  | 0 | 0 | 0 | 0 | 0 | 0
| Eagle Valley | 1114215.909 | 1014477 | 1014477 | [7 empty] | 3258.629 | 2491.7172 | 2491.7172 | [6 empty] | 0 |  |  |  |  | 0 | 0 | 0 | 0 | 0 | 0
| Edwardsport | 0 | 0 | 0 | [7 empty] | 0 | 0 | 0 | [6 empty] | 0 | 0 |  |  |  | 0 | 0 | 0 | 0 | 0 | 0
| F B Culley | 1975069.341 | 1538608 | 1538608 | [16 empty] | 0 |  |  |  |  | 0 | 0 | 0 | 0 | 0 | 0
| Frank E Ratts | 881100.882 | 796147 | 796147 | [16 empty] | 0 |  |  |  |  | 0 | 0 | 0 | 0 | 0 | 0
| Georgetown | [19 empty] | 0 |  |  |  |  | 0 | 0 | 0 | 0 | 0 | 0
| Gibson | 17306190.227 | 17611420 | 17611420 | [16 empty] | 0 |  |  |  |  | 0 | 0 | 0 | 0 | 0 | 0
| Harding Street | 4053075.169 | 3644173 | 3644173 | [7 empty] | 0 | 0 | 0 | [6 empty] | 0 |  |  |  |  | 0 | 0 | 0 | 0 | 0 | 0
| Henry County | [19 empty] | 0 |  |  |  |  | 0 | 0 | 0 | 0 | 0 | 0
| Lawrence County Station | [19 empty] | 0 |  |  |  |  | 0 | 0 | 0 | 0 | 0 | 0
| Lawrenceburg Energy Facility | [5 empty] | 2488870.0032 | 4028148 | 4028148 | [11 empty] | 0 |  |  |  |  | 0 | 0 | 0 | 0 | 0 | 0
| Logansport | 117303.2171 | 76035 | 76035 | [16 empty] | 0 |  |  |  |  | 0 | 0 | 0 | 0 | 0 | 0
| Merom | 7577742.922 | 7006133 | 7006133 | [16 empty] | 0 |  |  |  |  | 0 | 0 | 0 | 0 | 0 | 0
| Michigan City | 3034601.786 | 2962367 | 2962367 | [16 empty] | 0 |  |  |  |  | 0 | 0 | 0 | 0 | 0 | 0
| Montpelier Electric Generating Station | [19 empty] | 0 |  |  |  |  | 0 | 0 | 0 | 0 | 0 | 0
| Noblesville | [5 empty] | 169737.655 | 349969 | 349969 | [11 empty] | 0 |  |  |  |  | 0 | 0 | 0 | 0 | 0 | 0
| Portside Energy | [5 empty] | 185997.7413 | 298486 | 300006.4898 | [11 empty] | 0 |  |  |  |  | 0 | 1520.4898 | 942.6718 | 1520.4898 | 942.6718 | 1885343.6187
| R Gallagher | 780248.819 | 746347 | 746347 | [16 empty] | 0 |  |  |  |  | 0 | 0 | 0 | 0 | 0 | 0
| R M Schahfer | 9631934.841 | 7580139 | 7580139 | [16 empty] | 0 |  |  |  |  | 0 | 0 | 0 | 0 | 0 | 0
| Richmond | [19 empty] | 0 |  |  |  |  | 0 | 0 | 0 | 0 | 0 | 0
| Rockport | 16978926.674 | 16391329 | 16391329 | [16 empty] | 0 |  |  |  |  | 0 | 0 | 0 | 0 | 0 | 0
| State Line Energy | 4787451.8228 | 3067492.984 | 3067492.984 | [16 empty] | 0 |  |  |  |  | 0 | 0 | 0 | 0 | 0 | 0
| Sugar Creek Power | [5 empty] | 992522.41 | 2266474 | 2266474 | [11 empty] | 0 |  |  |  |  | 0 | 0 | 0 | 0 | 0 | 0
| Tanners Creek | 4092794.28 | 3918996 | 3918996 | [16 empty] | 0 |  |  |  |  | 0 | 0 | 0 | 0 | 0 | 0
| Vermillion Energy Facility | [19 empty] | 0 |  |  |  |  | 0 | 0 | 0 | 0 | 0 | 0
| Wabash Valley Power IGCC |  | 3798261 | [17 empty] | 0 | 1220697.782 |  | 1286221.928 |  | 0 | 0 | 0 | 0 | 1220697.782 | 2441395564
| Wabash Valley Power IGCC |  | 3798261 | 3798261 | [16 empty] | 0 | 1220697.782 |  |  |  | 0 | 0 | 0 | 0 | 1220697.782 | 2441395564
| Wabash River | 3879228.15 | 3798261 | [17 empty] | 0 |  |  | 1286221.928 |  | 0 | 0 | 0 | 0 | 0 | 0
| Wabash River | 3879228.15 | 3798261 | 3798261 | [16 empty] | 0 |  |  |  |  | 0 | 0 | 0 | 0 | 0 | 0
| Wabash Valley Power IGCC | [19 empty] | 0 | 1220697.782 | 1286221.928 | 1286221.928 |  | 0 | 0 | 0 | 1286221.928 | 1220697.782 | 2441395564
| Wabash Valley Power IGCC |  |  | 3798261 | [16 empty] | 0 | 1220697.782 | 1286221.928 |  |  | 0 | 0 | 0 | 1286221.928 | 1220697.782 | 2441395564
| Wabash River | 3879228.15 | [18 empty] | 0 |  | 1286221.928 | 1286221.928 |  | 0 | 0 | 0 | 1286221.928 | 0 | 0
| Wabash River | 3879228.15 |  | 3798261 | [16 empty] | 0 |  | 1286221.928 |  |  | 0 | 0 | 0 | 1286221.928 | 0 | 0
| Wheatland Generating Facility | [19 empty] | 0 |  |  |  |  | 0 | 0 | 0 | 0 | 0 | 0
| Whitewater Valley | 301867.499 | 231151 | 231151 | [16 empty] | 0 |  |  |  |  | 0 | 0 | 0 | 0 | 0 | 0
| Whiting Clean Energy | [5 empty] | 1440317.501 | 1689674 | 2157461.2125 | [11 empty] | 0 |  |  |  |  | 0 | 467787.2125 | 312293.9615 | 467787.2125 | 312293.9615 | 624587923.0386
| Worthington Generation LLC | [19 empty] | 0 |  |  |  |  | 0 | 0 | 0 | 0 | 0 | 0
Kansas | KS | 37019002.861 | 31476299 | 31476299 | 2352.1827 | 2352.1827 | 0 | 0 | 0 |  |  | 1507028.6191 | 1814650 | 1814650 | 1660.9579 | 1660.9579 | 0 | 0 | 0 |  | 0 | 0 | 0 | 0 |  | 0 | 0 | 0 | 0 | 0 | 0
| Abilene Energy Center Combustion Turbine | [19 empty] | 0 |  |  |  |  | 0 | 0 | 0 | 0 | 0 | 0
| Chanute 2 | [19 empty] | 0 |  |  |  |  | 0 | 0 | 0 | 0 | 0 | 0
| Cimarron River | [10 empty] | 60188.171 | 75702 | 75702 | [6 empty] | 0 |  |  |  |  | 0 | 0 | 0 | 0 | 0 | 0
| Clifton | [19 empty] | 0 |  |  |  |  | 0 | 0 | 0 | 0 | 0 | 0
| Coffeyville | [10 empty] | 1578.701 | 1285 | 1285 | [6 empty] | 0 |  |  |  |  | 0 | 0 | 0 | 0 | 0 | 0
| East 12th Street | [10 empty] | 9916.8 | 12852 | 12852 | [6 empty] | 0 |  |  |  |  | 0 | 0 | 0 | 0 | 0 | 0
| Emporia Energy Center | [19 empty] | 0 |  |  |  |  | 0 | 0 | 0 | 0 | 0 | 0
| Fort Dodge | [10 empty] | 272596.3 | 381243 | 381243 | [6 empty] | 0 |  |  |  |  | 0 | 0 | 0 | 0 | 0 | 0
| Garden City | [10 empty] | 48467.914 | 66773 | 66773 | [6 empty] | 0 |  |  |  |  | 0 | 0 | 0 | 0 | 0 | 0
| Gordon Evans Energy Center | [10 empty] | 417573.888 | 596120 | 596120 | [6 empty] | 0 |  |  |  |  | 0 | 0 | 0 | 0 | 0 | 0
| Great Bend | [10 empty] | 52709.282 | 73766 | 73766 | [6 empty] | 0 |  |  |  |  | 0 | 0 | 0 | 0 | 0 | 0
| Holcomb | 2985351.496 | 2735784 | 2735784 | [16 empty] | 0 |  |  |  |  | 0 | 0 | 0 | 0 | 0 | 0
| Hutchinson Energy Center | [10 empty] | 44376.524 | 52611 | 52611 | [6 empty] | 0 |  |  |  |  | 0 | 0 | 0 | 0 | 0 | 0
| Jeffrey Energy Center | 16178523.655 | 13602746 | 13602746 | [16 empty] | 0 |  |  |  |  | 0 | 0 | 0 | 0 | 0 | 0
| Kaw | [10 empty] | 0 | 0 | 0 | [6 empty] | 0 |  |  |  |  | 0 | 0 | 0 | 0 | 0 | 0
| La Cygne | 9259122.211 | 8172292 | 8172292 | [16 empty] | 0 |  |  |  |  | 0 | 0 | 0 | 0 | 0 | 0
| Lawrence Energy Center | 4110970.96 | 3514119 | 3514119 | [16 empty] | 0 |  |  |  |  | 0 | 0 | 0 | 0 | 0 | 0
| McPherson 2 | [19 empty] | 0 |  |  |  |  | 0 | 0 | 0 | 0 | 0 | 0
| McPherson 3 | [19 empty] | 0 |  |  |  |  | 0 | 0 | 0 | 0 | 0 | 0
| Murray Gill | [10 empty] | 223875.397 | 284232 | 284232 | [6 empty] | 0 |  |  |  |  | 0 | 0 | 0 | 0 | 0 | 0
| Nearman Creek | 1941170.739 | 1385453 | 1385453 | [16 empty] | 0 |  |  |  |  | 0 | 0 | 0 | 0 | 0 | 0
| Neosho | [10 empty] | 2499.0631 | 1472 | 1472 | [6 empty] | 0 |  |  |  |  | 0 | 0 | 0 | 0 | 0 | 0
| Osawatomie | [19 empty] | 0 |  |  |  |  | 0 | 0 | 0 | 0 | 0 | 0
| Quindaro | 1189073.38 | 947101 | 947101 | [16 empty] | 0 |  |  |  |  | 0 | 0 | 0 | 0 | 0 | 0
| Riverton | [10 empty] | 373246.579 | 268594 | 268594 | [6 empty] | 0 |  |  |  |  | 0 | 0 | 0 | 0 | 0 | 0
| Tecumseh Energy Center | 1354790.42 | 1118804 | 1118804 | [16 empty] | 0 |  |  |  |  | 0 | 0 | 0 | 0 | 0 | 0
| West Gardner | [19 empty] | 0 |  |  |  |  | 0 | 0 | 0 | 0 | 0 | 0
Kentucky | KY | 100900493.8547 | 93333369.967 | 93333369.967 | 2162.1526 | 2162.1526 | 0 | 0 | 0 |  |  | 0 | 0 | 0 |  |  | 0 | 0 | 0 |  | 0 | 0 | 0 | 0 |  | 0 | 0 | 0 | 0 | 0 | 0
| Big Sandy | 6203718.401 | 6372925 | 6372925 | [16 empty] | 0 |  |  |  |  | 0 | 0 | 0 | 0 | 0 | 0
| Bluegrass Generation LLC | [19 empty] | 0 |  |  |  |  | 0 | 0 | 0 | 0 | 0 | 0
| Cane Run | 3492071.014 | 3222159 | 3222159 | [16 empty] | 0 |  |  |  |  | 0 | 0 | 0 | 0 | 0 | 0
| Cooper | 1672737.798 | 1696770 | 1696770 | [16 empty] | 0 |  |  |  |  | 0 | 0 | 0 | 0 | 0 | 0
| D B Wilson | 3796179.85 | 3410808 | 3410808 | [16 empty] | 0 |  |  |  |  | 0 | 0 | 0 | 0 | 0 | 0
| Dale | 933873.828 | 823500 | 823500 | [16 empty] | 0 |  |  |  |  | 0 | 0 | 0 | 0 | 0 | 0
| E W Brown | 3031043.937 | 2497925 | 2497925 | [16 empty] | 0 |  |  |  |  | 0 | 0 | 0 | 0 | 0 | 0
| East Bend | 4402325.659 | 4250267 | 4250267 | [16 empty] | 0 |  |  |  |  | 0 | 0 | 0 | 0 | 0 | 0
| Elmer Smith | 3096026.846 | 2690010 | 2690010 | [16 empty] | 0 |  |  |  |  | 0 | 0 | 0 | 0 | 0 | 0
| Ghent | 12732146.103 | 12505739 | 12505739 | [16 empty] | 0 |  |  |  |  | 0 | 0 | 0 | 0 | 0 | 0
| Green River | 889338.35 | 788480 | 788480 | [16 empty] | 0 |  |  |  |  | 0 | 0 | 0 | 0 | 0 | 0
| H L Spurlock | 9476774.757 | 9020513 | 9020513 | [16 empty] | 0 |  |  |  |  | 0 | 0 | 0 | 0 | 0 | 0
| HMP&L Station Two Henderson | 2499104.05 | 1974842 | 1974842 | [16 empty] | 0 |  |  |  |  | 0 | 0 | 0 | 0 | 0 | 0
| J K Smith | [19 empty] | 0 |  |  |  |  | 0 | 0 | 0 | 0 | 0 | 0
| Kenneth C Coleman | 3856401.339 | 3308360 | 3308360 | [16 empty] | 0 |  |  |  |  | 0 | 0 | 0 | 0 | 0 | 0
| Marshall Energy Facility | [19 empty] | 0 |  |  |  |  | 0 | 0 | 0 | 0 | 0 | 0
| Mill Creek | 9421843.608 | 9061573 | 9061573 | [16 empty] | 0 |  |  |  |  | 0 | 0 | 0 | 0 | 0 | 0
| Paddys Run | [19 empty] | 0 |  |  |  |  | 0 | 0 | 0 | 0 | 0 | 0
| Paradise | 13633048.621 | 12449612 | 12449612 | [16 empty] | 0 |  |  |  |  | 0 | 0 | 0 | 0 | 0 | 0
| PPS Power Plant No 1 | [19 empty] | 0 |  |  |  |  | 0 | 0 | 0 | 0 | 0 | 0
| R D Green | 4004675.975 | 3470166 | 3470166 | [16 empty] | 0 |  |  |  |  | 0 | 0 | 0 | 0 | 0 | 0
| Riverside Generating LLC | [19 empty] | 0 |  |  |  |  | 0 | 0 | 0 | 0 | 0 | 0
| Robert A Reid | 142909.65 | 95024 | 95024 | [16 empty] | 0 |  |  |  |  | 0 | 0 | 0 | 0 | 0 | 0
| Shawnee | 9610109.1709 | 7843044.967 | 7843044.967 | [16 empty] | 0 |  |  |  |  | 0 | 0 | 0 | 0 | 0 | 0
| Trimble County | 7972343.287 | 7828291 | 7828291 | [16 empty] | 0 |  |  |  |  | 0 | 0 | 0 | 0 | 0 | 0
| Tyrone | 33821.6108 | 23361 | 23361 | [16 empty] | 0 |  |  |  |  | 0 | 0 | 0 | 0 | 0 | 0
Louisiana | LA | 32116246.9884 | 29306415 | 29306415 | 2191.7554 | 2191.7554 | 7537969.6625 | 14413559.961 | 19226058.9021 | 1045.9553 | 784.1409 | 11720644.4107 | 14769622.298 | 14769622.298 | 1587.1285 | 1587.1285 | 0 | 0 | 0 |  | 0 | 0 | 0 | 0 |  | 0 | 4812498.9411 | 1553771.3 | 4812498.9411 | 1553771.3 | 3107542599.9357
| Acadia Energy Center | [5 empty] | 1457635.58 | 2826112 | 2826112 | [11 empty] | 0 |  |  |  |  | 0 | 0 | 0 | 0 | 0 | 0
| Arsenal Hill | [10 empty] | 1301691.567 | 58446 | 58446 | [6 empty] | 0 |  |  |  |  | 0 | 0 | 0 | 0 | 0 | 0
| Bayou Cove Peaking Power | [19 empty] | 0 |  |  |  |  | 0 | 0 | 0 | 0 | 0 | 0
| Big Cajun 1 | [10 empty] | 494.39 | 1095 | 1095 | [6 empty] | 0 |  |  |  |  | 0 | 0 | 0 | 0 | 0 | 0
| Big Cajun 2 | 13629146.268 | 12767371 | 12767371 | [16 empty] | 0 |  |  |  |  | 0 | 0 | 0 | 0 | 0 | 0
| Brame Energy Center | 7242927.498 | 6351800 | 6351800 | [7 empty] | 519248.235 | 705984 | 705984 | [6 empty] | 0 |  |  |  |  | 0 | 0 | 0 | 0 | 0 | 0
| Calcasieu | [19 empty] | 0 |  |  |  |  | 0 | 0 | 0 | 0 | 0 | 0
| Carville Energy LLC | [5 empty] | 1130911.087 | 2270788 | 3091130.8524 | [11 empty] | 0 |  |  |  |  | 0 | 820342.8524 | 300127.9697 | 820342.8524 | 300127.9697 | 600255939.4692
| Coughlin Power Station | [5 empty] | 109768.431 | 224854 | 224854 | [11 empty] | 0 |  |  |  |  | 0 | 0 | 0 | 0 | 0 | 0
| D G Hunter | [10 empty] | 18631.2981 | 5510 | 5510 | [6 empty] | 0 |  |  |  |  | 0 | 0 | 0 | 0 | 0 | 0
| Dolet Hills | 5535635.003 | 4731881 | 4731881 | [16 empty] | 0 |  |  |  |  | 0 | 0 | 0 | 0 | 0 | 0
| Hargis-Hebert Electric Generating | [19 empty] | 0 |  |  |  |  | 0 | 0 | 0 | 0 | 0 | 0
| Houma | [10 empty] | 22107.431 | 26732 | 26732 | [6 empty] | 0 |  |  |  |  | 0 | 0 | 0 | 0 | 0 | 0
| J Lamar Stall Unit | [5 empty] | 1252335.2385 | 3001247 | 3001247 | [11 empty] | 0 |  |  |  |  | 0 | 0 | 0 | 0 | 0 | 0
| Lieberman | [10 empty] | 72923.648 | 110233 | 110233 | [6 empty] | 0 |  |  |  |  | 0 | 0 | 0 | 0 | 0 | 0
| Little Gypsy | [10 empty] | 1258652.943 | 1797281 | 1797281 | [6 empty] | 0 |  |  |  |  | 0 | 0 | 0 | 0 | 0 | 0
| Louis Doc Bonin | [10 empty] | 493944.9338 | 666207 | 666207 | [6 empty] | 0 |  |  |  |  | 0 | 0 | 0 | 0 | 0 | 0
| Louisiana 1 | [5 empty] | 2140192.314 | 2823164.961 | 6815321.0497 | [11 empty] | 0 |  |  |  |  | 0 | 3992156.0887 | 1253643.3302 | 3992156.0887 | 1253643.3302 | 2507286660.4665
| Louisiana 2 | [10 empty] | 0 | 0 | 0 | [6 empty] | 0 |  |  |  |  | 0 | 0 | 0 | 0 | 0 | 0
| Michoud | [10 empty] | 1635421.81 | 2415710 | 2415710 | [6 empty] | 0 |  |  |  |  | 0 | 0 | 0 | 0 | 0 | 0
| Monroe | [10 empty] | 0 | 0 | 0 | [6 empty] | 0 |  |  |  |  | 0 | 0 | 0 | 0 | 0 | 0
| Morgan City | [10 empty] | 15150.81 | 16800 | 16800 | [6 empty] | 0 |  |  |  |  | 0 | 0 | 0 | 0 | 0 | 0
| Nine Mile Point | [10 empty] | 2867633.248 | 4402290 | 4402290 | [6 empty] | 0 |  |  |  |  | 0 | 0 | 0 | 0 | 0 | 0
| NRG Sterlington Power | [19 empty] | 0 |  |  |  |  | 0 | 0 | 0 | 0 | 0 | 0
| Ouachita | [5 empty] | 545694.781 | 1313370 | 1313370 | [11 empty] | 0 |  |  |  |  | 0 | 0 | 0 | 0 | 0 | 0
| Perryville Power Station | [5 empty] | 884185.317 | 1928207 | 1928207 | [11 empty] | 0 |  |  |  |  | 0 | 0 | 0 | 0 | 0 | 0
| R S Nelson | 5708538.2194 | 5455363 | 5455363 | [7 empty] | 1001721.251 | 1335598 | 1335598 | [6 empty] | 0 |  |  |  |  | 0 | 0 | 0 | 0 | 0 | 0
| Sterlington | [5 empty] | 17246.914 | 25817 | 25817 |  |  | 0 | 0 | 0 | [6 empty] | 0 |  |  |  |  | 0 | 0 | 0 | 0 | 0 | 0
| T J Labbe Electric Generating | [19 empty] | 0 |  |  |  |  | 0 | 0 | 0 | 0 | 0 | 0
| Teche | [10 empty] | 591085.5062 | 769097.298 | 769097.298 | [6 empty] | 0 |  |  |  |  | 0 | 0 | 0 | 0 | 0 | 0
| Washington Parish Energy Center | [5 empty] | 0 | 0 | 0 | [11 empty] | 0 |  |  |  |  | 0 | 0 | 0 | 0 | 0 | 0
| Waterford 1 & 2 | [10 empty] | 843359.47 | 1035421 | 1035421 | [6 empty] | 0 |  |  |  |  | 0 | 0 | 0 | 0 | 0 | 0
| Willow Glen | [10 empty] | 1078577.8696 | 1423218 | 1423218 | [6 empty] | 0 |  |  |  |  | 0 | 0 | 0 | 0 | 0 | 0
Massachusetts | MA | 4205098.8973 | 4263506 | 4263506 | 1972.6014 | 1972.6014 | 11082052.3574 | 24968354.0343 | 25017488.5733 | 887.6879 | 885.9444 | 206923.371 | 226058.2453 | 226058.2453 | 1830.7085 | 1830.7085 | 0 | 0 | 0 |  | 0 | 0 | 0 | 0 |  | 0 | 49134.539 | 23222.0944 | 49134.539 | 23222.0944 | 46444188.7629
| ANP Bellingham Energy Project | [5 empty] | 477845.918 | 1095126 | 1095126 | [11 empty] | 0 |  |  |  |  | 0 | 0 | 0 | 0 | 0 | 0
| ANP Blackstone Energy Project | [5 empty] | 898572.912 | 2087965 | 2087965 | [11 empty] | 0 |  |  |  |  | 0 | 0 | 0 | 0 | 0 | 0
| Bellingham Cogeneration Facility | [5 empty] | 309498.719 | 597937.002 | 634065.4153 | [11 empty] | 0 |  |  |  |  | 0 | 36128.4133 | 17634.9275 | 36128.4133 | 17634.9275 | 35269855.0198
| Berkshire Power | [5 empty] | 465074.014 | 1060233 | 1060233 | [11 empty] | 0 |  |  |  |  | 0 | 0 | 0 | 0 | 0 | 0
| Brayton Point | 3412933.05 | 3580301 | 3580301 | [7 empty] | 33067.25 | 32201 | 32201 | [6 empty] | 0 |  |  |  |  | 0 | 0 | 0 | 0 | 0 | 0
| Canal | [10 empty] | 52459.869 | 48097.524 | 48097.524 | [6 empty] | 0 |  |  |  |  | 0 | 0 | 0 | 0 | 0 | 0
| Cleary Flood | [5 empty] | 29109.6794 | 43645.2542 | 43645.2542 |  |  | 4103.623 | 3090 | 3090 | [6 empty] | 0 |  |  |  |  | 0 | 0 | 0 | 0 | 0 | 0
| Dartmouth Power Associates LP | [5 empty] | 52249.041 | 102570.34 | 102570.34 | [11 empty] | 0 |  |  |  |  | 0 | 0 | 0 | 0 | 0 | 0
| Dighton Power Plant | [5 empty] | 464428.527 | 980181 | 980181 | [11 empty] | 0 |  |  |  |  | 0 | 0 | 0 | 0 | 0 | 0
| Exelon Medway LLC | [19 empty] | 0 |  |  |  |  | 0 | 0 | 0 | 0 | 0 | 0
| Fore River Generating Station | [5 empty] | 2017761.53 | 4781876 | 4781876 | [11 empty] | 0 |  |  |  |  | 0 | 0 | 0 | 0 | 0 | 0
| Kendall Square Station | [5 empty] | 560386.129 | 1053133 | 1053288.8868 | [11 empty] | 0 |  |  |  |  | 0 | 155.8868 | 82.9371 | 155.8868 | 82.9371 | 165874.2942
| L'Energia Energy Center | [5 empty] | 50978.836 | 100700.55 | 100700.55 | [11 empty] | 0 |  |  |  |  | 0 | 0 | 0 | 0 | 0 | 0
| Lowell Cogeneration Company LP | [5 empty] | 3517.709 | 5097.35 | 10502.8537 | [11 empty] | 0 |  |  |  |  | 0 | 5405.5037 | 1810.4593 | 5405.5037 | 1810.4593 | 3620918.5821
| M Street Jet | [19 empty] | 0 |  |  |  |  | 0 | 0 | 0 | 0 | 0 | 0
| Masspower | [5 empty] | 413130.375 | 840417 | 845832.0166 | [11 empty] | 0 |  |  |  |  | 0 | 5415.0166 | 2644.8607 | 5415.0166 | 2644.8607 | 5289721.3215
| Milford Power LP | [5 empty] | 104982.171 | 213398 | 213398 | [11 empty] | 0 |  |  |  |  | 0 | 0 | 0 | 0 | 0 | 0
| Millennium Power | [5 empty] | 1012773.425 | 2407211 | 2407211 | [11 empty] | 0 |  |  |  |  | 0 | 0 | 0 | 0 | 0 | 0
| Mount Tom | 138269.775 | 111015 | 111015 | [16 empty] | 0 |  |  |  |  | 0 | 0 | 0 | 0 | 0 | 0
| Mystic Generating Station | [5 empty] | 4028265.322 | 9234268 | 9234268 |  |  | 73428.712 | 99734 | 99734 | [6 empty] | 0 |  |  |  |  | 0 | 0 | 0 | 0 | 0 | 0
| NAEA Energy Massachusetts LLC | [10 empty] | 27869.012 | 31847 | 31847 | [6 empty] | 0 |  |  |  |  | 0 | 0 | 0 | 0 | 0 | 0
| Pittsfield Generating LP | [5 empty] | 101461.576 | 194306.002 | 196335.7207 | [11 empty] | 0 |  |  |  |  | 0 | 2029.7187 | 1048.9098 | 2029.7187 | 1048.9098 | 2097819.5454
| Potter Station 2 | [5 empty] | 5554.774 | 20695.536 | 20695.536 | [11 empty] | 0 |  |  |  |  | 0 | 0 | 0 | 0 | 0 | 0
| Salem Harbor | 653896.0723 | 572190 | 572190 | [7 empty] | 15994.905 | 11088.7213 | 11088.7213 | [6 empty] | 0 |  |  |  |  | 0 | 0 | 0 | 0 | 0 | 0
| Somerset Station | 0 | 0 | 0 | [16 empty] | 0 |  |  |  |  | 0 | 0 | 0 | 0 | 0 | 0
| Stony Brook | [5 empty] | 86461.7 | 149594 | 149594 | [11 empty] | 0 |  |  |  |  | 0 | 0 | 0 | 0 | 0 | 0
| Waters River | [19 empty] | 0 |  |  |  |  | 0 | 0 | 0 | 0 | 0 | 0
Maryland | MD | 23440775.638 | 21090770 | 21112710.0766 | 2222.8468 | 2220.5369 | 270798.4 | 553598.404 | 672175.7268 | 978.3207 | 805.7369 | 655789.991 | 772474 | 772474 | 1697.8953 | 1697.8953 | 0 | 0 | 0 |  | 0 | 0 | 0 | 0 |  | 0 | 140517.3995 | 71892.6564 | 140517.3995 | 71892.6564 | 143785312.7851
| AES Warrior Run Cogeneration Facility | 1626206.833 | 1379176 | 1401116.0766 | [16 empty] | 0 |  |  |  |  | 0 | 21940.0766 | 25464.7728 | 21940.0766 | 25464.7728 | 50929545.5959
| Brandon Shores | 6610419.074 | 5902979 | 5902979 | [16 empty] | 0 |  |  |  |  | 0 | 0 | 0 | 0 | 0 | 0
| C P Crane | 1242441.56 | 993380 | 993380 | [16 empty] | 0 |  |  |  |  | 0 | 0 | 0 | 0 | 0 | 0
| Chalk Point LLC | 3820017.256 | 3481258 | 3481258 | [7 empty] | 547724.78 | 657248 | 657248 | [6 empty] | 0 |  |  |  |  | 0 | 0 | 0 | 0 | 0 | 0
| Dickerson | 1450382.951 | 1264878 | 1264878 | [16 empty] | 0 |  |  |  |  | 0 | 0 | 0 | 0 | 0 | 0
| FirstEnergy R Paul Smith Power Station | 108129.996 | 87361 | 87361 | [16 empty] | 0 |  |  |  |  | 0 | 0 | 0 | 0 | 0 | 0
| Gould Street | [10 empty] | 18499.38 | 26110 | 26110 | [6 empty] | 0 |  |  |  |  | 0 | 0 | 0 | 0 | 0 | 0
| Herbert A Wagner | 1702215.15 | 1509006 | 1509006 | [7 empty] | 58134.225 | 57312 | 57312 | [6 empty] | 0 |  |  |  |  | 0 | 0 | 0 | 0 | 0 | 0
| Morgantown Generating Plant | 6880962.818 | 6472732 | 6472732 | [16 empty] | 0 |  |  |  |  | 0 | 0 | 0 | 0 | 0 | 0
| NAEA Rock Springs LLC | [19 empty] | 0 |  |  |  |  | 0 | 0 | 0 | 0 | 0 | 0
| Panda Brandywine LP | [5 empty] | 270798.4 | 553598.404 | 672175.7268 | [11 empty] | 0 |  |  |  |  | 0 | 118577.3228 | 46427.8836 | 118577.3228 | 46427.8836 | 92855767.1892
| Perryman | [19 empty] | 0 |  |  |  |  | 0 | 0 | 0 | 0 | 0 | 0
| Riverside | [10 empty] | 13289.406 | 17860 | 17860 | [6 empty] | 0 |  |  |  |  | 0 | 0 | 0 | 0 | 0 | 0
| Vienna Operations | [10 empty] | 18142.2 | 13944 | 13944 | [6 empty] | 0 |  |  |  |  | 0 | 0 | 0 | 0 | 0 | 0
| Westport | [19 empty] | 0 |  |  |  |  | 0 | 0 | 0 | 0 | 0 | 0
Maine | ME | 0 | 0 | 0 |  |  | 2046883.224 | 4847598 | 4847598 | 844.4938 | 844.4938 | 107641.962 | 87375 | 87375 | 2463.9076 | 2463.9076 | 0 | 0 | 0 |  | 0 | 0 | 0 | 0 |  | 0 | 2652770.6154 | 1339765.1619 | 2652770.6154 | 1339765.1619 | 2679530323.7939
| Maine Independence Station | [5 empty] | 778158.393 | 1775905 | 1775905 | [11 empty] | 0 |  |  |  |  | 0 | 0 | 0 | 0 | 0 | 0
| Rumford Cogeneration | [19 empty] | 0 |  |  |  |  | 0 | 2652770.6154 | 1339765.1619 | 2652770.6154 | 1339765.1619 | 2679530323.7939
| Rumford Power Associates | [5 empty] | 187548.532 | 411758 | 411758 | [11 empty] | 0 |  |  |  |  | 0 | 0 | 0 | 0 | 0 | 0
| Westbrook Energy Center Power Plant | [5 empty] | 1081176.299 | 2659935 | 2659935 | [11 empty] | 0 |  |  |  |  | 0 | 0 | 0 | 0 | 0 | 0
| William F Wyman | [10 empty] | 107641.962 | 87375 | 87375 | [6 empty] | 0 |  |  |  |  | 0 | 0 | 0 | 0 | 0 | 0
Michigan | MI | 64582949.215 | 58577188.9511 | 58596938.6611 | 2205.0546 | 2204.3114 | 5955863.168 | 11224449.03 | 14004115.057 | 1061.2304 | 850.5876 | 438565.951 | 458049.137 | 458049.137 | 1914.9297 | 1914.9297 | 0 | 0 | 0 |  | 0 | 0 | 0 | 0 |  | 0 | 2823465.9371 | 1075232.2631 | 2823465.9371 | 1075232.2631 | 2150464526.2078
| 491 E 48th Street | [19 empty] | 0 |  |  |  |  | 0 | 0 | 0 | 0 | 0 | 0
| B C Cobb | 1621865.17 | 1501483.998 | 1501483.998 | [7 empty] | 0 | 0 | 0 | [6 empty] | 0 |  |  |  |  | 0 | 0 | 0 | 0 | 0 | 0
| Belle River | 8601597.446 | 7921697 | 7921697 | [16 empty] | 0 |  |  |  |  | 0 | 0 | 0 | 0 | 0 | 0
| Conners Creek | [10 empty] | 0 | 0 | 0 | [6 empty] | 0 |  |  |  |  | 0 | 0 | 0 | 0 | 0 | 0
| Dan E Karn | 2895668.0295 | 2670625 | 2670625 | [7 empty] | 98572.7955 | 90912 | 90912 | [6 empty] | 0 |  |  |  |  | 0 | 0 | 0 | 0 | 0 | 0
| Dearborn Industrial Generation | [5 empty] | 990959.6538 | 1803912 | 3305745.0201 | [11 empty] | 0 |  |  |  |  | 0 | 1501833.8345 | 450203.403 | 1501833.8345 | 450203.403 | 900406806.0739
| Delray | [19 empty] | 0 |  |  |  |  | 0 | 0 | 0 | 0 | 0 | 0
| DTE East China LLC | [19 empty] | 0 |  |  |  |  | 0 | 0 | 0 | 0 | 0 | 0
| DTE Pontiac North LLC | 0 | 0 | [17 empty] | 0 |  |  |  |  | 0 | 0 | 0 | 0 | 0 | 0
| Eckert Station | 1860606.22 | 1313978 | 1313978 | [16 empty] | 0 |  |  |  |  | 0 | 0 | 0 | 0 | 0 | 0
| Endicott Station | 369553.818 | 212193 | 212193 | [16 empty] | 0 |  |  |  |  | 0 | 0 | 0 | 0 | 0 | 0
| Erickson Station | 1108185.614 | 826857 | 826857 | [16 empty] | 0 |  |  |  |  | 0 | 0 | 0 | 0 | 0 | 0
| George Johnson | [19 empty] | 0 |  |  |  |  | 0 | 0 | 0 | 0 | 0 | 0
| Greenwood | [10 empty] | 201950.759 | 316699 | 316699 | [6 empty] | 0 |  |  |  |  | 0 | 0 | 0 | 0 | 0 | 0
| Hancock | [19 empty] | 0 |  |  |  |  | 0 | 0 | 0 | 0 | 0 | 0
| Harbor Beach | 214298.733 | 164039 | 164039 | [16 empty] | 0 |  |  |  |  | 0 | 0 | 0 | 0 | 0 | 0
| J B Sims | 307609.458 | 262090 | 262090 | [16 empty] | 0 |  |  |  |  | 0 | 0 | 0 | 0 | 0 | 0
| J C Weadock | 1740512.696 | 1769673 | 1769673 | [16 empty] | 0 |  |  |  |  | 0 | 0 | 0 | 0 | 0 | 0
| J H Campbell | 9252420.937 | 8382991 | 8382991 | [16 empty] | 0 |  |  |  |  | 0 | 0 | 0 | 0 | 0 | 0
| J R Whiting | 1905120.964 | 1591237 | 1591237 | [16 empty] | 0 |  |  |  |  | 0 | 0 | 0 | 0 | 0 | 0
| Jackson Michigan Facility | [5 empty] | 519958.914 | 1014615 | 1014615 | [11 empty] | 0 |  |  |  |  | 0 | 0 | 0 | 0 | 0 | 0
| James De Young | 127306.143 | 79925 | 79925 | [16 empty] | 0 |  |  |  |  | 0 | 0 | 0 | 0 | 0 | 0
| Kalamazoo River Generating Station | [19 empty] | 0 |  |  |  |  | 0 | 0 | 0 | 0 | 0 | 0
| Kalkaska CT #1 | [19 empty] | 0 |  |  |  |  | 0 | 0 | 0 | 0 | 0 | 0
| Livingston Generating Station | [19 empty] | 0 |  |  |  |  | 0 | 0 | 0 | 0 | 0 | 0
| Marysville | 0 | 0 | 0 | [16 empty] | 0 |  |  |  |  | 0 | 0 | 0 | 0 | 0 | 0
| Michigan Power LP | [5 empty] | 617518.718 | 1100393 | 1102668.9086 | [11 empty] | 0 |  |  |  |  | 0 | 2275.9086 | 1274.5586 | 2275.9086 | 1274.5586 | 2549117.2679
| Midland Cogeneration Venture | [5 empty] | 2253012.0903 | 3718074.03 | 4835833.3973 | [11 empty] | 0 |  |  |  |  | 0 | 1117759.3673 | 520763.4676 | 1117759.3673 | 520763.4676 | 1041526935.1258
| Mistersky | [10 empty] | 0 | 0 | [7 empty] | 0 |  |  |  |  | 0 | 0 | 0 | 0 | 0 | 0
| Monroe | 17421006.289 | 16874379 | 16874379 | [16 empty] | 0 |  |  |  |  | 0 | 0 | 0 | 0 | 0 | 0
| New Covert Generating Facility | [5 empty] | 822497.551 | 1927790 | 1927790 | [11 empty] | 0 |  |  |  |  | 0 | 0 | 0 | 0 | 0 | 0
| Presque Isle | 2858185.552 | 2251246 | 2251246 | [16 empty] | 0 |  |  |  |  | 0 | 0 | 0 | 0 | 0 | 0
| Renaissance Power LLC | [19 empty] | 0 |  |  |  |  | 0 | 0 | 0 | 0 | 0 | 0
| River Rouge | 2678654.25 | 2547440 | 2547440 | [7 empty] | 0 | 0 | 0 | [6 empty] | 0 |  |  |  |  | 0 | 0 | 0 | 0 | 0 | 0
| Shiras | 375184.9 | 165116.9531 | 165116.9531 | [16 empty] | 0 |  |  |  |  | 0 | 0 | 0 | 0 | 0 | 0
| St Clair | 6774586.999 | 6137133 | 6137133 | [16 empty] | 0 |  |  |  |  | 0 | 0 | 0 | 0 | 0 | 0
| Sumpter | [19 empty] | 0 |  |  |  |  | 0 | 0 | 0 | 0 | 0 | 0
| TES Filer City Station | 623534.2485 | 454695 | 474444.7099 | [16 empty] | 0 |  |  |  |  | 0 | 19749.7099 | 25955.8602 | 19749.7099 | 25955.8602 | 51911720.3207
| Thetford | [19 empty] | 0 |  |  |  |  | 0 | 0 | 0 | 0 | 0 | 0
| Trenton Channel | 3847051.748 | 3450390 | 3450390 | [16 empty] | 0 |  |  |  |  | 0 | 0 | 0 | 0 | 0 | 0
| Wyandotte | [10 empty] | 138042.3965 | 50438.137 | 50438.137 | [6 empty] | 0 |  |  |  |  | 0 | 0 | 0 | 0 | 0 | 0
| Zeeland Generating Station | [5 empty] | 751916.241 | 1659665 | 1817462.731 | [11 empty] | 0 |  |  |  |  | 0 | 181847.1167 | 77034.9737 | 181847.1167 | 77034.9737 | 154069947.4195
Minnesota | MN | 31164332.3051 | 29031085.8 | 29099112.2446 | 2146.9629 | 2141.9439 | 1161450.813 | 2529281.002 | 2566511.3879 | 918.4039 | 905.0814 | 22993.737 | 27897.3835 | 27897.3835 | 1648.4512 | 1648.4512 | 0 | 0 | 0 |  | 0 | 0 | 0 | 0 |  | 0 | 105256.8305 | 92378.5417 | 105256.8305 | 92378.5417 | 184757083.4751
| Allen S King | 3641023.305 | 3423920 | 3423920 | [16 empty] | 0 |  |  |  |  | 0 | 0 | 0 | 0 | 0 | 0
| Austin Northeast | 22364.203 | 13340 | 13340 | [16 empty] | 0 |  |  |  |  | 0 | 0 | 0 | 0 | 0 | 0
| Black Dog | 1545869.87 | 1205912 | 1205912 |  |  | 149873.697 | 313083 | 313083 | [11 empty] | 0 |  |  |  |  | 0 | 0 | 0 | 0 | 0 | 0
| Blue Lake | [19 empty] | 0 |  |  |  |  | 0 | 0 | 0 | 0 | 0 | 0
| Cambridge CT | [19 empty] | 0 |  |  |  |  | 0 | 0 | 0 | 0 | 0 | 0
| Cannon Falls Energy Center | [19 empty] | 0 |  |  |  |  | 0 | 0 | 0 | 0 | 0 | 0
| Cascade Creek | [19 empty] | 0 |  |  |  |  | 0 | 0 | 0 | 0 | 0 | 0
| Clay Boswell | 8294020.313 | 7300254 | 7300254 | [16 empty] | 0 |  |  |  |  | 0 | 0 | 0 | 0 | 0 | 0
| Elk River | [19 empty] | 0 |  |  |  |  | 0 | 0 | 0 | 0 | 0 | 0
| Faribault Energy Park | [5 empty] | 129779.595 | 291249 | 291249 | [11 empty] | 0 |  |  |  |  | 0 | 0 | 0 | 0 | 0 | 0
| Fox Lake | [10 empty] | 22993.737 | 27897.3835 | 27897.3835 | [6 empty] | 0 |  |  |  |  | 0 | 0 | 0 | 0 | 0 | 0
| High Bridge | [5 empty] | 356030.826 | 796128 | 796128 | [11 empty] | 0 |  |  |  |  | 0 | 0 | 0 | 0 | 0 | 0
| Hoot Lake | 1053185.1 | 788231 | 788231 | [16 empty] | 0 |  |  |  |  | 0 | 0 | 0 | 0 | 0 | 0
| Hutchinson Plant #2 | [5 empty] | 7016.379 | 9548 | 9548 | [11 empty] | 0 |  |  |  |  | 0 | 0 | 0 | 0 | 0 | 0
| Inver Hills | [19 empty] | 0 |  |  |  |  | 0 | 0 | 0 | 0 | 0 | 0
| Lakefield Junction | [19 empty] | 0 |  |  |  |  | 0 | 0 | 0 | 0 | 0 | 0
| LSP-Cottage Grove LP | [5 empty] | 102186.025 | 190253 | 227483.3859 | [11 empty] | 0 |  |  |  |  | 0 | 37230.3859 | 16723.9692 | 37230.3859 | 16723.9692 | 33447938.4471
| Mankato Energy Center | [5 empty] | 157285.51 | 331432.006 | 331432.006 | [11 empty] | 0 |  |  |  |  | 0 | 0 | 0 | 0 | 0 | 0
| Maple Lake | [19 empty] | 0 |  |  |  |  | 0 | 0 | 0 | 0 | 0 | 0
| Minnesota River | [19 empty] | 0 |  |  |  |  | 0 | 0 | 0 | 0 | 0 | 0
| Montgomery | [19 empty] | 0 |  |  |  |  | 0 | 0 | 0 | 0 | 0 | 0
| New Ulm | [19 empty] | 0 |  |  |  |  | 0 | 0 | 0 | 0 | 0 | 0
| Pleasant Valley | [19 empty] | 0 |  |  |  |  | 0 | 0 | 0 | 0 | 0 | 0
| Riverside | [5 empty] | 259278.781 | 597587.996 | 597587.996 | [11 empty] | 0 |  |  |  |  | 0 | 0 | 0 | 0 | 0 | 0
| Rock Lake CT | [19 empty] | 0 |  |  |  |  | 0 | 0 | 0 | 0 | 0 | 0
| Sherburne County | 14461128.887 | 13000105 | 13068131.4446 | [16 empty] | 0 |  |  |  |  | 0 | 68026.4446 | 75654.5725 | 68026.4446 | 75654.5725 | 151309145.028
| Silver Lake | 11998.3551 | 1721985.8 | 1721985.8 | [16 empty] | 0 |  |  |  |  | 0 | 0 | 0 | 0 | 0 | 0
| Solway CT | [19 empty] | 0 |  |  |  |  | 0 | 0 | 0 | 0 | 0 | 0
| St Bonifacius | [19 empty] | 0 |  |  |  |  | 0 | 0 | 0 | 0 | 0 | 0
| Syl Laskin | 673940.081 | 460574 | 460574 | [16 empty] | 0 |  |  |  |  | 0 | 0 | 0 | 0 | 0 | 0
| Taconite Harbor Energy Center | 1460802.191 | 1116764 | 1116764 | [16 empty] | 0 |  |  |  |  | 0 | 0 | 0 | 0 | 0 | 0
Missouri | MO | 84230432.042 | 77953101 | 77953101 | 2161.054 | 2161.054 | 1657385.504 | 3702923 | 3702923 | 895.1769 | 895.1769 | 0 | 0 | 0 |  |  | 0 | 0 | 0 |  | 0 | 0 | 0 | 0 |  | 0 | 0 | 0 | 0 | 0 | 0
| Asbury | 1304134.7784 | 1061949 | 1061949 | [16 empty] | 0 |  |  |  |  | 0 | 0 | 0 | 0 | 0 | 0
| Audrain Generating Station | [19 empty] | 0 |  |  |  |  | 0 | 0 | 0 | 0 | 0 | 0
| Blue Valley | 102775.999 | 136929 | 136929 | [16 empty] | 0 |  |  |  |  | 0 | 0 | 0 | 0 | 0 | 0
| Chamois | 437165.732 | 372795 | 372795 | [16 empty] | 0 |  |  |  |  | 0 | 0 | 0 | 0 | 0 | 0
| Chillicothe | [19 empty] | 0 |  |  |  |  | 0 | 0 | 0 | 0 | 0 | 0
| Columbia | 28163.7926 | 18252 | 18252 | [16 empty] | 0 |  |  |  |  | 0 | 0 | 0 | 0 | 0 | 0
| Columbia Energy Center | [19 empty] | 0 |  |  |  |  | 0 | 43154.291 | 15399.3907 | 43154.291 | 15399.3907 | 30798781.4502
| Dogwood Energy Facility | [5 empty] | 355140.75 | 796855 | 796855 | [11 empty] | 0 |  |  |  |  | 0 | 0 | 0 | 0 | 0 | 0
| Empire Energy Center | [19 empty] | 0 |  |  |  |  | 0 | 0 | 0 | 0 | 0 | 0
| Essex | [19 empty] | 0 |  |  |  |  | 0 | 0 | 0 | 0 | 0 | 0
| Fairgrounds | [19 empty] | 0 |  |  |  |  | 0 | 0 | 0 | 0 | 0 | 0
| Greenwood | [19 empty] | 0 |  |  |  |  | 0 | 0 | 0 | 0 | 0 | 0
| Hawthorn | 4080984.634 | 3767948 | 3767948 |  |  | 117428.944 | 216040 | 216040 | [11 empty] | 0 |  |  |  |  | 0 | 0 | 0 | 0 | 0 | 0
| Higginsville | [19 empty] | 0 |  |  |  |  | 0 | 0 | 0 | 0 | 0 | 0
| Holden | [19 empty] | 0 |  |  |  |  | 0 | 0 | 0 | 0 | 0 | 0
| Howard Bend | [19 empty] | 0 |  |  |  |  | 0 | 0 | 0 | 0 | 0 | 0
| Iatan | 9354731.644 | 9041945 | 9041945 | [16 empty] | 0 |  |  |  |  | 0 | 0 | 0 | 0 | 0 | 0
| James River Power Station | 996793.547 | 836803 | 836803 | [16 empty] | 0 |  |  |  |  | 0 | 0 | 0 | 0 | 0 | 0
| John Twitty Energy Center | 2839913.261 | 2534548 | 2534548 | [16 empty] | 0 |  |  |  |  | 0 | 0 | 0 | 0 | 0 | 0
| Labadie | 19941926.761 | 18590796 | 18590796 | [16 empty] | 0 |  |  |  |  | 0 | 0 | 0 | 0 | 0 | 0
| Lake Road | 498390.431 | 420291 | 420291 | [7 empty] | 0 | [8 empty] | 0 |  |  |  |  | 0 | 0 | 0 | 0 | 0 | 0
| McCartney | [19 empty] | 0 |  |  |  |  | 0 | 0 | 0 | 0 | 0 | 0
| Meramec | 6355599.465 | 5473893 | 5473893 | [16 empty] | 0 |  |  |  |  | 0 | 0 | 0 | 0 | 0 | 0
| Mexico | [19 empty] | 0 |  |  |  |  | 0 | 0 | 0 | 0 | 0 | 0
| Moberly | [19 empty] | 0 |  |  |  |  | 0 | 0 | 0 | 0 | 0 | 0
| Montrose | 3053576.418 | 2610107 | 2610107 | [16 empty] | 0 |  |  |  |  | 0 | 0 | 0 | 0 | 0 | 0
| Moreau | [19 empty] | 0 |  |  |  |  | 0 | 0 | 0 | 0 | 0 | 0
| New Madrid | 7362809.395 | 7287062 | 7287062 | [16 empty] | 0 |  |  |  |  | 0 | 0 | 0 | 0 | 0 | 0
| Nodaway | [19 empty] | 0 |  |  |  |  | 0 | 0 | 0 | 0 | 0 | 0
| Northeast | [19 empty] | 0 |  |  |  |  | 0 | 0 | 0 | 0 | 0 | 0
| Peno Creek | [19 empty] | 0 |  |  |  |  | 0 | 0 | 0 | 0 | 0 | 0
| Ralph Green | [19 empty] | 0 |  |  |  |  | 0 | 0 | 0 | 0 | 0 | 0
| Rush Island | 8464797.85 | 8230314 | 8230314 | [16 empty] | 0 |  |  |  |  | 0 | 0 | 0 | 0 | 0 | 0
| Sibley | 2548242.116 | 2381498 | 2381498 | [16 empty] | 0 |  |  |  |  | 0 | 0 | 0 | 0 | 0 | 0
| Sikeston Power Station | 2096277.483 | 1840036 | 1840036 | [16 empty] | 0 |  |  |  |  | 0 | 0 | 0 | 0 | 0 | 0
| Sioux | 5580349.005 | 5209936 | 5209936 | [16 empty] | 0 |  |  |  |  | 0 | 0 | 0 | 0 | 0 | 0
| South Harper | [19 empty] | 0 |  |  |  |  | 0 | 0 | 0 | 0 | 0 | 0
| St Francis Energy Facility | [5 empty] | 346365.497 | 773476 | 773476 | [11 empty] | 0 |  |  |  |  | 0 | 0 | 0 | 0 | 0 | 0
| State Line Combined Cycle | [5 empty] | 838450.313 | 1916552 | 1916552 | [11 empty] | 0 |  |  |  |  | 0 | 0 | 0 | 0 | 0 | 0
| Thomas Hill | 9183799.73 | 8137999 | 8137999 | [16 empty] | 0 |  |  |  |  | 0 | 0 | 0 | 0 | 0 | 0
| Viaduct | [19 empty] | 0 |  |  |  |  | 0 | 0 | 0 | 0 | 0 | 0
Mississippi | MS | 11371536.678 | 9826030 | 9826030 | 2314.574 | 2314.574 | 9746880.6134 | 23109800.5723 | 23109800.5723 | 843.5279 | 843.5279 | 3553506.295 | 4645040.0448 | 4645040.0448 | 1530.0218 | 1530.0218 | 0 | 0 | 0 |  | 0 | 0 | 0 | 0 |  | 0 | 0 | 0 | 0 | 0 | 0
| Attala | [5 empty] | 547195.845 | 1526044 | 1526044 | [11 empty] | 0 |  |  |  |  | 0 | 0 | 0 | 0 | 0 | 0
| Batesville Generation Facility | [5 empty] | 922650.57 | 1886905 | 1886905 | [11 empty] | 0 |  |  |  |  | 0 | 0 | 0 | 0 | 0 | 0
| Baxter Wilson | [10 empty] | 2195369.501 | 2788574 | 2788574 | [6 empty] | 0 |  |  |  |  | 0 | 0 | 0 | 0 | 0 | 0
| Caledonia | [5 empty] | 1569612.09 | 3728962 | 3728962 | [11 empty] | 0 |  |  |  |  | 0 | 0 | 0 | 0 | 0 | 0
| Choctaw County | [5 empty] | 215436.15 | 479646 | 479646 | [11 empty] | 0 |  |  |  |  | 0 | 0 | 0 | 0 | 0 | 0
| Crossroads Energy Center | [19 empty] | 0 |  |  |  |  | 0 | 0 | 0 | 0 | 0 | 0
| Delta | [10 empty] | 0 | 0 | 0 | [6 empty] | 0 |  |  |  |  | 0 | 0 | 0 | 0 | 0 | 0
| Eaton | [10 empty] | 7603.8496 | 7750 | 7750 | [6 empty] | 0 |  |  |  |  | 0 | 0 | 0 | 0 | 0 | 0
| Gerald Andrus | [10 empty] | 976254.967 | 1468671 | 1468671 | [6 empty] | 0 |  |  |  |  | 0 | 0 | 0 | 0 | 0 | 0
| Hinds Energy Facility | [5 empty] | 397836.666 | 1058335 | 1058335 | [11 empty] | 0 |  |  |  |  | 0 | 0 | 0 | 0 | 0 | 0
| Jack Watson | 2967445.2 | 2898271 | 2898271 | [7 empty] | 18068.475 | 18921 | 18921 | [6 empty] | 0 |  |  |  |  | 0 | 0 | 0 | 0 | 0 | 0
| Kemper County | [19 empty] | 0 |  |  |  |  | 0 | 0 | 0 | 0 | 0 | 0
| L L Wilkins | [5 empty] | 169.4654 | 866.5723 | 866.5723 | [11 empty] | 0 |  |  |  |  | 0 | 0 | 0 | 0 | 0 | 0
| Magnolia Power Plant | [5 empty] | 1258494.825 | 2686222 | 2686222 | [11 empty] | 0 |  |  |  |  | 0 | 0 | 0 | 0 | 0 | 0
| Moselle | [10 empty] | 128758.204 | 173616.7236 | 173616.7236 | [6 empty] | 0 |  |  |  |  | 0 | 0 | 0 | 0 | 0 | 0
| Natchez | [10 empty] | 0 | 0 | 0 | [6 empty] | 0 |  |  |  |  | 0 | 0 | 0 | 0 | 0 | 0
| New Albany Energy Facility | [19 empty] | 0 |  |  |  |  | 0 | 0 | 0 | 0 | 0 | 0
| Quantum Choctaw Power LLC | [5 empty] | 776292.833 | 1824533 | 1824533 | [11 empty] | 0 |  |  |  |  | 0 | 0 | 0 | 0 | 0 | 0
| R D Morrow | 2008395.553 | 1691438 | 1691438 | [16 empty] | 0 |  |  |  |  | 0 | 0 | 0 | 0 | 0 | 0
| Red Hills Generating Facility | 3174604.55 | 2483561 | 2483561 | [16 empty] | 0 |  |  |  |  | 0 | 0 | 0 | 0 | 0 | 0
| Rex Brown | [10 empty] | 220637.5984 | 177251 | 177251 | [6 empty] | 0 |  |  |  |  | 0 | 0 | 0 | 0 | 0 | 0
| Silver Creek | [19 empty] | 0 |  |  |  |  | 0 | 0 | 0 | 0 | 0 | 0
| Sweatt | [10 empty] | 6813.7 | 10256.3213 | 10256.3213 | [6 empty] | 0 |  |  |  |  | 0 | 0 | 0 | 0 | 0 | 0
| Sylvarena | [19 empty] | 0 |  |  |  |  | 0 | 0 | 0 | 0 | 0 | 0
| TVA Southaven Combined Cycle | [5 empty] | 1354979.144 | 3257276 | 3257276 | [11 empty] | 0 |  |  |  |  | 0 | 0 | 0 | 0 | 0 | 0
| Victor J Daniel Jr | 3221091.375 | 2752760 | 2752760 |  |  | 2704213.025 | 6661011 | 6661011 | [11 empty] | 0 |  |  |  |  | 0 | 0 | 0 | 0 | 0 | 0
Montana | MT | 18920811.0304 | 15507745 | 15759315.1845 | 2440.1757 | 2401.2225 | 0 | 0 | 0 |  |  | 0 | 0 | 0 |  |  | 0 | 0 | 0 |  | 0 | 0 | 0 | 0 |  | 0 | 251570.1845 | 313229.8262 | 251570.1845 | 313229.8262 | 626459652.4595
| Colstrip | 15422736.087 | 13025219 | 13025219 | [16 empty] | 0 |  |  |  |  | 0 | 0 | 0 | 0 | 0 | 0
| Colstrip Energy LP | 379085.4158 | 260758 | 260758 | [16 empty] | 0 |  |  |  |  | 0 | 0 | 0 | 0 | 0 | 0
| Culbertson Generation Station | [19 empty] | 0 |  |  |  |  | 0 | 0 | 0 | 0 | 0 | 0
| Dave Gates Generating Station | [19 empty] | 0 |  |  |  |  | 0 | 0 | 0 | 0 | 0 | 0
| Glendive GT | [19 empty] | 0 |  |  |  |  | 0 | 0 | 0 | 0 | 0 | 0
| Hardin Generator Project | 844875.114 | 645637 | 645637 | [16 empty] | 0 |  |  |  |  | 0 | 0 | 0 | 0 | 0 | 0
| Highwood Generating Station | [19 empty] | 0 |  |  |  |  | 0 | 0 | 0 | 0 | 0 | 0
| J E Corette Plant | 999053.764 | 831047 | 831047 | [16 empty] | 0 |  |  |  |  | 0 | 0 | 0 | 0 | 0 | 0
| Lewis & Clark | 408643.226 | 300792 | 300792 | [16 empty] | 0 |  |  |  |  | 0 | 0 | 0 | 0 | 0 | 0
| Yellowstone Energy LP | 866417.4236 | 444292 | 695862.1845 | [16 empty] | 0 |  |  |  |  | 0 | 251570.1845 | 313229.8262 | 251570.1845 | 313229.8262 | 626459652.4595
Navajo | Navajo | 33006520.563 | 31006231 | 31006231 | 2129.025 | 2129.025 | 0 | 0 | 0 |  |  | 0 | 0 | 0 |  |  | 0 | 0 | 0 |  | 0 | 0 | 0 | 0 |  | 0 | 0 | 0 | 0 | 0 | 0
| Four Corners | 14488177.848 | 14054456 | 14054456 | [16 empty] | 0 |  |  |  |  | 0 | 0 | 0 | 0 | 0 | 0
| Navajo | 18518342.715 | 16951775 | 16951775 | [16 empty] | 0 |  |  |  |  | 0 | 0 | 0 | 0 | 0 | 0
North Carolina | NC | 60722775.4505 | 59421080.807 | 60155344.6375 | 2043.8126 | 2018.8655 | 3631323.7496 | 8516239.949 | 8516239.949 | 852.7998 | 852.7998 | 0 | 0 | 0 |  |  | 0 | 0 | 0 |  | 0 | 0 | 0 | 0 |  | 0 | 734263.8305 | 602090.0551 | 734263.8305 | 602090.0551 | 1204180110.1941
| Anson County Generation Facility | [19 empty] | 0 |  |  |  |  | 0 | 0 | 0 | 0 | 0 | 0
| Asheville | 1870951.125 | 1728619 | 1728619 | [16 empty] | 0 |  |  |  |  | 0 | 0 | 0 | 0 | 0 | 0
| Belews Creek | 14869425.963 | 16009865 | 16009865 | [16 empty] | 0 |  |  |  |  | 0 | 0 | 0 | 0 | 0 | 0
| Buck | 910931.7656 | 644316.002 | 644316.002 |  |  | 86841.0996 | 200926 | 200926 | [11 empty] | 0 |  |  |  |  | 0 | 0 | 0 | 0 | 0 | 0
| Butler-Warner Generation Plant | [5 empty] | 32683.3 | 43712 | 43712 | [11 empty] | 0 |  |  |  |  | 0 | 0 | 0 | 0 | 0 | 0
| Cape Fear | 1134001.575 | 1219603 | 1219603 | [16 empty] | 0 |  |  |  |  | 0 | 0 | 0 | 0 | 0 | 0
| Cliffside | 2872889.0578 | 2628261.005 | 2628261.005 | [16 empty] | 0 |  |  |  |  | 0 | 0 | 0 | 0 | 0 | 0
| Dan River | 323151.0244 | 252281 | 252281 |  |  | 0 | 0 | 0 | [11 empty] | 0 |  |  |  |  | 0 | 0 | 0 | 0 | 0 | 0
| Edgecombe Genco LLC | 763613.551 | 427601 | 924111.1178 | [16 empty] | 0 |  |  |  |  | 0 | 496510.1178 | 410277.3431 | 496510.1178 | 410277.3431 | 820554686.271
| Elizabethtown Power LLC | 0 | 0 | [17 empty] | 0 |  |  |  |  | 0 | 0 | 0 | 0 | 0 | 0
| G G Allen | 4336733.545 | 4109206 | 4109206 | [16 empty] | 0 |  |  |  |  | 0 | 0 | 0 | 0 | 0 | 0
| Hamlet Generating Facility | [19 empty] | 0 |  |  |  |  | 0 | 0 | 0 | 0 | 0 | 0
| HF Lee Plant | 1383303.375 | 1359458 | 1359458 | [16 empty] | 0 |  |  |  |  | 0 | 0 | 0 | 0 | 0 | 0
| L V Sutton | 1847428.475 | 1673868 | 1673868 | [16 empty] | 0 |  |  |  |  | 0 | 0 | 0 | 0 | 0 | 0
| Lincoln Combustion | [19 empty] | 0 |  |  |  |  | 0 | 0 | 0 | 0 | 0 | 0
| Lumberton | 0 | 0 | [17 empty] | 0 |  |  |  |  | 0 | 0 | 0 | 0 | 0 | 0
| Marshall | 11531652.452 | 11361589 | 11361589 | [16 empty] | 0 |  |  |  |  | 0 | 0 | 0 | 0 | 0 | 0
| Mayo | 3925798.825 | 3541572.8 | 3541572.8 | [16 empty] | 0 |  |  |  |  | 0 | 0 | 0 | 0 | 0 | 0
| Riverbend | 961808.848 | 862863 | 862863 | [16 empty] | 0 |  |  |  |  | 0 | 0 | 0 | 0 | 0 | 0
| Roanoke Valley Energy Facililty I | 1132438.202 | 1288153 | 1475044.0285 | [16 empty] | 0 |  |  |  |  | 0 | 186891.0285 | 143482.1851 | 186891.0285 | 143482.1851 | 286964370.1396
| Roanoke Valley Energy Facility II | 351625.162 | 319185 | 370047.6841 | [16 empty] | 0 |  |  |  |  | 0 | 50862.6841 | 48330.5269 | 50862.6841 | 48330.5269 | 96661053.7835
| Rockingham County CT Station | [19 empty] | 0 |  |  |  |  | 0 | 0 | 0 | 0 | 0 | 0
| Rosemary Power Station | [5 empty] | 81725.135 | 152516.997 | 152516.997 | [11 empty] | 0 |  |  |  |  | 0 | 0 | 0 | 0 | 0 | 0
| Rowan | [5 empty] | 1069978.075 | 2466078.012 | 2466078.012 | [11 empty] | 0 |  |  |  |  | 0 | 0 | 0 | 0 | 0 | 0
| Roxboro | 12250874.853 | 11792100 | 11792100 | [16 empty] | 0 |  |  |  |  | 0 | 0 | 0 | 0 | 0 | 0
| Sherwood H Smith Jr Energy Complex | [5 empty] | 2360096.14 | 5653006.94 | 5653006.94 | [11 empty] | 0 |  |  |  |  | 0 | 0 | 0 | 0 | 0 | 0
| W H Weatherspoon | 256147.6517 | 202540 | 202540 | [16 empty] | 0 |  |  |  |  | 0 | 0 | 0 | 0 | 0 | 0
| Wayne County | [19 empty] | 0 |  |  |  |  | 0 | 0 | 0 | 0 | 0 | 0
North Dakota | ND | 32575914.527 | 27050402 | 27050402 | 2408.5346 | 2408.5346 | 0 | 0 | 0 |  |  | 0 | 0 | 0 |  |  | 0 | 0 | 0 |  | 0 | 0 | 0 | 0 |  | 0 | 0 | 0 | 0 | 0 | 0
| Antelope Valley | 6556710.285 | 5327252 | 5327252 | [16 empty] | 0 |  |  |  |  | 0 | 0 | 0 | 0 | 0 | 0
| Coal Creek | 9793671.441 | 8536104 | 8536104 | [16 empty] | 0 |  |  |  |  | 0 | 0 | 0 | 0 | 0 | 0
| Coyote | 3873508.851 | 3050969 | 3050969 | [16 empty] | 0 |  |  |  |  | 0 | 0 | 0 | 0 | 0 | 0
| Leland Olds | 3844707.865 | 3261139 | 3261139 | [16 empty] | 0 |  |  |  |  | 0 | 0 | 0 | 0 | 0 | 0
| Milton R Young | 6553771.325 | 5110416 | 5110416 | [16 empty] | 0 |  |  |  |  | 0 | 0 | 0 | 0 | 0 | 0
| R M Heskett | 518718.255 | 500080 | 500080 | [16 empty] | 0 |  |  |  |  | 0 | 0 | 0 | 0 | 0 | 0
| Spiritwood Station | 0 | 0 | [17 empty] | 0 |  |  |  |  | 0 | 0 | 0 | 0 | 0 | 0
| Stanton | 1434826.505 | 1264442 | 1264442 | [16 empty] | 0 |  |  |  |  | 0 | 0 | 0 | 0 | 0 | 0
Nebraska | NE | 28381020.935 | 25674742 | 25674742 | 2210.8126 | 2210.8126 | 115271.115 | 210155 | 210155 | 1097.0104 | 1097.0104 | 3369.916 | 3399.5392 | 3399.5392 | 1982.5722 | 1982.5722 | 0 | 0 | 0 |  | 0 | 0 | 0 | 0 |  | 0 | 0 | 0 | 0 | 0 | 0
| Beatrice | [5 empty] | 68487.046 | 123270 | 123270 | [11 empty] | 0 |  |  |  |  | 0 | 0 | 0 | 0 | 0 | 0
| C W Burdick | [10 empty] | 133.391 | 86.5392 | 86.5392 | [6 empty] | 0 |  |  |  |  | 0 | 0 | 0 | 0 | 0 | 0
| Canaday | [10 empty] | 3236.525 | 3313 | 3313 | [6 empty] | 0 |  |  |  |  | 0 | 0 | 0 | 0 | 0 | 0
| Cass County | [19 empty] | 0 |  |  |  |  | 0 | 0 | 0 | 0 | 0 | 0
| Gerald Gentleman | 10119376.5 | 9355988 | 9355988 | [16 empty] | 0 |  |  |  |  | 0 | 0 | 0 | 0 | 0 | 0
| Hallam | [19 empty] | 0 |  |  |  |  | 0 | 0 | 0 | 0 | 0 | 0
| Hebron | [19 empty] | 0 |  |  |  |  | 0 | 0 | 0 | 0 | 0 | 0
| J Street | [19 empty] | 0 |  |  |  |  | 0 | 0 | 0 | 0 | 0 | 0
| Jones Street | [19 empty] | 0 |  |  |  |  | 0 | 0 | 0 | 0 | 0 | 0
| Lon Wright | 469193.197 | 375315 | 375315 | [16 empty] | 0 |  |  |  |  | 0 | 0 | 0 | 0 | 0 | 0
| McCook | [19 empty] | 0 |  |  |  |  | 0 | 0 | 0 | 0 | 0 | 0
| Nebraska City | 9595501.569 | 9126957 | 9126957 | [16 empty] | 0 |  |  |  |  | 0 | 0 | 0 | 0 | 0 | 0
| North Omaha | 4058799.599 | 3333099 | 3333099 | [16 empty] | 0 |  |  |  |  | 0 | 0 | 0 | 0 | 0 | 0
| Platte | 717648.791 | 553541 | 553541 | [16 empty] | 0 |  |  |  |  | 0 | 0 | 0 | 0 | 0 | 0
| Rokeby | [19 empty] | 0 |  |  |  |  | 0 | 0 | 0 | 0 | 0 | 0
| Sarpy County | [19 empty] | 0 |  |  |  |  | 0 | 0 | 0 | 0 | 0 | 0
| Sheldon | 1780304.329 | 1401838 | 1401838 | [16 empty] | 0 |  |  |  |  | 0 | 0 | 0 | 0 | 0 | 0
| Terry Bundy Generating Station | [5 empty] | 46784.069 | 86885 | 86885 | [11 empty] | 0 |  |  |  |  | 0 | 0 | 0 | 0 | 0 | 0
| Whelan Energy Center | 1640196.95 | 1528004 | 1528004 | [16 empty] | 0 |  |  |  |  | 0 | 0 | 0 | 0 | 0 | 0
New Hampshire | NH | 2529289.448 | 2211474 | 2211474 | 2287.4241 | 2287.4241 | 2868471.509 | 6552467.958 | 6552467.958 | 875.5393 | 875.5393 | 127608.15 | 125215 | 125215 | 2038.2247 | 2038.2247 | 0 | 0 | 0 |  | 0 | 0 | 0 | 0 |  | 0 | 0 | 0 | 0 | 0 | 0
| Granite Ridge | [5 empty] | 1687224.126 | 3839821 | 3839821 | [11 empty] | 0 |  |  |  |  | 0 | 0 | 0 | 0 | 0 | 0
| Merrimack | 2216309.483 | 1982798 | 1982798 | [16 empty] | 0 |  |  |  |  | 0 | 0 | 0 | 0 | 0 | 0
| NAEA Newington Power | [5 empty] | 1181247.383 | 2712646.958 | 2712646.958 | [11 empty] | 0 |  |  |  |  | 0 | 0 | 0 | 0 | 0 | 0
| Newington | [10 empty] | 127608.15 | 125215 | 125215 | [6 empty] | 0 |  |  |  |  | 0 | 0 | 0 | 0 | 0 | 0
| Schiller | 312979.965 | 228676 | 228676 | [16 empty] | 0 |  |  |  |  | 0 | 0 | 0 | 0 | 0 | 0
New Jersey | NJ | 5419128.485 | 4400945 | 4910059.2839 | 2462.7113 | 2207.3577 | 10918277.8179 | 23315230.574 | 25239277.0091 | 936.579 | 865.1815 | 134698.684 | 153090.3506 | 153090.3506 | 1759.7279 | 1759.7279 | 0 | 0 | 0 |  | 0 | 0 | 0 | 0 |  | 0 | 2433160.719 | 1288245.7144 | 2433160.719 | 1288245.7144 | 2576491428.7562
| B L England | 273891.544 | 230716 | 230716 | [7 empty] | 20824.78 | 19645 | 19645 | [6 empty] | 0 |  |  |  |  | 0 | 0 | 0 | 0 | 0 | 0
| Bayonne Energy Center | [19 empty] | 0 |  |  |  |  | 0 | 0 | 0 | 0 | 0 | 0
| Bayonne Plant Holding LLC | [5 empty] | 155443.195 | 279338.07 | 475542.7139 | [11 empty] | 0 |  |  |  |  | 0 | 196204.6439 | 64134.4633 | 196204.6439 | 64134.4633 | 128268926.5365
| Bergen Generating Station | [5 empty] | 2682283.987 | 5829610.974 | 5829610.974 | [11 empty] | 0 |  |  |  |  | 0 | 0 | 0 | 0 | 0 | 0
| Camden Plant Holding LLC | [5 empty] | 101159.583 | 176850.4 | 176850.4 | [11 empty] | 0 |  |  |  |  | 0 | 0 | 0 | 0 | 0 | 0
| Carlls Corner | [19 empty] | 0 |  |  |  |  | 0 | 0 | 0 | 0 | 0 | 0
| Cedar Station | [19 empty] | 0 |  |  |  |  | 0 | 0 | 0 | 0 | 0 | 0
| Chambers Cogeneration LP | 1202123.05 | 709175 | 1066635.4827 | [16 empty] | 0 |  |  |  |  | 0 | 357460.4827 | 402866.2956 | 357460.4827 | 402866.2956 | 805732591.2469
| Cumberland | [19 empty] | 0 |  |  |  |  | 0 | 0 | 0 | 0 | 0 | 0
| Deepwater | [10 empty] | 17833.626 | 36535 | 36535 | [6 empty] | 0 |  |  |  |  | 0 | 0 | 0 | 0 | 0 | 0
| Eagle Point Power Generation | [5 empty] | 65716.116 | 113688.1 | 214535.2919 | [11 empty] | 0 |  |  |  |  | 0 | 100847.1919 | 21072.7915 | 100847.1919 | 21072.7915 | 42145583.0152
| Elmwood Energy Holdings LLC | [5 empty] | 14818.952 | 23727.17 | 54552.4297 | [11 empty] | 0 |  |  |  |  | 0 | 30825.2597 | 6770.9339 | 30825.2597 | 6770.9339 | 13541867.8737
| Forked River | [19 empty] | 0 |  |  |  |  | 0 | 0 | 0 | 0 | 0 | 0
| Gilbert | [5 empty] | 19874.14 | 21905 | 21905 | [11 empty] | 0 |  |  |  |  | 0 | 0 | 0 | 0 | 0 | 0
| Howard Down | [10 empty] | 3569.742 | 2220 | 2220 | [6 empty] | 0 |  |  |  |  | 0 | 0 | 0 | 0 | 0 | 0
| Linden Cogen Plant | [5 empty] | 2391158.015 | 4436912.006 | 5958633.8866 | [11 empty] | 0 |  |  |  |  | 0 | 1521721.8806 | 610656.325 | 1521721.8806 | 610656.325 | 1221312650.0574
| Logan Generating Company LP | 1011927.9 | 891307 | 1042960.8012 | [16 empty] | 0 |  |  |  |  | 0 | 151653.8012 | 147141.4002 | 151653.8012 | 147141.4002 | 294282800.3106
| Mickleton Station | [19 empty] | 0 |  |  |  |  | 0 | 0 | 0 | 0 | 0 | 0
| Middle Station | [19 empty] | 0 |  |  |  |  | 0 | 0 | 0 | 0 | 0 | 0
| NAEA Lakewood LLC | [5 empty] | 162689.283 | 339572 | 339572 | [11 empty] | 0 |  |  |  |  | 0 | 0 | 0 | 0 | 0 | 0
| NAEA Ocean Peaking Power LLC | [19 empty] | 0 |  |  |  |  | 0 | 0 | 0 | 0 | 0 | 0
| Newark Bay Cogeneration Partnership LP | [5 empty] | 280860.635 | 527744.99 | 591842.079 | [11 empty] | 0 |  |  |  |  | 0 | 64097.089 | 30417.4876 | 64097.089 | 30417.4876 | 60834975.2623
| Parlin Power Plant | [5 empty] | 44160.935 | 71340 | 71353.6285 | [11 empty] | 0 |  |  |  |  | 0 | 13.6285 | 8.4347 | 13.6285 | 8.4347 | 16869.4772
| Pedricktown Cogeneration Company LP | [5 empty] | 102514.206 | 194326.892 | 204663.6335 | [11 empty] | 0 |  |  |  |  | 0 | 10336.7415 | 5177.5825 | 10336.7415 | 5177.5825 | 10355164.9765
| PSEG Burlington Generating Station | [19 empty] | 0 |  |  |  |  | 0 | 0 | 0 | 0 | 0 | 0
| PSEG Edison Generating Station | [19 empty] | 0 |  |  |  |  | 0 | 0 | 0 | 0 | 0 | 0
| PSEG Essex Generating Station | [19 empty] | 0 |  |  |  |  | 0 | 0 | 0 | 0 | 0 | 0
| PSEG Hudson Generating Station | 1953338.241 | 1776441 | 1776441 | [7 empty] | 13956.462 | 11383.3506 | 11383.3506 | [6 empty] | 0 |  |  |  |  | 0 | 0 | 0 | 0 | 0 | 0
| PSEG Kearny Generating Station | [19 empty] | 0 |  |  |  |  | 0 | 0 | 0 | 0 | 0 | 0
| PSEG Linden Generating Station | [5 empty] | 2260659.093 | 5289883.972 | 5289883.972 | [11 empty] | 0 |  |  |  |  | 0 | 0 | 0 | 0 | 0 | 0
| PSEG Mercer Generating Station | 977847.75 | 793306 | 793306 | [16 empty] | 0 |  |  |  |  | 0 | 0 | 0 | 0 | 0 | 0
| PSEG Salem Generating Station | [19 empty] | 0 |  |  |  |  | 0 | 0 | 0 | 0 | 0 | 0
| PSEG Sewaren Generating Station | [10 empty] | 78514.074 | 83307 | 83307 | [6 empty] | 0 |  |  |  |  | 0 | 0 | 0 | 0 | 0 | 0
| Red Oak Power LLC | [5 empty] | 2124639.3609 | 4992725 | 4992725 | [11 empty] | 0 |  |  |  |  | 0 | 0 | 0 | 0 | 0 | 0
| Sayreville | [19 empty] | 0 |  |  |  |  | 0 | 0 | 0 | 0 | 0 | 0
| Sayreville Cogeneration Facility | [5 empty] | 512300.317 | 1017606 | 1017606 | [11 empty] | 0 |  |  |  |  | 0 | 0 | 0 | 0 | 0 | 0
| Sherman Avenue | [19 empty] | 0 |  |  |  |  | 0 | 0 | 0 | 0 | 0 | 0
| Werner | [19 empty] | 0 |  |  |  |  | 0 | 0 | 0 | 0 | 0 | 0
| West Station | [19 empty] | 0 |  |  |  |  | 0 | 0 | 0 | 0 | 0 | 0
New Mexico | NM | 15005298.813 | 13182921 | 13182921 | 2276.4756 | 2276.4756 | 2463086.2665 | 5461175 | 5461175 | 902.0353 | 902.0353 | 1471388.501 | 2170214 | 2170214 | 1355.9847 | 1355.9847 | 0 | 0 | 0 |  | 0 | 0 | 0 | 0 |  | 0 | 451258.6954 | 154558.2026 | 451258.6954 | 154558.2026 | 309116405.1775
| Afton Generating Station | [5 empty] | 135850.3225 | 291352 | 291352 | [11 empty] | 0 |  |  |  |  | 0 | 0 | 0 | 0 | 0 | 0
| Bluffview | [5 empty] | 110905.765 | 232583 | 232583 | [11 empty] | 0 |  |  |  |  | 0 | 0 | 0 | 0 | 0 | 0
| Cunningham | [10 empty] | 660162.955 | 997666 | 997666 | [6 empty] | 0 |  |  |  |  | 0 | 0 | 0 | 0 | 0 | 0
| Delta Person LLC | [19 empty] | 0 |  |  |  |  | 0 | 0 | 0 | 0 | 0 | 0
| Escalante | 2072636.857 | 1642862 | 1642862 | [16 empty] | 0 |  |  |  |  | 0 | 0 | 0 | 0 | 0 | 0
| Hobbs Generating Station | [5 empty] | 1405089.659 | 3142767 | 3142767 | [11 empty] | 0 |  |  |  |  | 0 | 0 | 0 | 0 | 0 | 0
| Lordsburg Generating | [19 empty] | 0 |  |  |  |  | 0 | 0 | 0 | 0 | 0 | 0
| Luna Energy Facility | [5 empty] | 811240.52 | 1794473 | 1794473 | [11 empty] | 0 |  |  |  |  | 0 | 0 | 0 | 0 | 0 | 0
| Maddox | [10 empty] | 246582.263 | 384760 | 384760 | [6 empty] | 0 |  |  |  |  | 0 | 0 | 0 | 0 | 0 | 0
| Milagro Cogeneration Plant | [19 empty] | 0 |  |  |  |  | 0 | 451258.6954 | 154558.2026 | 451258.6954 | 154558.2026 | 309116405.1775
| Pyramid | [19 empty] | 0 |  |  |  |  | 0 | 0 | 0 | 0 | 0 | 0
| Reeves | [10 empty] | 69493.999 | 86352 | 86352 | [6 empty] | 0 |  |  |  |  | 0 | 0 | 0 | 0 | 0 | 0
| Rio Grande | [10 empty] | 495149.284 | 701436 | 701436 | [6 empty] | 0 |  |  |  |  | 0 | 0 | 0 | 0 | 0 | 0
| San Juan | 12932661.956 | 11540059 | 11540059 | [16 empty] | 0 |  |  |  |  | 0 | 0 | 0 | 0 | 0 | 0
| Valencia Energy Facility | [19 empty] | 0 |  |  |  |  | 0 | 0 | 0 | 0 | 0 | 0
Nevada | NV | 6278154.215 | 5438757 | 5438757 | 2308.6724 | 2308.6724 | 9216317.4983 | 20367842.3251 | 21003356.5059 | 904.9871 | 877.6043 | 97113.0585 | 132796 | 132796 | 1462.5901 | 1462.5901 | 0 | 0 | 0 |  | 0 | 0 | 0 | 0 |  | 0 | 635514.1808 | 207928.5342 | 635514.1808 | 207928.5342 | 415857068.3697
| Apex Generating Station | [5 empty] | 436890.403 | 1010622 | 1010622 | [11 empty] | 0 |  |  |  |  | 0 | 0 | 0 | 0 | 0 | 0
| Chuck Lenzie Generating Station | [5 empty] | 2639770.5 | 6033263 | 6438509.5459 | [11 empty] | 0 |  |  |  |  | 0 | 405246.5459 | 119116.0591 | 405246.5459 | 119116.0591 | 238232118.1637
| Clark | [5 empty] | 117982.0211 | 209768 | 209768 | [11 empty] | 0 |  |  |  |  | 0 | 0 | 0 | 0 | 0 | 0
| Desert Star Energy Center | [5 empty] | 1182909.621 | 2750837 | 2750837 | [11 empty] | 0 |  |  |  |  | 0 | 0 | 0 | 0 | 0 | 0
| Fort Churchill | [10 empty] | 65703.801 | 91867 | 91867 | [6 empty] | 0 |  |  |  |  | 0 | 0 | 0 | 0 | 0 | 0
| Harry Allen | [5 empty] | 860103.735 | 1970965 | 1970965 | [11 empty] | 0 |  |  |  |  | 0 | 0 | 0 | 0 | 0 | 0
| Higgins Generating Station | [5 empty] | 840911.334 | 1831901 | 1831901 | [11 empty] | 0 |  |  |  |  | 0 | 0 | 0 | 0 | 0 | 0
| Las Vegas Cogeneration II LLC | [5 empty] | 134492.3774 | 256257 | 256257 | [11 empty] | 0 |  |  |  |  | 0 | 0 | 0 | 0 | 0 | 0
| Las Vegas Cogeneration LP | [5 empty] | 19832.307 | 41063 | 72625.1398 | [11 empty] | 0 |  |  |  |  | 0 | 31562.1398 | 2990.6416 | 31562.1398 | 2990.6416 | 5981283.229
| Mohave | 0 | 0 | 0 | [16 empty] | 0 |  |  |  |  | 0 | 0 | 0 | 0 | 0 | 0
| Nevada Cogen Assoc#1 GarnetVly | [5 empty] | 117012.4344 | 223004.7477 | 277822.7973 | [11 empty] | 0 |  |  |  |  | 0 | 54818.0496 | 23088.0745 | 54818.0496 | 23088.0745 | 46176148.9416
| Nevada Cogen Associates 2 Black Mountain | [5 empty] | 121494.6896 | 220457.5794 | 313685.5532 | [11 empty] | 0 |  |  |  |  | 0 | 93227.9738 | 36108.4647 | 93227.9738 | 36108.4647 | 72216929.4865
| Nevada Solar One | [10 empty] | 1635.3785 | 1992 | 1992 | [6 empty] | 0 |  |  |  |  | 0 | 0 | 0 | 0 | 0 | 0
| North Valmy | 2034005.352 | 1861472 | 1861472 | [16 empty] | 0 |  |  |  |  | 0 | 0 | 0 | 0 | 0 | 0
| Reid Gardner | 2834811.985 | 2258178 | 2258178 | [16 empty] | 0 |  |  |  |  | 0 | 0 | 0 | 0 | 0 | 0
| Saguaro Power | [5 empty] | 409935.2467 | 729316.998 | 779976.4697 | [11 empty] | 0 |  |  |  |  | 0 | 50659.4717 | 26625.2943 | 50659.4717 | 26625.2943 | 53250588.5488
| Silverhawk | [5 empty] | 928134.275 | 1981449 | 1981449 | [11 empty] | 0 |  |  |  |  | 0 | 0 | 0 | 0 | 0 | 0
| Sun Peak Project | [19 empty] | 0 |  |  |  |  | 0 | 0 | 0 | 0 | 0 | 0
| Sunrise | [10 empty] | 0 | 0 | 0 | [6 empty] | 0 |  |  |  |  | 0 | 0 | 0 | 0 | 0 | 0
| Tracy | [5 empty] | 1406848.554 | 3108938 | 3108938 |  |  | 29773.879 | 38937 | 38937 | [6 empty] | 0 |  |  |  |  | 0 | 0 | 0 | 0 | 0 | 0
| Tri Center Naniwa Energy | [19 empty] | 0 |  |  |  |  | 0 | 0 | 0 | 0 | 0 | 0
| TS Power Plant | 1409336.878 | 1319107 | 1319107 | [16 empty] | 0 |  |  |  |  | 0 | 0 | 0 | 0 | 0 | 0
New York | NY | 9998926.3696 | 9200057 | 9283620.6217 | 2173.6662 | 2154.1006 | 18063542.3061 | 35266726.518 | 36630461.4639 | 1024.3957 | 986.258 | 8102910.7916 | 11432608 | 11930919.8598 | 1417.5087 | 1358.3045 | 191486.286 | 275170 | 600609.8426 | 1391.7672 | 637.6395 | 0 | 0 | 0 |  | 0 | 2268242.2701 | 933075.8871 | 2543412.2701 | 1020805.5205 | 2041611040.9664
| 500MW CC | [5 empty] | 1349696.513 | 3035850.026 | 3035850.026 | [11 empty] | 0 |  |  |  |  | 0 | 0 | 0 | 0 | 0 | 0
| AES Cayuga | 1235532.026 | 1122374 | 1122374 | [16 empty] | 0 |  |  |  |  | 0 | 0 | 0 | 0 | 0 | 0
| AES Greenidge LLC | 112349.152 | 97238 | 97238 | [16 empty] | 0 |  |  |  |  | 0 | 0 | 0 | 0 | 0 | 0
| AES Somerset LLC | 3771125.188 | 3679569 | 3679569 | [16 empty] | 0 |  |  |  |  | 0 | 0 | 0 | 0 | 0 | 0
| AES Westover | 7653.4817 | [18 empty] | 0 |  |  |  |  | 0 | 0 | 0 | 0 | 0 | 0
| Allegany Cogen | [5 empty] | 36868.9542 | 73393 | 73393 | [11 empty] | 0 |  |  |  |  | 0 | 0 | 0 | 0 | 0 | 0
| Arthur Kill Generating Station | [10 empty] | 1057835.55 | 1590671 | 1590671 | [6 empty] | 0 |  |  |  |  | 0 | 0 | 0 | 0 | 0 | 0
| Astoria Energy | [5 empty] | 2078577.911 | 3512662.974 | 3512662.974 | [11 empty] | 0 |  |  |  |  | 0 | 0 | 0 | 0 | 0 | 0
| Astoria Energy II | [5 empty] | 640071.8431 | 1472672.006 | 1472672.006 | [11 empty] | 0 |  |  |  |  | 0 | 0 | 0 | 0 | 0 | 0
| Astoria Gas Turbines | [19 empty] | 0 |  |  |  |  | 0 | 0 | 0 | 0 | 0 | 0
| Astoria Generating Station | [10 empty] | 956205.8976 | 1286245 | 1286245 | [6 empty] | 0 |  |  |  |  | 0 | 0 | 0 | 0 | 0 | 0
| Athens Generating Plant | [5 empty] | 1725377.385 | 4130439 | 4130439 | [11 empty] | 0 |  |  |  |  | 0 | 0 | 0 | 0 | 0 | 0
| Batavia Power Plant | [5 empty] | 40143.575 | 76739 | 144765.4618 | [11 empty] | 0 |  |  |  |  | 0 | 68026.4618 | 12630.5004 | 68026.4618 | 12630.5004 | 25261000.7712
| Bayswater Peaking Facility LLC | [19 empty] | 0 |  |  |  |  | 0 | 0 | 0 | 0 | 0 | 0
| Bethlehem Energy Center | [5 empty] | 1787877.292 | 4239543.7 | 4239543.7 | [11 empty] | 0 |  |  |  |  | 0 | 0 | 0 | 0 | 0 | 0
| Bethpage Power Plant | [5 empty] | 170970.767 | 326053 | 326053 | [11 empty] | 0 |  |  |  |  | 0 | 0 | 0 | 0 | 0 | 0
| Binghamton Cogen | [19 empty] | 0 |  |  |  |  | 0 | -2808 | 0 | -2808 | 0 | 0
| Black River Generation | 0 | 0 | 0 | [16 empty] | 0 |  |  |  |  | 0 | 0 | 0 | 0 | 0 | 0
| Bowline Point | [10 empty] | 155944.471 | 199652 | 199652 | [6 empty] | 0 |  |  |  |  | 0 | 0 | 0 | 0 | 0 | 0
| Brentwood | [19 empty] | 0 |  |  |  |  | 0 | 0 | 0 | 0 | 0 | 0
| Brooklyn Navy Yard Cogeneration | [5 empty] | 1246237.0218 | 2006266.997 | 2009016.764 | [11 empty] | 0 |  |  |  |  | 0 | 2749.767 | 1705.7406 | 2749.767 | 1705.7406 | 3411481.1516
| C R Huntley Generating Station | 1635259.706 | 1405364 | 1405364 | [16 empty] | 0 |  |  |  |  | 0 | 0 | 0 | 0 | 0 | 0
| Caithness Long Island Energy Center | [5 empty] | 924779.44 | 2247416.947 | 2247416.947 | [11 empty] | 0 |  |  |  |  | 0 | 0 | 0 | 0 | 0 | 0
| Carr Street Generating Station | [5 empty] | 10079.854 | 19564 | 19564 | [11 empty] | 0 |  |  |  |  | 0 | 0 | 0 | 0 | 0 | 0
| Carthage Energy LLC | [5 empty] | 3559.134 | 6755 | 6755 | [11 empty] | 0 |  |  |  |  | 0 | 0 | 0 | 0 | 0 | 0
| Castleton Energy Center | [5 empty] | 45694.94 | 85662.17 | 85662.17 | [11 empty] | 0 |  |  |  |  | 0 | 0 | 0 | 0 | 0 | 0
| CH Resources Beaver Falls | [5 empty] | 1781.207 | 3192 | 6593.157 | [11 empty] | 0 |  |  |  |  | 0 | 3401.157 | 848.5488 | 3401.157 | 848.5488 | 1697097.6167
| CH Resources Syracuse | [5 empty] | 4656.939 | 9612 | 9612 | [11 empty] | 0 |  |  |  |  | 0 | 0 | 0 | 0 | 0 | 0
| Danskammer Generating Station | 953346.432 | 900358 | 900358 | [7 empty] | 15960.749 | 13279 | 13279 | [6 empty] | 0 |  |  |  |  | 0 | 0 | 0 | 0 | 0 | 0
| Dunkirk Generating Plant | 2228116.921 | 1983241 | 1983241 | [16 empty] | 0 |  |  |  |  | 0 | 0 | 0 | 0 | 0 | 0
| E F Barrett | [10 empty] | 628808.425 | 970684 | 970684 | [6 empty] | 0 |  |  |  |  | 0 | 0 | 0 | 0 | 0 | 0
| East River | [5 empty] | 1387564.05 |  |  |  |  | 711092.625 | 750778 | 1249089.8598 | [6 empty] | 0 |  |  |  |  | 0 | 498311.8598 | 275139.8498 | 498311.8598 | 275139.8498 | 550279699.5576
| Edgewood Energy LLC | [19 empty] | 0 |  |  |  |  | 0 | 0 | 0 | 0 | 0 | 0
| Empire Generating Co LLC | [5 empty] | 1621961.843 | 3800897 | 4400121.8228 | [11 empty] | 0 |  |  |  |  | 0 | 599224.8228 | 198550.4781 | 599224.8228 | 198550.4781 | 397100956.2537
| Equus Freeport Power | [19 empty] | 0 |  |  |  |  | 0 | 0 | 0 | 0 | 0 | 0
| Far Rockaway | [10 empty] | 221751.45 | 343588 | 343588 | [6 empty] | 0 |  |  |  |  | 0 | 0 | 0 | 0 | 0 | 0
| Fortistar North Tonawanda | [5 empty] | 8440.075 | 15876 | 17939.5101 | [11 empty] | 0 |  |  |  |  | 0 | 2063.5101 | 970.8281 | 2063.5101 | 970.8281 | 1941656.1339
| Glenwood | [10 empty] | 200759.975 | 270420 | 270420 | [6 empty] | 0 |  |  |  |  | 0 | 0 | 0 | 0 | 0 | 0
| Glenwood Landing | [19 empty] | 0 |  |  |  |  | 0 | 0 | 0 | 0 | 0 | 0
| Harlem River Yard | [19 empty] | 0 |  |  |  |  | 0 | 0 | 0 | 0 | 0 | 0
| Hawkeye Energy Greenport LLC | [19 empty] | 0 |  |  |  |  | 0 | 0 | 0 | 0 | 0 | 0
| Hell Gate | [19 empty] | 0 |  |  |  |  | 0 | 0 | 0 | 0 | 0 | 0
| Hillburn | [19 empty] | 0 |  |  |  |  | 0 | 0 | 0 | 0 | 0 | 0
| Holtsville | [19 empty] | 0 |  |  |  |  | 0 | 0 | 0 | 0 | 0 | 0
| Indeck Corinth Energy Center | [5 empty] | 432211.25 | 898154.001 | 899396.067 | [11 empty] | 0 |  |  |  |  | 0 | 1242.066 | 596.8837 | 1242.066 | 596.8837 | 1193767.4725
| Indeck Olean Energy Center | [5 empty] | 77155.425 | 143997.47 | 150401.883 | [11 empty] | 0 |  |  |  |  | 0 | 6404.413 | 3285.4323 | 6404.413 | 3285.4323 | 6570864.6147
| Indeck Oswego Energy Center | [5 empty] | 6340.3 | 11423 | 12765.1253 | [11 empty] | 0 |  |  |  |  | 0 | 1342.1253 | 666.6191 | 1342.1253 | 666.6191 | 1333238.284
| Indeck Silver Springs Energy Center | [5 empty] | 7745.85 | 13734.23 | 14274.1497 | [11 empty] | 0 |  |  |  |  | 0 | 539.9197 | 292.9868 | 539.9197 | 292.9868 | 585973.5525
| Indeck Yerkes Energy Center | [5 empty] | 6532.525 | 11268 | 11804.7873 | [11 empty] | 0 |  |  |  |  | 0 | 536.7873 | 297.047 | 536.7873 | 297.047 | 594093.9536
| Jamaica Bay Peaking | [19 empty] | 0 |  |  |  |  | 0 | 0 | 0 | 0 | 0 | 0
| Joseph J Seymour Power Project | [19 empty] | 0 |  |  |  |  | 0 | 0 | 0 | 0 | 0 | 0
| Kennedy International Airport Cogen | [5 empty] | 302781.829 | 560166 | 573589.7202 | [11 empty] | 0 |  |  |  |  | 0 | 13423.7202 | 7086.0031 | 13423.7202 | 7086.0031 | 14172006.2882
| Lockport Energy Associates LP | [5 empty] | 31669.425 | 9608 | 11182.2871 | [11 empty] | 0 |  |  |  |  | 0 | 1574.2871 | 4458.5483 | 1574.2871 | 4458.5483 | 8917096.6584
| Massena Energy Holdings LLC | [5 empty] | 1980.607 | 3617 | 3617 | [11 empty] | 0 |  |  |  |  | 0 | 0 | 0 | 0 | 0 | 0
| Nassau Energy Corp | [5 empty] | 214840.311 | 343599.218 | 570047.8934 | [11 empty] | 0 |  |  |  |  | 0 | 226448.6754 | 85344.2393 | 226448.6754 | 85344.2393 | 170688478.6864
| North 1st | [19 empty] | 0 |  |  |  |  | 0 | 0 | 0 | 0 | 0 | 0
| Northport | [10 empty] | 2318832.125 | 3469545 | 3469545 | [6 empty] | 0 |  |  |  |  | 0 | 0 | 0 | 0 | 0 | 0
| Ogdensburg Power | [5 empty] | 0 | 0 | [12 empty] | 0 |  |  |  |  | 0 | 0 | 0 | 0 | 0 | 0
| Oswego Harbor Power | [10 empty] | 70660.093 | 68246 | 68246 | [6 empty] | 0 |  |  |  |  | 0 | 0 | 0 | 0 | 0 | 0
| Pinelawn Power LLC | [5 empty] | 52276.025 | 103016 | 103016 | [11 empty] | 0 |  |  |  |  | 0 | 0 | 0 | 0 | 0 | 0
| Plant No 2 | [19 empty] | 0 |  |  |  |  | 0 | 0 | 0 | 0 | 0 | 0
| Port Jefferson | [10 empty] | 322190.525 | 418186 | 418186 | [6 empty] | 0 |  |  |  |  | 0 | 0 | 0 | 0 | 0 | 0
| Pouch | [19 empty] | 0 |  |  |  |  | 0 | 0 | 0 | 0 | 0 | 0
| Ravenswood | [5 empty] | 700981.225 | 1548225.986 | 1548225.986 |  |  | 1227774.149 | 1750881 | 1750881 | [6 empty] | 0 |  |  |  |  | 0 | 0 | 0 | 0 | 0 | 0
| Rensselaer Cogen | [5 empty] | 4733.347 | 8740 | 8740 | [11 empty] | 0 |  |  |  |  | 0 | 0 | 0 | 0 | 0 | 0
| Richard M Flynn | [5 empty] | 505787.544 | 1061392.993 | 1061392.993 | [11 empty] | 0 |  |  |  |  | 0 | 0 | 0 | 0 | 0 | 0
| Roseton Generating Station | [10 empty] | 215094.757 | 300433 | 300433 | [6 empty] | 0 |  |  |  |  | 0 | 0 | 0 | 0 | 0 | 0
| S A Carlson | [19 empty] | 0 |  |  |  |  | 0 | 0 | 0 | 0 | 0 | 0
| Saranac Facility | [5 empty] | 203160.049 | 378860 | 378860 | [11 empty] | 0 |  |  |  |  | 0 | 0 | 0 | 0 | 0 | 0
| Selkirk Cogen | [5 empty] | 1035035.803 | 1994341 | 2128200.5587 | [11 empty] | 0 |  |  |  |  | 0 | 133859.5587 | 65101.6819 | 133859.5587 | 65101.6819 | 130203363.8742
| Shoemaker | [19 empty] | 0 |  |  |  |  | 0 | 0 | 0 | 0 | 0 | 0
| Shoreham | [19 empty] | 0 |  |  |  |  | 0 | 0 | 0 | 0 | 0 | 0
| Shoreham Energy LLC | [19 empty] | 0 |  |  |  |  | 0 | 0 | 0 | 0 | 0 | 0
| Sithe Independence Station | [5 empty] | 1393805.722 | 3109536.8 | 3412311.1701 | [11 empty] | 0 |  |  |  |  | 0 | 302774.3701 | 123672.3817 | 302774.3701 | 123672.3817 | 247344763.4261
| Sterling Power Plant | [5 empty] | 2166.325 | 4452 | 4575.3045 | [11 empty] | 0 |  |  |  |  | 0 | 123.3045 | 58.3825 | 123.3045 | 58.3825 | 116764.9175
| Stony Brook Cogen Plant | [15 empty] | 191486.286 | 275170 | 600609.8426 |  | 0 |  |  |  |  | 0 | 325439.8426 | 103756.6526 | 600609.8426 | 103756.6526 | 207513305.1656
| Trigen Syracuse Energy | 55543.4629 | 11913 | 95476.6217 | [16 empty] | 0 |  |  |  |  | 0 | 83563.6217 | 48613.0829 | 83563.6217 | 48613.0829 | 97226165.7537
| Vernon Boulevard | [19 empty] | 0 |  |  |  |  | 0 | 0 | 0 | 0 | 0 | 0
| Wading River | [19 empty] | 0 |  |  |  |  | 0 | 0 | 0 | 0 | 0 | 0
| West Babylon | [19 empty] | 0 |  |  |  |  | 0 | 0 | 0 | 0 | 0 | 0
Ohio | OH | 112150514.539 | 105793542.8937 | 105793542.8937 | 2120.1769 | 2120.1769 | 4992979.946 | 11037593 | 11037593 | 904.7226 | 904.7226 | 1492.4684 | 1861 | 1861 | 1603.9424 | 1603.9424 | 0 | 0 | 0 |  | 0 | 0 | 0 | 0 |  | 0 | 258759.9626 | 92670.4562 | 258759.9626 | 92670.4562 | 185340912.4669
| AEP Waterford Facility | [5 empty] | 1055501.038 | 2424210 | 2424210 | [11 empty] | 0 |  |  |  |  | 0 | 0 | 0 | 0 | 0 | 0
| Avon Lake | 2296300.218 | 2526165 | 2526165 | [16 empty] | 0 |  |  |  |  | 0 | 0 | 0 | 0 | 0 | 0
| Bowling Green Generating Station | [19 empty] | 0 |  |  |  |  | 0 | 0 | 0 | 0 | 0 | 0
| Bowling Green Peaking | [19 empty] | 0 |  |  |  |  | 0 | 0 | 0 | 0 | 0 | 0
| Cardinal | 8029984.096 | 8059448 | 8059448 | [16 empty] | 0 |  |  |  |  | 0 | 0 | 0 | 0 | 0 | 0
| Conesville | 8069679.192 | 6993013 | 6993013 | [16 empty] | 0 |  |  |  |  | 0 | 0 | 0 | 0 | 0 | 0
| Darby Electric Generating Station | [19 empty] | 0 |  |  |  |  | 0 | 0 | 0 | 0 | 0 | 0
| Dicks Creek | [19 empty] | 0 |  |  |  |  | 0 | 0 | 0 | 0 | 0 | 0
| Dresden Energy Facility | [5 empty] | 0 | 0 | 0 | [11 empty] | 0 |  |  |  |  | 0 | 0 | 0 | 0 | 0 | 0
| FirstEnergy Ashtabula | 1271823.348 | 898543 | 898543 | [16 empty] | 0 |  |  |  |  | 0 | 0 | 0 | 0 | 0 | 0
| FirstEnergy Bay Shore | 4034380.596 | 3393550 | 3393550 | [16 empty] | 0 |  |  |  |  | 0 | 0 | 0 | 0 | 0 | 0
| FirstEnergy Eastlake | 7007937.24 | 6682182 | 6682182 | [16 empty] | 0 |  |  |  |  | 0 | 0 | 0 | 0 | 0 | 0
| FirstEnergy Lake Shore | 541239.348 | 582644 | 582644 | [16 empty] | 0 |  |  |  |  | 0 | 0 | 0 | 0 | 0 | 0
| FirstEnergy Mad River | [19 empty] | 0 |  |  |  |  | 0 | 0 | 0 | 0 | 0 | 0
| FirstEnergy R E Burger | 0 | 0 | 0 | [16 empty] | 0 |  |  |  |  | 0 | 0 | 0 | 0 | 0 | 0
| FirstEnergy W H Sammis | 10472587.285 | 10057813 | 10057813 | [16 empty] | 0 |  |  |  |  | 0 | 0 | 0 | 0 | 0 | 0
| FirstEnergy West Lorain | [19 empty] | 0 |  |  |  |  | 0 | 0 | 0 | 0 | 0 | 0
| Frank M Tait | [19 empty] | 0 |  |  |  |  | 0 | 0 | 0 | 0 | 0 | 0
| Fremont Energy Center | [5 empty] | 72698.234 | [13 empty] | 0 |  |  |  |  | 0 | 0 | 0 | 0 | 0 | 0
| Galion Generating Station | [19 empty] | 0 |  |  |  |  | 0 | 0 | 0 | 0 | 0 | 0
| General James M Gavin | 19298646.883 | 18184347 | 18184347 | [16 empty] | 0 |  |  |  |  | 0 | 0 | 0 | 0 | 0 | 0
| Greenville Electric Generating Station | [19 empty] | 0 |  |  |  |  | 0 | 0 | 0 | 0 | 0 | 0
| Hamilton | 73762.1039 | 91976 | 91976 | [7 empty] | 1492.4684 | 1861 | 1861 | [6 empty] | 0 |  |  |  |  | 0 | 0 | 0 | 0 | 0 | 0
| Hamilton Peaking | [19 empty] | 0 |  |  |  |  | 0 | 0 | 0 | 0 | 0 | 0
| Hanging Rock Energy Facility | [5 empty] | 2607205.511 | 5812786 | 5812786 | [11 empty] | 0 |  |  |  |  | 0 | 0 | 0 | 0 | 0 | 0
| J M Stuart | 14562270.48 | 13738654 | 13738654 | [16 empty] | 0 |  |  |  |  | 0 | 0 | 0 | 0 | 0 | 0
| Killen Station | 3928707.407 | 3872867 | 3872867 | [16 empty] | 0 |  |  |  |  | 0 | 0 | 0 | 0 | 0 | 0
| Kyger Creek | 7345175.297 | 6514656 | 6514656 | [16 empty] | 0 |  |  |  |  | 0 | 0 | 0 | 0 | 0 | 0
| Madison | [19 empty] | 0 |  |  |  |  | 0 | 0 | 0 | 0 | 0 | 0
| Miami Fort | 7617682.213 | 7442311 | 7442311 | [16 empty] | 0 |  |  |  |  | 0 | 0 | 0 | 0 | 0 | 0
| Mingo Junction Energy Center | [19 empty] | 0 |  |  |  |  | 0 | 258759.9626 | 92670.4562 | 258759.9626 | 92670.4562 | 185340912.4669
| Muskingum River | 5826914.094 | 5831062 | 5831062 | [16 empty] | 0 |  |  |  |  | 0 | 0 | 0 | 0 | 0 | 0
| Napoleon Peaking Station | [19 empty] | 0 |  |  |  |  | 0 | 0 | 0 | 0 | 0 | 0
| Niles | 327140.5085 | 180957 | 180957 | [16 empty] | 0 |  |  |  |  | 0 | 0 | 0 | 0 | 0 | 0
| O H Hutchings | 111470.217 | 76041 | 76041 | [16 empty] | 0 |  |  |  |  | 0 | 0 | 0 | 0 | 0 | 0
| Orrville | 405690.0866 | 176274.5544 | 176274.5544 | [16 empty] | 0 |  |  |  |  | 0 | 0 | 0 | 0 | 0 | 0
| Picway | 97846.98 | 69373 | 69373 | [16 empty] | 0 |  |  |  |  | 0 | 0 | 0 | 0 | 0 | 0
| Richland | [19 empty] | 0 |  |  |  |  | 0 | 0 | 0 | 0 | 0 | 0
| Robert P Mone Plant | [19 empty] | 0 |  |  |  |  | 0 | 0 | 0 | 0 | 0 | 0
| Rolling Hills Generating | [19 empty] | 0 |  |  |  |  | 0 | 0 | 0 | 0 | 0 | 0
| Tait Electric Generating Station | [19 empty] | 0 |  |  |  |  | 0 | 0 | 0 | 0 | 0 | 0
| Troy Energy LLC | [19 empty] | 0 |  |  |  |  | 0 | 0 | 0 | 0 | 0 | 0
| W H Zimmer | 6847772.34 | 6752565 | 6752565 | [16 empty] | 0 |  |  |  |  | 0 | 0 | 0 | 0 | 0 | 0
| Walter C Beckjord | 3983504.6059 | 3669101.3393 | 3669101.3393 | [16 empty] | 0 |  |  |  |  | 0 | 0 | 0 | 0 | 0 | 0
| Washington Energy Facility | [5 empty] | 1257575.163 | 2800597 | 2800597 | [11 empty] | 0 |  |  |  |  | 0 | 0 | 0 | 0 | 0 | 0
| Woodsdale | [19 empty] | 0 |  |  |  |  | 0 | 0 | 0 | 0 | 0 | 0
Oklahoma | OK | 38858782.7594 | 34279560 | 34280286.6418 | 2267.1693 | 2267.1212 | 10664506.2824 | 23262895.003 | 23281568.0073 | 916.8684 | 916.133 | 6184142.0076 | 8928522.3047 | 8928522.3047 | 1385.2554 | 1385.2554 | 0 | 0 | 0 |  | 0 | 0 | 0 | 0 |  | 0 | 19399.6461 | 9564.7467 | 19399.6461 | 9564.7467 | 19129493.479
| AES Shady Point LLC | 2297481.2314 | 1881765 | 1882491.6418 | [16 empty] | 0 |  |  |  |  | 0 | 726.6418 | 886.8278 | 726.6418 | 886.8278 | 1773655.5107
| Anadarko Plant | [5 empty] | 453138.7065 | 836893.003 | 836893.003 |  |  | 7934.683 | 10738 | 10738 | [6 empty] | 0 |  |  |  |  | 0 | 0 | 0 | 0 | 0 | 0
| Calpine Oneta Power LLC | [5 empty] | 1345470.111 | 2915844 | 2915844 | [11 empty] | 0 |  |  |  |  | 0 | 0 | 0 | 0 | 0 | 0
| Chouteau | [5 empty] | 849264.047 | 1940747 | 1940747 | [11 empty] | 0 |  |  |  |  | 0 | 0 | 0 | 0 | 0 | 0
| Comanche | [5 empty] | 433598.514 | 790552 | 790552 | [11 empty] | 0 |  |  |  |  | 0 | 0 | 0 | 0 | 0 | 0
| GRDA | 8485453.365 | 6804512 | 6804512 | [16 empty] | 0 |  |  |  |  | 0 | 0 | 0 | 0 | 0 | 0
| Green Country Energy LLC | [5 empty] | 964829.265 | 2181127 | 2181127 | [11 empty] | 0 |  |  |  |  | 0 | 0 | 0 | 0 | 0 | 0
| Horseshoe Lake | [5 empty] | 314819.077 | 416757 | 416757 |  |  | 432488.74 | 543912 | 543912 | [6 empty] | 0 |  |  |  |  | 0 | 0 | 0 | 0 | 0 | 0
| Hugo | 3059268.129 | 2879738 | 2879738 | [16 empty] | 0 |  |  |  |  | 0 | 0 | 0 | 0 | 0 | 0
| Kiamichi Energy Facility | [5 empty] | 1389750.173 | 3163699 | 3163699 | [11 empty] | 0 |  |  |  |  | 0 | 0 | 0 | 0 | 0 | 0
| McClain Energy Facility | [5 empty] | 1325742.232 | 3154061 | 3154061 | [11 empty] | 0 |  |  |  |  | 0 | 0 | 0 | 0 | 0 | 0
| Mooreland | [10 empty] | 305942.785 | 456802 | 456802 | [6 empty] | 0 |  |  |  |  | 0 | 0 | 0 | 0 | 0 | 0
| Muskogee | 10281808.343 | 8788645 | 8788645 | [16 empty] | 0 |  |  |  |  | 0 | 0 | 0 | 0 | 0 | 0
| Mustang | [10 empty] | 534494.082 | 824647 | 824647 | [6 empty] | 0 |  |  |  |  | 0 | 0 | 0 | 0 | 0 | 0
| Northeastern | 7418865.341 | 7096100 | 7096100 |  |  | 1196310.827 | 2497817 | 2497817 |  |  | 482674.22 | 774101 | 774101 | [6 empty] | 0 |  |  |  |  | 0 | 0 | 0 | 0 | 0 | 0
| Ponca | [10 empty] | 1212.931 | 1321.3047 | 1321.3047 | [6 empty] | 0 |  |  |  |  | 0 | 0 | 0 | 0 | 0 | 0
| Ponca City | [5 empty] | 21905.843 | 40114 | 40114 | [11 empty] | 0 |  |  |  |  | 0 | 0 | 0 | 0 | 0 | 0
| PowerSmith Cogeneration Project | [5 empty] | 158997.398 | 323455 | 342128.0043 | [11 empty] | 0 |  |  |  |  | 0 | 18673.0043 | 8677.919 | 18673.0043 | 8677.919 | 17355837.9683
| Redbud Power Plant | [5 empty] | 2210680.089 | 5001829 | 5001829 | [11 empty] | 0 |  |  |  |  | 0 | 0 | 0 | 0 | 0 | 0
| Riverside | [10 empty] | 1231454.217 | 1870644 | 1870644 | [6 empty] | 0 |  |  |  |  | 0 | 0 | 0 | 0 | 0 | 0
| Seminole | [10 empty] | 2327974.444 | 3378192 | 3378192 | [6 empty] | 0 |  |  |  |  | 0 | 0 | 0 | 0 | 0 | 0
| Sooner | 7315906.35 | 6828800 | 6828800 | [16 empty] | 0 |  |  |  |  | 0 | 0 | 0 | 0 | 0 | 0
| Southwestern | [10 empty] | 609832.264 | 801990 | 801990 | [6 empty] | 0 |  |  |  |  | 0 | 0 | 0 | 0 | 0 | 0
| Spring Creek Energy Center | [19 empty] | 0 |  |  |  |  | 0 | 0 | 0 | 0 | 0 | 0
| Tulsa | [10 empty] | 250133.6416 | 266175 | 266175 | [6 empty] | 0 |  |  |  |  | 0 | 0 | 0 | 0 | 0 | 0
| Weleetka | [19 empty] | 0 |  |  |  |  | 0 | 0 | 0 | 0 | 0 | 0
| WFEC GenCo LLC | [19 empty] | 0 |  |  |  |  | 0 | 0 | 0 | 0 | 0 | 0
Oregon | OR | 3412749.706 | 3340091 | 3340091 | 2043.507 | 2043.507 | 3598025.8941 | 8344041 | 10134643.8976 | 862.4181 | 710.0449 | 0 | 0 | 0 |  |  | 0 | 0 | 0 |  | 0 | 0 | 0 | 0 |  | 0 | 1790602.8976 | 361011.5145 | 1790602.8976 | 361011.5145 | 722023028.9769
| Beaver | [5 empty] | 35004.0664 | 46939 | 46939 | [11 empty] | 0 |  |  |  |  | 0 | 0 | 0 | 0 | 0 | 0
| Boardman | 3412749.706 | 3340091 | 3340091 | [16 empty] | 0 |  |  |  |  | 0 | 0 | 0 | 0 | 0 | 0
| Coyote Springs | [5 empty] | 286718.704 | 693972 | 1051539.033 | [11 empty] | 0 |  |  |  |  | 0 | 357567.033 | 54667.3714 | 357567.033 | 54667.3714 | 109334742.7612
| Coyote Springs II | [5 empty] | 290045.5568 | 705062 | 705062 | [11 empty] | 0 |  |  |  |  | 0 | 0 | 0 | 0 | 0 | 0
| Hermiston Generating Plant | [5 empty] | 1022968.621 | 2309477 | 3628957.8712 | [11 empty] | 0 |  |  |  |  | 0 | 1319480.8712 | 259184.4186 | 1319480.8712 | 259184.4186 | 518368837.2485
| Hermiston Power Partnership | [5 empty] | 491138.475 | 1155919 | 1155919 | [11 empty] | 0 |  |  |  |  | 0 | 0 | 0 | 0 | 0 | 0
| Klamath Cogeneration Plant | [5 empty] | 894565.888 | 2040453 | 2154007.9934 | [11 empty] | 0 |  |  |  |  | 0 | 113554.9934 | 47159.7245 | 113554.9934 | 47159.7245 | 94319448.9672
| Klamath Expansion Project | [19 empty] | 0 |  |  |  |  | 0 | 0 | 0 | 0 | 0 | 0
| Port Westward | [5 empty] | 577584.583 | 1392219 | 1392219 | [11 empty] | 0 |  |  |  |  | 0 | 0 | 0 | 0 | 0 | 0
Pennsylvania | PA | 103927619.461 | 100010861 | 101728748.5754 | 2078.3267 | 2043.2301 | 18292489.7972 | 39809230.3157 | 43031042.7641 | 919.0075 | 850.1997 | 917431.2702 | 957275.3383 | 957275.3383 | 1916.7553 | 1916.7553 | 0 | 0 | 0 |  | 0 | 0 | 0 | 0 |  | 0 | 4964652.754 | 1928110.6557 | 4964652.754 | 1928110.6557 | 3856221311.4642
| AES Beaver Valley Partners Beaver Valley |  | 892102 | 1176639.2589 | [16 empty] | 0 |  |  |  |  | 0 | 284537.2589 | 0 | 284537.2589 | 0 | 0
| Allegheny Energy Units 12 & 13 | [19 empty] | 0 |  |  |  |  | 0 | 0 | 0 | 0 | 0 | 0
| Allegheny Energy Units 3 4 & 5 | [5 empty] | 224668.592 | 505587 | 505587 | [11 empty] | 0 |  |  |  |  | 0 | 0 | 0 | 0 | 0 | 0
| Archbald Power Station | [19 empty] | 0 |  |  |  |  | 0 | 3524.8009 | 1861.4677 | 3524.8009 | 1861.4677 | 3722935.3342
| Armstrong | [19 empty] | 0 |  |  |  |  | 0 | 0 | 0 | 0 | 0 | 0
| Bethlehem Power Plant | [5 empty] | 2065063.022 | 4105301.979 | 4105301.979 | [11 empty] | 0 |  |  |  |  | 0 | 0 | 0 | 0 | 0 | 0
| Brunot Island | [5 empty] | 4615.346 | 5618.4655 | 5618.4655 | [11 empty] | 0 |  |  |  |  | 0 | 0 | 0 | 0 | 0 | 0
| Cambria Cogen | 1052074.1556 | 733278 | 862351.292 | [16 empty] | 0 |  |  |  |  | 0 | 129073.292 | 157470.2513 | 129073.292 | 157470.2513 | 314940502.6207
| Cheswick Power Plant | 2672464.518 | 2538480 | 2538480 | [16 empty] | 0 |  |  |  |  | 0 | 0 | 0 | 0 | 0 | 0
| Colver Power Project | 1110541.0624 | 891504 | 891504 | [16 empty] | 0 |  |  |  |  | 0 | 0 | 0 | 0 | 0 | 0
| Conemaugh | 10692513.766 | 10810845 | 10810845 | [16 empty] | 0 |  |  |  |  | 0 | 0 | 0 | 0 | 0 | 0
| Cromby Generating Station | 97418.6407 | 123855 | 123855 | [7 empty] | 96203.7985 | 27925 | 27925 | [6 empty] | 0 |  |  |  |  | 0 | 0 | 0 | 0 | 0 | 0
| Croydon CT Generating Station | [19 empty] | 0 |  |  |  |  | 0 | 0 | 0 | 0 | 0 | 0
| Ebensburg Power | 694227.5237 | 434239 | 671497.3674 | [16 empty] | 0 |  |  |  |  | 0 | 237258.3674 | 245289.5527 | 237258.3674 | 245289.5527 | 490579105.3282
| Eddystone Generating Station | 158641.4982 | 130629 | 130629 | [7 empty] | 305996.3137 | 295096 | 295096 | [6 empty] | 0 |  |  |  |  | 0 | 0 | 0 | 0 | 0 | 0
| Elrama Power Plant | 231854.6696 | 154575 | 154575 | [16 empty] | 0 |  |  |  |  | 0 | 0 | 0 | 0 | 0 | 0
| Fairless Energy Center | [5 empty] | 3054220.883 | 7214065 | 7214065 | [11 empty] | 0 |  |  |  |  | 0 | 0 | 0 | 0 | 0 | 0
| Fayette Energy Facility | [5 empty] | 1486011.02 | 3323283 | 3323283 | [11 empty] | 0 |  |  |  |  | 0 | 0 | 0 | 0 | 0 | 0
| FirstEnergy Allegheny Energy Units 1 & 2 | [19 empty] | 0 |  |  |  |  | 0 | 0 | 0 | 0 | 0 | 0
| FirstEnergy Allegheny Energy Units 8 & 9 | [19 empty] | 0 |  |  |  |  | 0 | 0 | 0 | 0 | 0 | 0
| FirstEnergy Armstrong Power Station | 1740870.678 | 1713606 | 1713606 | [16 empty] | 0 |  |  |  |  | 0 | 0 | 0 | 0 | 0 | 0
| FirstEnergy Bruce Mansfield | 17839800.505 | 18045568 | 18045568 | [16 empty] | 0 |  |  |  |  | 0 | 0 | 0 | 0 | 0 | 0
| FirstEnergy Mitchell Power Station | 823568.971 | 765190 | 765190 | [7 empty] | 0 | [8 empty] | 0 |  |  |  |  | 0 | 0 | 0 | 0 | 0 | 0
| Foster Wheeler Mt Carmel Cogen | 489371.323 | 272558 | 341001.4175 | [16 empty] | 0 |  |  |  |  | 0 | 68443.4175 | 98223.1864 | 68443.4175 | 98223.1864 | 196446372.7066
| FPL Energy Marcus Hook LP | [5 empty] | 2346929.416 | 4026350.727 | 4027071.5728 | [11 empty] | 0 |  |  |  |  | 0 | 720.8458 | 420.1004 | 720.8458 | 420.1004 | 840200.7309
| Grays Ferry Cogeneration | [5 empty] | 637066.5042 | 1016991.647 | 4238083.2496 | [11 empty] | 0 |  |  |  |  | 0 | 3221091.6026 | 484192.8405 | 3221091.6026 | 484192.8405 | 968385681.0194
| Handsome Lake Energy LLC | [19 empty] | 0 |  |  |  |  | 0 | 0 | 0 | 0 | 0 | 0
| Hatfields Ferry Power Station | 11402958.442 | 10787071 | 10787071 | [16 empty] | 0 |  |  |  |  | 0 | 0 | 0 | 0 | 0 | 0
| Hazelton | [19 empty] | 0 |  |  |  |  | 0 | 0 | 0 | 0 | 0 | 0
| Homer City Station | 9337062.245 | 9410808 | 9410808 | [16 empty] | 0 |  |  |  |  | 0 | 0 | 0 | 0 | 0 | 0
| Hunlock Power Station | [5 empty] | 6211.873 | 11287.4972 | 11287.4972 | [11 empty] | 0 |  |  |  |  | 0 | 0 | 0 | 0 | 0 | 0
| Hunlock Unit 4 | [19 empty] | 0 |  |  |  |  | 0 | 0 | 0 | 0 | 0 | 0
| Hunterstown | [5 empty] | 1798733.554 | 4194611 | 4194611 | [11 empty] | 0 |  |  |  |  | 0 | 0 | 0 | 0 | 0 | 0
| John B Rich Memorial Power Station | 941087.532 | 641442 | 1318933.0789 | [16 empty] | 0 |  |  |  |  | 0 | 677491.0789 | 483404.6682 | 677491.0789 | 483404.6682 | 966809336.4246
| Keystone | 11359629.854 | 11174109 | 11174109 | [16 empty] | 0 |  |  |  |  | 0 | 0 | 0 | 0 | 0 | 0
| Kline Township Cogen Facility | 712961.414 | 406195 | 411095.6715 | [16 empty] | 0 |  |  |  |  | 0 | 4900.6715 | 8499.213 | 4900.6715 | 8499.213 | 16998426.0326
| Liberty Electric Power Plant | [5 empty] | 1351428.725 | 3095061 | 3095061 | [11 empty] | 0 |  |  |  |  | 0 | 0 | 0 | 0 | 0 | 0
| Lower Mount Bethel Energy | [5 empty] | 1542255.596 | 3582734 | 3582734 | [11 empty] | 0 |  |  |  |  | 0 | 0 | 0 | 0 | 0 | 0
| Marcus Hook Refinery Cogen | [19 empty] | 0 |  |  |  |  | 0 | 21427.9293 | 4639.7113 | 21427.9293 | 4639.7113 | 9279422.5428
| Mountain | [19 empty] | 0 |  |  |  |  | 0 | 0 | 0 | 0 | 0 | 0
| New Castle Plant | 671886.817 | 566373 | 566373 | [16 empty] | 0 |  |  |  |  | 0 | 0 | 0 | 0 | 0 | 0
| Northampton Generating Company LP | 1230612.837 | 926535 | 1021507.9196 | [16 empty] | 0 |  |  |  |  | 0 | 94972.9196 | 114414.0851 | 94972.9196 | 114414.0851 | 228828170.2649
| Ontelaunee Energy Center | [5 empty] | 1170303.431 | 2692760 | 2692760 | [11 empty] | 0 |  |  |  |  | 0 | 0 | 0 | 0 | 0 | 0
| Orrtanna | [19 empty] | 0 |  |  |  |  | 0 | 0 | 0 | 0 | 0 | 0
| Panther Creek Energy Facility | 934724.657 | 686424 | 686424 | [16 empty] | 0 |  |  |  |  | 0 | 0 | 0 | 0 | 0 | 0
| Piney Creek Project | 403283.4871 | 269840 | 269840 | [16 empty] | 0 |  |  |  |  | 0 | 0 | 0 | 0 | 0 | 0
| Portland | 1182920.776 | 1160828 | 1160828 | [16 empty] | 0 |  |  |  |  | 0 | 0 | 0 | 0 | 0 | 0
| PPL Brunner Island | 9304837.542 | 9408975 | 9408975 | [16 empty] | 0 |  |  |  |  | 0 | 0 | 0 | 0 | 0 | 0
| PPL Ironwood LLC | [5 empty] | 2140708.436 | 4741290 | 4741290 | [11 empty] | 0 |  |  |  |  | 0 | 0 | 0 | 0 | 0 | 0
| PPL Martins Creek | [10 empty] | 500748.294 | 618444 | 618444 | [6 empty] | 0 |  |  |  |  | 0 | 0 | 0 | 0 | 0 | 0
| PPL Montour | 8560572.4395 | 9067175 | 9067175 | [16 empty] | 0 |  |  |  |  | 0 | 0 | 0 | 0 | 0 | 0
| Richmond Generating Station | [19 empty] | 0 |  |  |  |  | 0 | 0 | 0 | 0 | 0 | 0
| Schuylkill Generating Station | [10 empty] | 14482.864 | 15810.3383 | 15810.3383 | [6 empty] | 0 |  |  |  |  | 0 | 0 | 0 | 0 | 0 | 0
| Scrubgrass Generating Company LP | 1008835.719 | 676207 | 676207 | [16 empty] | 0 |  |  |  |  | 0 | 0 | 0 | 0 | 0 | 0
| Seward | 3534901.75 | 3111165 | 3111165 | [16 empty] | 0 |  |  |  |  | 0 | 0 | 0 | 0 | 0 | 0
| Shawville | 1764960.726 | 1678520 | 1678520 | [16 empty] | 0 |  |  |  |  | 0 | 0 | 0 | 0 | 0 | 0
| St Nicholas Cogen Project | 1308687.209 | 705541 | 818456.0095 | [16 empty] | 0 |  |  |  |  | 0 | 112915.0095 | 180547.796 | 112915.0095 | 180547.796 | 361095592.0817
| Sunbury Generation LP | 1239597.1263 | 897284 | 897284 | [16 empty] | 0 |  |  |  |  | 0 | 0 | 0 | 0 | 0 | 0
| Titus | 403535.578 | 374258 | 374258 | [16 empty] | 0 |  |  |  |  | 0 | 0 | 0 | 0 | 0 | 0
| Tolna | [19 empty] | 0 |  |  |  |  | 0 | 0 | 0 | 0 | 0 | 0
| Warren | [19 empty] | 0 |  |  |  |  | 0 | 0 | 0 | 0 | 0 | 0
| Wheelabrator Frackville Energy | 656550.614 | 368423 | 476718.56 | [16 empty] | 0 |  |  |  |  | 0 | 108295.56 | 149147.7832 | 108295.56 | 149147.7832 | 298295566.3776
| WPS Westwood Generation LLC | 364665.385 | 187259 | 187259 | [16 empty] | 0 |  |  |  |  | 0 | 0 | 0 | 0 | 0 | 0
| York Energy Center | [5 empty] | 464273.399 | 1294289 | 1294289 | [11 empty] | 0 |  |  |  |  | 0 | 0 | 0 | 0 | 0 | 0
Rhode Island | RI | 0 | 0 | 0 |  |  | 3946582.064 | 8526318.01 | 8526318.01 | 925.7412 | 925.7412 | 0 | 0 | 0 |  |  | 0 | 0 | 0 |  | 0 | 0 | 0 | 0 |  | 0 | 0 | 0 | 0 | 0 | 0
| Entergy Rhode Island State Energy LP | [5 empty] | 1291508.32 | 3076553 | 3076553 | [11 empty] | 0 |  |  |  |  | 0 | 0 | 0 | 0 | 0 | 0
| Manchester Street | [5 empty] | 1195976.25 | 2400124.01 | 2400124.01 | [11 empty] | 0 |  |  |  |  | 0 | 0 | 0 | 0 | 0 | 0
| Ocean State Power | [5 empty] | 354582.736 | 710944 | 710944 | [11 empty] | 0 |  |  |  |  | 0 | 0 | 0 | 0 | 0 | 0
| Ocean State Power II | [5 empty] | 401003.829 | 737950 | 737950 | [11 empty] | 0 |  |  |  |  | 0 | 0 | 0 | 0 | 0 | 0
| Pawtucket Power Associates | [5 empty] | 12581.428 | 22071 | 22071 | [11 empty] | 0 |  |  |  |  | 0 | 0 | 0 | 0 | 0 | 0
| Tiverton Power Plant | [5 empty] | 690929.501 | 1578676 | 1578676 | [11 empty] | 0 |  |  |  |  | 0 | 0 | 0 | 0 | 0 | 0
South Carolina | SC | 36471498.1048 | 34657176.53 | 35614136.177 | 2104.7011 | 2048.1473 | 4724873.021 | 11359779.748 | 11818912.3998 | 831.86 | 799.5445 | 437664.7525 | 408178 | 408178 | 2144.4799 | 2144.4799 | 0 | 0 | 0 |  | 0 | 0 | 0 | 0 |  | 0 | 1416092.2988 | 958712.1446 | 1416092.2988 | 958712.1446 | 1917424289.2286
| Broad River Energy Center | [19 empty] | 0 |  |  |  |  | 0 | 0 | 0 | 0 | 0 | 0
| Canadys Steam | 1526680.289 | 1558389 | 1558389 | [16 empty] | 0 |  |  |  |  | 0 | 0 | 0 | 0 | 0 | 0
| Cherokee County Cogen | [5 empty] | 254226.231 | 499955.46 | 915933.8207 | [11 empty] | 0 |  |  |  |  | 0 | 415978.3607 | 106958.7311 | 415978.3607 | 106958.7311 | 213917462.2984
| Cogen South | 1278773.3682 | 506218 | 1463177.6471 | [16 empty] | 0 |  |  |  |  | 0 | 956959.6471 | 836354.0227 | 956959.6471 | 836354.0227 | 1672708045.48
| Columbia Energy Center | [5 empty] | 69359.439 | 151214.27 | 194368.561 | [11 empty] | 0 |  |  |  |  | 0 | 43154.291 | 15399.3907 | 43154.291 | 15399.3907 | 30798781.4502
| Cope | 2246819.012 | 2459909 | 2459909 | [16 empty] | 0 |  |  |  |  | 0 | 0 | 0 | 0 | 0 | 0
| Cross | 15435445.786 | 14331668 | 14331668 | [16 empty] | 0 |  |  |  |  | 0 | 0 | 0 | 0 | 0 | 0
| Darlington County | [19 empty] | 0 |  |  |  |  | 0 | 0 | 0 | 0 | 0 | 0
| Dolphus M Grainger | 236630.1536 | 204251 | 204251 | [16 empty] | 0 |  |  |  |  | 0 | 0 | 0 | 0 | 0 | 0
| H B Robinson | 593802.775 | 1468674.53 | 1468674.53 | [16 empty] | 0 |  |  |  |  | 0 | 0 | 0 | 0 | 0 | 0
| Hagood | [19 empty] | 0 |  |  |  |  | 0 | 0 | 0 | 0 | 0 | 0
| Hilton Head | [19 empty] | 0 |  |  |  |  | 0 | 0 | 0 | 0 | 0 | 0
| Jasper | [5 empty] | 2155062.044 | 5549563.995 | 5549563.995 | [11 empty] | 0 |  |  |  |  | 0 | 0 | 0 | 0 | 0 | 0
| Jefferies | 496965.133 | 438210 | 438210 | [7 empty] | 506.3845 | -881 | -881 | [6 empty] | 0 |  |  |  |  | 0 | 0 | 0 | 0 | 0 | 0
| John S Rainey | [5 empty] | 1438462.781 | 3411446 | 3411446 | [11 empty] | 0 |  |  |  |  | 0 | 0 | 0 | 0 | 0 | 0
| McMeekin | 1138710.414 | 1204643 | 1204643 | [16 empty] | 0 |  |  |  |  | 0 | 0 | 0 | 0 | 0 | 0
| Mill Creek | [19 empty] | 0 |  |  |  |  | 0 | 0 | 0 | 0 | 0 | 0
| Myrtle Beach | [19 empty] | 0 |  |  |  |  | 0 | 0 | 0 | 0 | 0 | 0
| Urquhart | [5 empty] | 807762.526 | 1747600.023 | 1747600.023 |  |  | 437158.368 | 409059 | 409059 | [6 empty] | 0 |  |  |  |  | 0 | 0 | 0 | 0 | 0 | 0
| W S Lee | 796485.063 | 693247 | 693247 | [16 empty] | 0 |  |  |  |  | 0 | 0 | 0 | 0 | 0 | 0
| Wateree | 4268591.974 | 3973744 | 3973744 | [16 empty] | 0 |  |  |  |  | 0 | 0 | 0 | 0 | 0 | 0
| Williams | 2671379.514 | 2739267 | 2739267 | [16 empty] | 0 |  |  |  |  | 0 | 0 | 0 | 0 | 0 | 0
| Winyah | 5781214.623 | 5078956 | 5078956 | [16 empty] | 0 |  |  |  |  | 0 | 0 | 0 | 0 | 0 | 0
South Dakota | SD | 3112770.7799 | 2590836 | 2768415.4768 | 2402.9084 | 2248.7743 | 0 | 0 | 0 |  |  | 0 | 0 | 0 |  |  | 0 | 0 | 0 |  | 0 | 0 | 0 | 0 |  | 0 | 177579.4768 | 195622.5435 | 177579.4768 | 195622.5435 | 391245086.9231
| Aberdeen CT | [19 empty] | 0 |  |  |  |  | 0 | 0 | 0 | 0 | 0 | 0
| Angus Anson | [19 empty] | 0 |  |  |  |  | 0 | 0 | 0 | 0 | 0 | 0
| Ben French | 207853.9519 | 131431 | 131431 | [16 empty] | 0 |  |  |  |  | 0 | 0 | 0 | 0 | 0 | 0
| Big Stone | 2904916.828 | 2459405 | 2636984.4768 | [16 empty] | 0 |  |  |  |  | 0 | 177579.4768 | 195622.5435 | 177579.4768 | 195622.5435 | 391245086.9231
| Groton Generating Station | [19 empty] | 0 |  |  |  |  | 0 | 0 | 0 | 0 | 0 | 0
| Huron | [19 empty] | 0 |  |  |  |  | 0 | 0 | 0 | 0 | 0 | 0
| Lange Gas Turbines | [19 empty] | 0 |  |  |  |  | 0 | 0 | 0 | 0 | 0 | 0
| Spirit Mound | [19 empty] | 0 |  |  |  |  | 0 | 0 | 0 | 0 | 0 | 0
| Watertown Power Plant | [19 empty] | 0 |  |  |  |  | 0 | 0 | 0 | 0 | 0 | 0
Tennessee | TN | 42986516.772 | 39605894 | 40541655.8569 | 2170.7131 | 2120.6098 | 1273526.7795 | 2725932.004 | 2725932.004 | 934.379 | 934.379 | 0 | 0 | 0 |  |  | 0 | 0 | 0 |  | 0 | 0 | 0 | 0 |  | 0 | 935761.8569 | 974068.4829 | 935761.8569 | 974068.4829 | 1948136965.7673
| Allen Steam Plant | 4890478.992 | 4652533 | 4652533 | [16 empty] | 0 |  |  |  |  | 0 | 0 | 0 | 0 | 0 | 0
| Brownsville Peaking Power | [19 empty] | 0 |  |  |  |  | 0 | 0 | 0 | 0 | 0 | 0
| Bull Run | 2703700.491 | 2771861 | 2771861 | [16 empty] | 0 |  |  |  |  | 0 | 0 | 0 | 0 | 0 | 0
| Cumberland | 13462094.016 | 12921501 | 12921501 | [16 empty] | 0 |  |  |  |  | 0 | 0 | 0 | 0 | 0 | 0
| Gallatin | 7881941.008 | 7285856 | 7285856 | [16 empty] | 0 |  |  |  |  | 0 | 0 | 0 | 0 | 0 | 0
| Gleason Generating Facility | [19 empty] | 0 |  |  |  |  | 0 | 0 | 0 | 0 | 0 | 0
| John Sevier | 2564415.444 | 2514399 | 2514399 | [16 empty] | 0 |  |  |  |  | 0 | 0 | 0 | 0 | 0 | 0
| Johnsonville | 6019936.297 | 4744069 | 5679830.8569 | [16 empty] | 0 |  |  |  |  | 0 | 935761.8569 | 974068.4829 | 935761.8569 | 974068.4829 | 1948136965.7673
| Kingston | 5463950.524 | 4715675 | 4715675 | [16 empty] | 0 |  |  |  |  | 0 | 0 | 0 | 0 | 0 | 0
| Lagoon Creek | [5 empty] | 1273526.7795 | 2725932.004 | 2725932.004 | [11 empty] | 0 |  |  |  |  | 0 | 0 | 0 | 0 | 0 | 0
| Watts Bar Fossil | 0 | 0 | 0 | [16 empty] | 0 |  |  |  |  | 0 | 0 | 0 | 0 | 0 | 0
Texas | TX | 178436485.105 | 158573880 | 158573880 | 2250.5155 | 2250.5155 | 66955292.8452 | 133243107.605 | 158389311.6622 | 1005.0095 | 845.4522 | 16157017.5456 | 23575997 | 23575997 | 1370.6328 | 1370.6328 | 4383282.874 | 5583493.96 | 11616364.1792 | 1570.086 | 754.6738 | 0 | 0 | 0 |  | 0 | 31179074.2763 | 10056570.7271 | 36762568.2363 | 12163429.0413 | 24326858082.6717
| AES Deepwater | 0 | [18 empty] | 0 |  |  |  |  | 0 | 0 | 0 | 0 | 0 | 0
| Arthur Von Rosenberg | [5 empty] | 783274.7647 | 1868571 | 1868571 | [11 empty] | 0 |  |  |  |  | 0 | 0 | 0 | 0 | 0 | 0
| Barney M Davis | [5 empty] | 972092.29 | 2047623 | 2047623 |  |  | 113303.799 | 158864 | 158864 | [6 empty] | 0 |  |  |  |  | 0 | 0 | 0 | 0 | 0 | 0
| Bastrop Energy Center | [5 empty] | 1125056.3051 | 2492130 | 2492130 | [11 empty] | 0 |  |  |  |  | 0 | 0 | 0 | 0 | 0 | 0
| Baytown Energy Center | [5 empty] | 1956864.575 | 4293815 | 4490517.6345 | [11 empty] | 0 |  |  |  |  | 0 | 196702.6345 | 85718.4958 | 196702.6345 | 85718.4958 | 171436991.6866
| Big Brown | 9168635.41 | 7910643 | 7910643 | [16 empty] | 0 |  |  |  |  | 0 | 0 | 0 | 0 | 0 | 0
| Black Hawk Station | [15 empty] | 1198595.683 | 1498662.96 | 2239932.9214 |  | 0 |  |  |  |  | 0 | 741269.9614 | 396656.0638 | 2239932.9214 | 396656.0638 | 793312127.5158
| Bosque County Peaking | [5 empty] | 703241.158 | 1617523 | 1617523 | [11 empty] | 0 |  |  |  |  | 0 | 0 | 0 | 0 | 0 | 0
| Brazos Valley Generating Facility | [5 empty] | 1021499.807 | 2341278 | 2341278 | [11 empty] | 0 |  |  |  |  | 0 | 0 | 0 | 0 | 0 | 0
| Bryan | [10 empty] | 0 | 0 | 0 | [6 empty] | 0 |  |  |  |  | 0 | 0 | 0 | 0 | 0 | 0
| C E Newman | [10 empty] | 0 | 0 | 0 | [6 empty] | 0 |  |  |  |  | 0 | 0 | 0 | 0 | 0 | 0
| C R Wing Cogen Plant | [5 empty] | 88798.817 | 160551 | 194660.1259 | [11 empty] | 0 |  |  |  |  | 0 | 34109.1259 | 15559.6839 | 34109.1259 | 15559.6839 | 31119367.82
| Cedar Bayou | [10 empty] | 1278235.948 | 1920129 | 1920129 | [6 empty] | 0 |  |  |  |  | 0 | 0 | 0 | 0 | 0 | 0
| Cedar Bayou 4 | [5 empty] | 129682.864 | 283739 | 283739 | [11 empty] | 0 |  |  |  |  | 0 | 0 | 0 | 0 | 0 | 0
| Channel Energy Center LLC | [5 empty] | 1362759.821 | 2745735.05 | 4736810.8664 | [11 empty] | 0 |  |  |  |  | 0 | 1991075.8164 | 572823.8259 | 1991075.8164 | 572823.8259 | 1145647651.8379
| Channelview Cogeneration Plant | [5 empty] | 3380714.801 | 5590267 | 11364109.8302 | [11 empty] | 0 |  |  |  |  | 0 | 5773842.8302 | 1717663.4339 | 5773842.8302 | 1717663.4339 | 3435326867.8954
| Clear Lake Cogeneration Ltd | [5 empty] | 505323.992 | 823214 | 1615551.5782 | [11 empty] | 0 |  |  |  |  | 0 | 792337.5782 | 247833.1199 | 792337.5782 | 247833.1199 | 495666239.8649
| Coleto Creek | 4277772.58 | 4092299 | 4092299 | [16 empty] | 0 |  |  |  |  | 0 | 0 | 0 | 0 | 0 | 0
| Colorado Bend Energy Center | [5 empty] | 758574.76 | 1534227 | 1534227 | [11 empty] | 0 |  |  |  |  | 0 | 0 | 0 | 0 | 0 | 0
| Copper | [19 empty] | 0 |  |  |  |  | 0 | 0 | 0 | 0 | 0 | 0
| Corpus Christi Energy Center | [5 empty] | 1545700.089 | 2545841 | 3792244.73 | [11 empty] | 0 |  |  |  |  | 0 | 1246403.73 | 480244.44 | 1246403.73 | 480244.44 | 960488880.0233
| Cottonwood Energy Project | [5 empty] | 2293702.975 | 4890035 | 4890035 | [11 empty] | 0 |  |  |  |  | 0 | 0 | 0 | 0 | 0 | 0
| Dansby | [10 empty] | 79342.768 | 95043 | 95043 | [6 empty] | 0 |  |  |  |  | 0 | 0 | 0 | 0 | 0 | 0
| Decker Creek | [10 empty] | 768877.522 | 1146694 | 1146694 | [6 empty] | 0 |  |  |  |  | 0 | 0 | 0 | 0 | 0 | 0
| DeCordova Steam Electric Station | [10 empty] | 0 | 0 | 0 | [6 empty] | 0 |  |  |  |  | 0 | 0 | 0 | 0 | 0 | 0
| Deer Park Energy Center | [5 empty] | 3542760.615 | 5620934 | 10423169.7118 | [11 empty] | 0 |  |  |  |  | 0 | 4802235.7118 | 1632245.4699 | 4802235.7118 | 1632245.4699 | 3264490939.7342
| E S Joslin | [10 empty] | 0 | 0 | 0 | [6 empty] | 0 |  |  |  |  | 0 | 0 | 0 | 0 | 0 | 0
| Eagle Mountain | [10 empty] | 0 | 0 | 0 | [6 empty] | 0 |  |  |  |  | 0 | 0 | 0 | 0 | 0 | 0
| Eastman Cogeneration Facility | [5 empty] | 1175287.557 | 1928859.696 | 3008273.269 | [11 empty] | 0 |  |  |  |  | 0 | 1079413.573 | 421710.8048 | 1079413.573 | 421710.8048 | 843421609.5299
| Ennis Power Company LLC | [5 empty] | 822542.63 | 2059780 | 2059780 | [11 empty] | 0 |  |  |  |  | 0 | 0 | 0 | 0 | 0 | 0
| Exelon LaPorte Generating Station | [19 empty] | 0 |  |  |  |  | 0 | 0 | 0 | 0 | 0 | 0
| Fayette Power Project | 12535610.668 | 10765372 | 10765372 | [16 empty] | 0 |  |  |  |  | 0 | 0 | 0 | 0 | 0 | 0
| Forney Energy Center | [5 empty] | 3739186.684 | 8304261 | 8304261 | [11 empty] | 0 |  |  |  |  | 0 | 0 | 0 | 0 | 0 | 0
| Freestone Power Generation LLC | [5 empty] | 1857717.617 | 4269687 | 4269687 | [11 empty] | 0 |  |  |  |  | 0 | 0 | 0 | 0 | 0 | 0
| Frontera Energy Center | [5 empty] | 1104780.578 | 2412373 | 2412373 | [11 empty] | 0 |  |  |  |  | 0 | 0 | 0 | 0 | 0 | 0
| Gibbons Creek | 3507282.293 | 3144694 | 3144694 | [16 empty] | 0 |  |  |  |  | 0 | 0 | 0 | 0 | 0 | 0
| Graham | [10 empty] | 202885.443 | 304723 | 304723 | [6 empty] | 0 |  |  |  |  | 0 | 0 | 0 | 0 | 0 | 0
| Greens Bayou | [10 empty] | 176998.861 | 229685 | 229685 | [6 empty] | 0 |  |  |  |  | 0 | 0 | 0 | 0 | 0 | 0
| Gregory Power Facility | [5 empty] | 1664915.574 | 2671580.72 | 7175207.0582 | [11 empty] | 0 |  |  |  |  | 0 | 4503626.3382 | 1045009.2338 | 4503626.3382 | 1045009.2338 | 2090018467.5094
| Guadalupe Generating Station | [5 empty] | 920584.7 | 2126806 | 2126806 | [11 empty] | 0 |  |  |  |  | 0 | 0 | 0 | 0 | 0 | 0
| Handley | [10 empty] | 422195.323 | 585174 | 585174 | [6 empty] | 0 |  |  |  |  | 0 | 0 | 0 | 0 | 0 | 0
| Hardin County Peaking Facility | [19 empty] | 0 |  |  |  |  | 0 | 0 | 0 | 0 | 0 | 0
| Harrington | 6010843.714 | 5749811 | 5749811 | [16 empty] | 0 |  |  |  |  | 0 | 0 | 0 | 0 | 0 | 0
| Harrison County Power Project | [5 empty] | 394676.081 | 819796 | 819796 | [11 empty] | 0 |  |  |  |  | 0 | 0 | 0 | 0 | 0 | 0
| Hays Energy Project | [5 empty] | 1341447.85 | 3067675 | 3067675 | [11 empty] | 0 |  |  |  |  | 0 | 0 | 0 | 0 | 0 | 0
| Hidalgo Energy Center | [5 empty] | 1077385.6239 | 2511377 | 2511377 | [11 empty] | 0 |  |  |  |  | 0 | 0 | 0 | 0 | 0 | 0
| J K Spruce | 10335479.425 | 8978474 | 8978474 | [16 empty] | 0 |  |  |  |  | 0 | 0 | 0 | 0 | 0 | 0
| J Robert Massengale | [5 empty] | 147633.868 | 301547 | 847409.0243 | [11 empty] | 0 |  |  |  |  | 0 | 545862.0243 | 88335.8199 | 545862.0243 | 88335.8199 | 176671639.7504
| J T Deely | 6515770.775 | 6318228 | 6318228 | [16 empty] | 0 |  |  |  |  | 0 | 0 | 0 | 0 | 0 | 0
| Jack County | [5 empty] | 1861034.73 | 3966698 | 3966698 | [11 empty] | 0 |  |  |  |  | 0 | 0 | 0 | 0 | 0 | 0
| Johnson County | [5 empty] | 583089.773 | 1216707.997 | 1216707.997 | [11 empty] | 0 |  |  |  |  | 0 | 0 | 0 | 0 | 0 | 0
| Jones | [10 empty] | 1182032.518 | 1786592 | 1786592 | [6 empty] | 0 |  |  |  |  | 0 | 0 | 0 | 0 | 0 | 0
| Knox Lee | [10 empty] | 384326.799 | 587885 | 587885 | [6 empty] | 0 |  |  |  |  | 0 | 0 | 0 | 0 | 0 | 0
| Lake Creek | [10 empty] | 0 | 0 | 0 | [6 empty] | 0 |  |  |  |  | 0 | 0 | 0 | 0 | 0 | 0
| Lake Hubbard | [10 empty] | 464058.364 | 659665 | 659665 | [6 empty] | 0 |  |  |  |  | 0 | 0 | 0 | 0 | 0 | 0
| Lake Stryker | [10 empty] | 218294.828 | 301313 | 301313 | [6 empty] | 0 |  |  |  |  | 0 | 0 | 0 | 0 | 0 | 0
| Lamar Power Project | [5 empty] | 1894079.445 | 4295480 | 4295480 | [11 empty] | 0 |  |  |  |  | 0 | 0 | 0 | 0 | 0 | 0
| Laredo | [19 empty] | 0 |  |  |  |  | 0 | 0 | 0 | 0 | 0 | 0
| Leon Creek | [10 empty] | 0 | 0 | 0 | [6 empty] | 0 |  |  |  |  | 0 | 0 | 0 | 0 | 0 | 0
| Lewis Creek | [10 empty] | 1198810.506 | 1719567 | 1719567 | [6 empty] | 0 |  |  |  |  | 0 | 0 | 0 | 0 | 0 | 0
| Limestone | 14710561.469 | 13484068 | 13484068 | [16 empty] | 0 |  |  |  |  | 0 | 0 | 0 | 0 | 0 | 0
| Lone Star | [10 empty] | 29451.802 | 45146 | 45146 | [6 empty] | 0 |  |  |  |  | 0 | 0 | 0 | 0 | 0 | 0
| Lost Pines 1 Power Project | [5 empty] | 1500544.492 | 3557587 | 3557587 | [11 empty] | 0 |  |  |  |  | 0 | 0 | 0 | 0 | 0 | 0
| Magic Valley Generating Station | [5 empty] | 1600966.513 | 3724364 | 3724364 | [11 empty] | 0 |  |  |  |  | 0 | 0 | 0 | 0 | 0 | 0
| Martin Lake | 20226837.152 | 17619350 | 17619350 | [16 empty] | 0 |  |  |  |  | 0 | 0 | 0 | 0 | 0 | 0
| Midlothian Energy Facility | [5 empty] | 1876231.757 | 4118326 | 4118326 | [11 empty] | 0 |  |  |  |  | 0 | 0 | 0 | 0 | 0 | 0
| Monticello | 14256717.084 | 12477984 | 12477984 | [16 empty] | 0 |  |  |  |  | 0 | 0 | 0 | 0 | 0 | 0
| Moore County | [10 empty] | 37197.067 | 41707 | 41707 | [6 empty] | 0 |  |  |  |  | 0 | 0 | 0 | 0 | 0 | 0
| Morgan Creek | [10 empty] | 0 | 0 | 0 | [6 empty] | 0 |  |  |  |  | 0 | 0 | 0 | 0 | 0 | 0
| Mountain Creek | [10 empty] | 457099.243 | 627123 | 627123 | [6 empty] | 0 |  |  |  |  | 0 | 0 | 0 | 0 | 0 | 0
| Mustang Station | [5 empty] | 1179065.39 | 2545585 | 2545585 | [11 empty] | 0 |  |  |  |  | 0 | 0 | 0 | 0 | 0 | 0
| Mustang Station Unit 4 | [19 empty] | 0 |  |  |  |  | 0 | 0 | 0 | 0 | 0 | 0
| Newgulf Cogen | [19 empty] | 0 |  |  |  |  | 0 | 0 | 0 | 0 | 0 | 0
| Newman | [5 empty] | 1100180.0158 | 1668301.08 | 1668301.08 |  |  | 621429.938 | 918414 | 918414 | [6 empty] | 0 |  |  |  |  | 0 | 0 | 0 | 0 | 0 | 0
| Nichols | [10 empty] | 717011.272 | 1016021 | 1016021 | [6 empty] | 0 |  |  |  |  | 0 | 0 | 0 | 0 | 0 | 0
| Nueces Bay | [5 empty] | 948963.187 | 2090886 | 2090886 | [11 empty] | 0 |  |  |  |  | 0 | 0 | 0 | 0 | 0 | 0
| O W Sommers | [10 empty] | 314176.95 | 437466 | 437466 | [6 empty] | 0 |  |  |  |  | 0 | 0 | 0 | 0 | 0 | 0
| Oak Grove | 13291938.154 | 10337810 | 10337810 | [16 empty] | 0 |  |  |  |  | 0 | 0 | 0 | 0 | 0 | 0
| Odessa Ector Generating Station | [5 empty] | 1131167.589 | 2303071 | 2303071 | [11 empty] | 0 |  |  |  |  | 0 | 0 | 0 | 0 | 0 | 0
| Oklaunion | 3935542.738 | 3393533 | 3393533 | [16 empty] | 0 |  |  |  |  | 0 | 0 | 0 | 0 | 0 | 0
| Optim Energy Altura Cogen LLC | [5 empty] | 2127678.728 | 2944785 | 3134453.9425 | [11 empty] | 0 |  |  |  |  | 0 | 189668.9425 | 128747.9675 | 189668.9425 | 128747.9675 | 257495935.02
| Oyster Creek Unit VIII | [5 empty] | 1490442.3617 | 2149951.004 | 2549265.3846 | [11 empty] | 0 |  |  |  |  | 0 | 399314.3806 | 233461.4011 | 399314.3806 | 233461.4011 | 466922802.201
| Paris Energy Center | [5 empty] | 207020.508 | 372429 | 372429 | [11 empty] | 0 |  |  |  |  | 0 | 0 | 0 | 0 | 0 | 0
| Pasadena Cogeneration | [5 empty] | 1629703.758 | 3897503 | 4590687.6544 | [11 empty] | 0 |  |  |  |  | 0 | 693184.6544 | 246082.0081 | 693184.6544 | 246082.0081 | 492164016.101
| Permian Basin | [10 empty] | 0 | 0 | 0 | [6 empty] | 0 |  |  |  |  | 0 | 0 | 0 | 0 | 0 | 0
| Pirkey | 5551505.204 | 4721914 | 4721914 | [16 empty] | 0 |  |  |  |  | 0 | 0 | 0 | 0 | 0 | 0
| Plant X | [10 empty] | 834147.326 | 1175533 | 1175533 | [6 empty] | 0 |  |  |  |  | 0 | 0 | 0 | 0 | 0 | 0
| Powerlane Plant | [10 empty] | 23998.45 | 23266 | 23266 | [6 empty] | 0 |  |  |  |  | 0 | 0 | 0 | 0 | 0 | 0
| Quail Run Energy Center | [5 empty] | 398476.999 | 680838.96 | 680838.96 | [11 empty] | 0 |  |  |  |  | 0 | 0 | 0 | 0 | 0 | 0
| R W Miller | [10 empty] | 175878.491 | 256835 | 256835 | [6 empty] | 0 |  |  |  |  | 0 | 0 | 0 | 0 | 0 | 0
| Ray Olinger | [10 empty] | 103269.5 | 135724 | 135724 | [6 empty] | 0 |  |  |  |  | 0 | 0 | 0 | 0 | 0 | 0
| Rio Nogales Power Project | [5 empty] | 1199694.164 | 2686209 | 2686209 | [11 empty] | 0 |  |  |  |  | 0 | 0 | 0 | 0 | 0 | 0
| Riverview | [19 empty] | 0 |  |  |  |  | 0 | 0 | 0 | 0 | 0 | 0
| Sabine | [10 empty] | 3132292.781 | 4801519 | 4801519 | [6 empty] | 0 |  |  |  |  | 0 | 0 | 0 | 0 | 0 | 0
| Sabine Cogen | [5 empty] | 510075.084 | 656773 | 1590299.4525 | [11 empty] | 0 |  |  |  |  | 0 | 933526.4525 | 299420.7053 | 933526.4525 | 299420.7053 | 598841410.5682
| Sam Bertron | [10 empty] | 214175.981 | 309279 | 309279 | [6 empty] | 0 |  |  |  |  | 0 | 0 | 0 | 0 | 0 | 0
| Sam Rayburn | [5 empty] | 174021.182 | 332332 | 332332 |  |  | 106.1926 | 0 | 0 | [6 empty] | 0 |  |  |  |  | 0 | 0 | 0 | 0 | 0 | 0
| San Jacinto County Peaking Facility | [19 empty] | 0 |  |  |  |  | 0 | 0 | 0 | 0 | 0 | 0
| San Jacinto Steam Electric Station | [15 empty] | 724432.5 | 863643 | 863643 |  | 0 |  |  |  |  | 0 | 0 | 0 | 863643 | 0 | 0
| San Miguel | 3697343.025 | 2952760 | 2952760 | [16 empty] | 0 |  |  |  |  | 0 | 0 | 0 | 0 | 0 | 0
| Sand Hill | [5 empty] | 564903.025 | 1212751 | 1212751 | [11 empty] | 0 |  |  |  |  | 0 | 0 | 0 | 0 | 0 | 0
| Sandow No 4 | 5227831.468 | 4611303 | 4611303 | [16 empty] | 0 |  |  |  |  | 0 | 0 | 0 | 0 | 0 | 0
| Sandow No 5 | 4357143.621 | 4014683 | 4014683 | [16 empty] | 0 |  |  |  |  | 0 | 0 | 0 | 0 | 0 | 0
| Sandy Creek Energy Station | 0 | [18 empty] | 0 |  |  |  |  | 0 | 0 | 0 | 0 | 0 | 0
| Silas Ray | [5 empty] | 56888.031 | 83872 | 83872 | [11 empty] | 0 |  |  |  |  | 0 | 0 | 0 | 0 | 0 | 0
| Sim Gideon | [10 empty] | 383362.587 | 553551 | 553551 | [6 empty] | 0 |  |  |  |  | 0 | 0 | 0 | 0 | 0 | 0
| Spencer | [10 empty] | 3318.025 | 2276 | 2276 | [6 empty] | 0 |  |  |  |  | 0 | 0 | 0 | 0 | 0 | 0
| SRW Cogen LP | [5 empty] | 2539855.82 | 2774097.997 | 3297527.7701 | [11 empty] | 0 |  |  |  |  | 0 | 523429.7731 | 403161.4737 | 523429.7731 | 403161.4737 | 806322947.4638
| Sweeny Cogen Facility | [15 empty] | 2460254.691 | 3221188 | 8512788.2577 |  | 0 |  |  |  |  | 0 | 5291600.2577 | 1529309.0775 | 8512788.2577 | 1529309.0775 | 3058618154.9075
| T H Wharton | [5 empty] | 651979.072 | 1192281 | 1192281 | [11 empty] | 0 |  |  |  |  | 0 | 0 | 0 | 0 | 0 | 0
| Tenaska Frontier Generation Station | [5 empty] | 1764247.857 | 3990630 | 3990630 | [11 empty] | 0 |  |  |  |  | 0 | 0 | 0 | 0 | 0 | 0
| Tenaska Gateway Generating Station | [5 empty] | 1452007.079 | 3256361 | 3256361 | [11 empty] | 0 |  |  |  |  | 0 | 0 | 0 | 0 | 0 | 0
| Texas City Cogen LLC | [5 empty] | 1026643.505 | 1445599.001 | 2887069.4926 | [11 empty] | 0 |  |  |  |  | 0 | 1441470.4916 | 512587.7024 | 1441470.4916 | 512587.7024 | 1025175404.7878
| Thomas C Ferguson | [10 empty] | 254086.423 | 357530 | 357530 | [6 empty] | 0 |  |  |  |  | 0 | 0 | 0 | 0 | 0 | 0
| Tolk | 7617737.872 | 7815928 | 7815928 | [16 empty] | 0 |  |  |  |  | 0 | 0 | 0 | 0 | 0 | 0
| Trinidad | [10 empty] | 60918.132 | 85565 | 85565 | [6 empty] | 0 |  |  |  |  | 0 | 0 | 0 | 0 | 0 | 0
| Twin Oaks Power One | 2448890.958 | 2286056 | 2286056 | [16 empty] | 0 |  |  |  |  | 0 | 0 | 0 | 0 | 0 | 0
| TXU Sweetwater Generating Plant | [5 empty] | 0 | 0 | [12 empty] | 0 |  |  |  |  | 0 | 0 | 0 | 0 | 0 | 0
| Ty Cooke | [10 empty] | 164978.957 | 203954 | 203954 | [6 empty] | 0 |  |  |  |  | 0 | 0 | 0 | 0 | 0 | 0
| V H Braunig | [10 empty] | 535398 | 773254 | 773254 | [6 empty] | 0 |  |  |  |  | 0 | 0 | 0 | 0 | 0 | 0
| Valley | [10 empty] | 0 | 0 | 0 | [6 empty] | 0 |  |  |  |  | 0 | 168850.5845 | 59592.2199 | 168850.5845 | 59592.2199 | 119184439.8787
| Victoria | [5 empty] | 286319.354 | 606463 | 606463 | [11 empty] | 0 |  |  |  |  | 0 | 0 | 0 | 0 | 0 | 0
| W A Parish | 18691286.441 | 17010905 | 17010905 | [7 empty] | 689571.296 | 957505 | 957505 | [6 empty] | 0 |  |  |  |  | 0 | 0 | 0 | 0 | 0 | 0
| W B Tuttle | [10 empty] | 0 | -335 | -335 | [6 empty] | 0 |  |  |  |  | 0 | 0 | 0 | 0 | 0 | 0
| Welsh | 12071755.054 | 10888065 | 10888065 | [16 empty] | 0 |  |  |  |  | 0 | 0 | 0 | 0 | 0 | 0
| Wilkes | [10 empty] | 915786.453 | 1359330 | 1359330 | [6 empty] | 0 |  |  |  |  | 0 | 0 | 0 | 0 | 0 | 0
| Winchester Power Park | [19 empty] | 0 |  |  |  |  | 0 | 0 | 0 | 0 | 0 | 0
| Wise County Power LLC | [5 empty] | 1613796.69 | 3652807.1 | 3652807.1 | [11 empty] | 0 |  |  |  |  | 0 | 0 | 0 | 0 | 0 | 0
| Wolf Hollow I LP | [5 empty] | 1170010.339 | 2491193 | 2491193 | [11 empty] | 0 |  |  |  |  | 0 | 0 | 0 | 0 | 0 | 0
Utah | UT | 30451477.2867 | 29425263 | 29425263 | 2069.7506 | 2069.7506 | 1831372.056 | 4582932 | 4582932 | 799.2142 | 799.2142 | 66884.044 | 69448 | 69448 | 1926.1618 | 1926.1618 | 0 | 0 | 0 |  | 0 | 0 | 0 | 0 |  | 0 | 0 | 0 | 0 | 0 | 0
| Carbon | 1524363.905 | 1332218 | 1332218 | [16 empty] | 0 |  |  |  |  | 0 | 0 | 0 | 0 | 0 | 0
| Currant Creek | [5 empty] | 969557.49 | 2391982 | 2391982 | [11 empty] | 0 |  |  |  |  | 0 | 0 | 0 | 0 | 0 | 0
| Gadsby | [10 empty] | 66884.044 | 69448 | 69448 | [6 empty] | 0 |  |  |  |  | 0 | 0 | 0 | 0 | 0 | 0
| Hunter | 9499052.845 | 8719288 | 8719288 | [16 empty] | 0 |  |  |  |  | 0 | 0 | 0 | 0 | 0 | 0
| Huntington | 5973190.398 | 5951658 | 5951658 | [16 empty] | 0 |  |  |  |  | 0 | 0 | 0 | 0 | 0 | 0
| Intermountain Power Project | 12911418.75 | 13002872 | 13002872 | [16 empty] | 0 |  |  |  |  | 0 | 0 | 0 | 0 | 0 | 0
| Lake Side Power Plant | [5 empty] | 710440.588 | 1851303 | 1851303 | [11 empty] | 0 |  |  |  |  | 0 | 0 | 0 | 0 | 0 | 0
| Millcreek Power Generation | [19 empty] | 0 |  |  |  |  | 0 | 0 | 0 | 0 | 0 | 0
| Nebo Power Station | [5 empty] | 151373.978 | 339647 | 339647 | [11 empty] | 0 |  |  |  |  | 0 | 0 | 0 | 0 | 0 | 0
| Sunnyside Cogen Associates | 543451.3887 | 419227 | 419227 | [16 empty] | 0 |  |  |  |  | 0 | 0 | 0 | 0 | 0 | 0
| West Valley Generation Project | [19 empty] | 0 |  |  |  |  | 0 | 0 | 0 | 0 | 0 | 0
Ute | Ute | 3481320.1 | 3306393 | 3306393 | 2105.8114 | 2105.8114 | 0 | 0 | 0 |  |  | 0 | 0 | 0 |  |  | 0 | 0 | 0 |  | 0 | 0 | 0 | 0 |  | 0 | 0 | 0 | 0 | 0 | 0
| Bonanza | 3481320.1 | 3306393 | 3306393 | [16 empty] | 0 |  |  |  |  | 0 | 0 | 0 | 0 | 0 | 0
Virginia | VA | 22521022.1772 | 19178648 | 23136565.1876 | 2348.5516 | 1946.7905 | 7590366.1077 | 16762774.982 | 16879387.5636 | 905.6217 | 899.3651 | 333515.599 | 384552 | 384552 | 1734.567 | 1734.567 | 0 | 0 | 0 |  | 0 | 0 | 0 | 0 |  | 0 | 4074529.7692 | 2217313.0017 | 4074529.7692 | 2217313.0017 | 4434626003.4281
| Altavista Power Station | 0 | 0 | 0 | [16 empty] | 0 |  |  |  |  | 0 | 0 | 0 | 0 | 0 | 0
| Bear Garden | [5 empty] | 1011718.71 | 2235230.976 | 2235230.976 | [11 empty] | 0 |  |  |  |  | 0 | 0 | 0 | 0 | 0 | 0
| Bellmeade Power Station | [5 empty] | 269398.48 | 509798.998 | 509798.998 | [11 empty] | 0 |  |  |  |  | 0 | 0 | 0 | 0 | 0 | 0
| Birchwood Power | 540691.8092 | 507932 | 507932 | [16 empty] | 0 |  |  |  |  | 0 | 0 | 0 | 0 | 0 | 0
| Bremo Bluff | 837478.629 | 817956 | 817956 | [16 empty] | 0 |  |  |  |  | 0 | 0 | 0 | 0 | 0 | 0
| Buchanan Generation LLC | [19 empty] | 0 |  |  |  |  | 0 | 0 | 0 | 0 | 0 | 0
| Chesapeake | 2994280.601 | 2744383 | 2744383 | [16 empty] | 0 |  |  |  |  | 0 | 0 | 0 | 0 | 0 | 0
| Chesterfield | 5634492.547 | 5347393 | 5347393 |  |  | 883321.2772 | 2410827.984 | 2410827.984 | [11 empty] | 0 |  |  |  |  | 0 | 0 | 0 | 0 | 0 | 0
| Clinch River | 1446940.72 | 1300178 | 1300178 | [16 empty] | 0 |  |  |  |  | 0 | 0 | 0 | 0 | 0 | 0
| Clover | 5769941.037 | 5176732 | 5176732 | [16 empty] | 0 |  |  |  |  | 0 | 0 | 0 | 0 | 0 | 0
| Commonwealth Atlantic LP | [19 empty] | 0 |  |  |  |  | 0 | 0 | 0 | 0 | 0 | 0
| Commonwealth Chesapeake | [19 empty] | 0 |  |  |  |  | 0 | 0 | 0 | 0 | 0 | 0
| Darbytown | [19 empty] | 0 |  |  |  |  | 0 | 0 | 0 | 0 | 0 | 0
| Doswell Energy Center | [5 empty] | 1350866.6665 | 2697827.032 | 2697827.032 | [11 empty] | 0 |  |  |  |  | 0 | 0 | 0 | 0 | 0 | 0
| Glen Lyn | 262415.278 | 224849 | 224849 | [16 empty] | 0 |  |  |  |  | 0 | 0 | 0 | 0 | 0 | 0
| Gordonsville Energy LP | [5 empty] | 392844.962 | 761846 | 761846 | [11 empty] | 0 |  |  |  |  | 0 | 0 | 0 | 0 | 0 | 0
| Gravel Neck | [19 empty] | 0 |  |  |  |  | 0 | 0 | 0 | 0 | 0 | 0
| Hopewell Cogeneration | [5 empty] | 556720.05 | 997782.992 | 1114395.5736 | [11 empty] | 0 |  |  |  |  | 0 | 116612.5816 | 58256.2995 | 116612.5816 | 58256.2995 | 116512598.9442
| Hopewell Power Station | 91878.888 | 66796 | 66796 | [16 empty] | 0 |  |  |  |  | 0 | 0 | 0 | 0 | 0 | 0
| James River Genco LLC | 679995.567 | 110695 | 1343304.4111 | [16 empty] | 0 |  |  |  |  | 0 | 1232609.4111 | 623960.5323 | 1232609.4111 | 623960.5323 | 1247921064.6027
| Ladysmith | [19 empty] | 0 |  |  |  |  | 0 | 0 | 0 | 0 | 0 | 0
| Louisa Generating | [19 empty] | 0 |  |  |  |  | 0 | 0 | 0 | 0 | 0 | 0
| Marsh Run Generating | [19 empty] | 0 |  |  |  |  | 0 | 0 | 0 | 0 | 0 | 0
| Mecklenburg Power Station | 275680.76 | 216920 | 216920 | [16 empty] | 0 |  |  |  |  | 0 | 0 | 0 | 0 | 0 | 0
| Portsmouth Genco LLC | 243098.458 | 166654 | 166654 | [16 empty] | 0 |  |  |  |  | 0 | 0 | 0 | 0 | 0 | 0
| Possum Point | [5 empty] | 1216008.87 | 2816924 | 2816924 |  |  | 165796.361 | 205999 | 205999 | [6 empty] | 0 |  |  |  |  | 0 | 0 | 0 | 0 | 0 | 0
| Potomac River | 413532.64 | 291106 | 291106 | [16 empty] | 0 |  |  |  |  | 0 | 0 | 0 | 0 | 0 | 0
| Remington | [19 empty] | 0 |  |  |  |  | 0 | 0 | 0 | 0 | 0 | 0
| Southampton Power Station | 178036.198 | 94004 | 187643.4883 | [16 empty] | 0 |  |  |  |  | 0 | 93639.4883 | 88845.1746 | 93639.4883 | 88845.1746 | 177690349.1538
| Spruance Genco LLC | 1935830.195 | 890862 | 3522530.2882 | [16 empty] | 0 |  |  |  |  | 0 | 2631668.2882 | 1446250.9954 | 2631668.2882 | 1446250.9954 | 2892501990.7274
| Tasley | [19 empty] | 0 |  |  |  |  | 0 | 0 | 0 | 0 | 0 | 0
| Tenaska Virginia Generating Station | [5 empty] | 1909487.092 | 4332537 | 4332537 | [11 empty] | 0 |  |  |  |  | 0 | 0 | 0 | 0 | 0 | 0
| Wolf Hills Energy | [19 empty] | 0 |  |  |  |  | 0 | 0 | 0 | 0 | 0 | 0
| Yorktown | 1216728.85 | 1222188 | 1222188 | [7 empty] | 167719.238 | 178553 | 178553 | [6 empty] | 0 |  |  |  |  | 0 | 0 | 0 | 0 | 0 | 0
Vermont | VT | 0 | 0 | 0 |  |  | 0 | 0 | 0 |  |  | 0 | 0 | 0 |  |  | 0 | 0 | 0 |  | 0 | 0 | 0 | 0 |  | 0 | 0 | 0 | 0 | 0 | 0
| Berlin 5 | [19 empty] | 0 |  |  |  |  | 0 | 0 | 0 | 0 | 0 | 0
| Burlington GT | [19 empty] | 0 |  |  |  |  | 0 | 0 | 0 | 0 | 0 | 0
Washington | WA | 6149128.697 | 5209099 | 5209099 | 2360.9183 | 2360.9183 | 2515337.3457 | 4955297 | 6318528.6089 | 1015.2115 | 796.1782 | 0 | 0 | 0 |  |  | 0 | 0 | 0 |  | 0 | 0 | 0 | 0 |  | 0 | 1363231.6089 | 452093.1098 | 1363231.6089 | 452093.1098 | 904186219.5747
| Chehalis Generating Facility | [5 empty] | 309378.52 | 664973 | 664973 | [11 empty] | 0 |  |  |  |  | 0 | 0 | 0 | 0 | 0 | 0
| Encogen | [5 empty] | 48657.057 | 91753 | 110497.1196 | [11 empty] | 0 |  |  |  |  | 0 | 18744.1196 | 7617.1219 | 18744.1196 | 7617.1219 | 15234243.8315
| Frederickson | [19 empty] | 0 |  |  |  |  | 0 | 0 | 0 | 0 | 0 | 0
| Frederickson Power LP | [5 empty] | 117737.819 | 271193 | 271193 | [11 empty] | 0 |  |  |  |  | 0 | 0 | 0 | 0 | 0 | 0
| Fredonia | [19 empty] | 0 |  |  |  |  | 0 | 0 | 0 | 0 | 0 | 0
| Goldendale Generating Station | [5 empty] | 242001.77 | 605790 | 605790 | [11 empty] | 0 |  |  |  |  | 0 | 0 | 0 | 0 | 0 | 0
| Grays Harbor Energy Facility | [5 empty] | 131558.798 | 230717 | 230717 | [11 empty] | 0 |  |  |  |  | 0 | 0 | 0 | 0 | 0 | 0
| March Point Cogeneration | [5 empty] | 795334.3223 | 1090756 | 2288705.8261 | [11 empty] | 0 |  |  |  |  | 0 | 1197949.8261 | 416292.3003 | 1197949.8261 | 416292.3003 | 832584600.5702
| Mint Farm Generating Station | [5 empty] | 305694.837 | 700343 | 700343 | [11 empty] | 0 |  |  |  |  | 0 | 0 | 0 | 0 | 0 | 0
| Northeast | [19 empty] | 0 |  |  |  |  | 0 | 0 | 0 | 0 | 0 | 0
| River Road Gen Plant | [5 empty] | 433993.587 | 1016140 | 1016140 | [11 empty] | 0 |  |  |  |  | 0 | 0 | 0 | 0 | 0 | 0
| Sumas Power Plant | [5 empty] | 90630 | 180679 | 326562.0704 | [11 empty] | 0 |  |  |  |  | 0 | 145883.0704 | 27928.7523 | 145883.0704 | 27928.7523 | 55857504.5438
| Tenaska Ferndale Cogeneration Station | [5 empty] | 40350.6354 | 102953 | 103607.5928 | [11 empty] | 0 |  |  |  |  | 0 | 654.5928 | 254.9353 | 654.5928 | 254.9353 | 509870.6292
| Transalta Centralia Generation | 6149128.697 | 5209099 | 5209099 |  |  | 0 | 0 | 0 | [11 empty] | 0 |  |  |  |  | 0 | 0 | 0 | 0 | 0 | 0
| Whitehorn | [19 empty] | 0 |  |  |  |  | 0 | 0 | 0 | 0 | 0 | 0
Wisconsin | WI | 45676427.8734 | 39414096.9154 | 39607280.7746 | 2317.7711 | 2306.4662 | 2412775.2362 | 5451624.019 | 5563909.3133 | 885.1583 | 867.295 | 0 | 0 | 0 |  |  | 0 | 0 | 0 |  | 0 | 0 | 0 | 0 |  | 0 | 305469.1535 | 150306.4516 | 305469.1535 | 150306.4516 | 300612903.2495
| Alliant Energy Neenah | [19 empty] | 0 |  |  |  |  | 0 | 0 | 0 | 0 | 0 | 0
| Alma | 122745.252 | 89099 | 89099 | [16 empty] | 0 |  |  |  |  | 0 | 0 | 0 | 0 | 0 | 0
| Blount Street | 30923.5616 | 18756 | 18756 | [16 empty] | 0 |  |  |  |  | 0 | 0 | 0 | 0 | 0 | 0
| Columbia | 7948033.279 | 6976875 | 6976875 | [16 empty] | 0 |  |  |  |  | 0 | 0 | 0 | 0 | 0 | 0
| Concord | [19 empty] | 0 |  |  |  |  | 0 | 0 | 0 | 0 | 0 | 0
| De Pere Energy Center | [19 empty] | 0 |  |  |  |  | 0 | 0 | 0 | 0 | 0 | 0
| Edgewater | 4829239.082 | 4352221 | 4352221 | [16 empty] | 0 |  |  |  |  | 0 | 0 | 0 | 0 | 0 | 0
| Elk Mound | [19 empty] | 0 |  |  |  |  | 0 | 0 | 0 | 0 | 0 | 0
| Elm Road Generating Station | 5121857.928 | 4787525 | 4787525 | [16 empty] | 0 |  |  |  |  | 0 | 0 | 0 | 0 | 0 | 0
| Fitchburg | [19 empty] | 0 |  |  |  |  | 0 | 0 | 0 | 0 | 0 | 0
| Fox Energy Center | [5 empty] | 646713.458 | 1580886.025 | 1580886.025 | [11 empty] | 0 |  |  |  |  | 0 | 0 | 0 | 0 | 0 | 0
| French Island | [19 empty] | 0 |  |  |  |  | 0 | 0 | 0 | 0 | 0 | 0
| Genoa | 970263.77 | 894855 | 894855 | [16 empty] | 0 |  |  |  |  | 0 | 0 | 0 | 0 | 0 | 0
| Germantown | [19 empty] | 0 |  |  |  |  | 0 | 0 | 0 | 0 | 0 | 0
| Island Street Peaking Plant | [19 empty] | 0 |  |  |  |  | 0 | 0 | 0 | 0 | 0 | 0
| John P Madgett | 2358168.077 | 1978856 | 1978856 | [16 empty] | 0 |  |  |  |  | 0 | 0 | 0 | 0 | 0 | 0
| LSP-Whitewater LP | [5 empty] | 278868.925 | 577830.994 | 674746.1302 | [11 empty] | 0 |  |  |  |  | 0 | 96915.1362 | 40054.5014 | 96915.1362 | 40054.5014 | 80109002.8712
| Manitowoc | 228373.9198 | 146773.9154 | 339957.7746 | [16 empty] | 0 |  |  |  |  | 0 | 193183.8592 | 100849.8367 | 193183.8592 | 100849.8367 | 201699673.4281
| Marshfield Utilities Gas Plant | [19 empty] | 0 |  |  |  |  | 0 | 0 | 0 | 0 | 0 | 0
| Nelson Dewey | 1453153.587 | 1056704 | 1056704 | [16 empty] | 0 |  |  |  |  | 0 | 0 | 0 | 0 | 0 | 0
| Paris | [19 empty] | 0 |  |  |  |  | 0 | 0 | 0 | 0 | 0 | 0
| Pleasant Prairie | 7871241.282 | 6152214 | 6152214 | [16 empty] | 0 |  |  |  |  | 0 | 0 | 0 | 0 | 0 | 0
| Point Beach Nuclear Plant | [19 empty] | 0 |  |  |  |  | 0 | 0 | 0 | 0 | 0 | 0
| Port Washington Generating Station | [5 empty] | 1015970.753 | 2273443 | 2273443 | [11 empty] | 0 |  |  |  |  | 0 | 0 | 0 | 0 | 0 | 0
| Pulliam | 1114342.609 | 921674 | 921674 | [16 empty] | 0 |  |  |  |  | 0 | 0 | 0 | 0 | 0 | 0
| Riverside Energy Center | [5 empty] | 364033.507 | 859607 | 859607 | [11 empty] | 0 |  |  |  |  | 0 | 0 | 0 | 0 | 0 | 0
| Rock River | [19 empty] | 0 |  |  |  |  | 0 | 0 | 0 | 0 | 0 | 0
| RockGen Energy Center | [19 empty] | 0 |  |  |  |  | 0 | 0 | 0 | 0 | 0 | 0
| Sheboygan Falls | [19 empty] | 0 |  |  |  |  | 0 | 0 | 0 | 0 | 0 | 0
| Sheepskin | [19 empty] | 0 |  |  |  |  | 0 | 0 | 0 | 0 | 0 | 0
| South Fond Du Lac | [19 empty] | 0 |  |  |  |  | 0 | 0 | 0 | 0 | 0 | 0
| South Oak Creek | 6376282.613 | 5382127 | 5382127 | [16 empty] | 0 |  |  |  |  | 0 | 0 | 0 | 0 | 0 | 0
| Valley | 1134297.149 | 630553 | 630553 | [16 empty] | 0 |  |  |  |  | 0 | 168850.5845 | 59592.2199 | 168850.5845 | 59592.2199 | 119184439.8787
| West Campus Cogeneration Facility | [5 empty] | 107188.5932 | 159857 | 175227.1581 | [11 empty] | 0 |  |  |  |  | 0 | 15370.1581 | 9402.1135 | 15370.1581 | 9402.1135 | 18804226.9502
| West Marinette | [19 empty] | 0 |  |  |  |  | 0 | 0 | 0 | 0 | 0 | 0
| West Marinette 34 | [19 empty] | 0 |  |  |  |  | 0 | 0 | 0 | 0 | 0 | 0
| Weston | 6117505.764 | 6025864 | 6025864 | [16 empty] | 0 |  |  |  |  | 0 | 0 | 0 | 0 | 0 | 0
| Wheaton | [19 empty] | 0 |  |  |  |  | 0 | 0 | 0 | 0 | 0 | 0
West Virginia | WV | 78410504.6474 | 75745470.5413 | 76014738.6316 | 2070.3681 | 2063.0342 | 0 | 0 | 0 |  |  | 0 | 0 | 0 |  |  | 0 | 0 | 0 |  | 0 | 0 | 0 | 0 |  | 0 | 269268.0902 | 270029.9127 | 269268.0902 | 270029.9127 | 540059825.4121
| Big Sandy Peaker Plant | [19 empty] | 0 |  |  |  |  | 0 | 0 | 0 | 0 | 0 | 0
| Ceredo Generating Station | [19 empty] | 0 |  |  |  |  | 0 | 0 | 0 | 0 | 0 | 0
| FirstEnergy Albright | 522992.647 | 454631 | 454631 | [16 empty] | 0 |  |  |  |  | 0 | 0 | 0 | 0 | 0 | 0
| FirstEnergy Fort Martin Power Station | 7171495.37 | 7124062 | 7124062 | [16 empty] | 0 |  |  |  |  | 0 | 0 | 0 | 0 | 0 | 0
| FirstEnergy Harrison Power Station | 11236450.495 | 11089909 | 11089909 | [16 empty] | 0 |  |  |  |  | 0 | 0 | 0 | 0 | 0 | 0
| FirstEnergy Pleasants Power Station | 8363902.466 | 8302913 | 8302913 | [16 empty] | 0 |  |  |  |  | 0 | 0 | 0 | 0 | 0 | 0
| FirstEnergy Rivesville | 9357.2139 | 4508.5413 | 4508.5413 | [16 empty] | 0 |  |  |  |  | 0 | 0 | 0 | 0 | 0 | 0
| FirstEnergy Willow Island | 235204.755 | 166404 | 166404 | [16 empty] | 0 |  |  |  |  | 0 | 0 | 0 | 0 | 0 | 0
| Grant Town Power Plant | 997893.954 | 655574 | 655574 | [16 empty] | 0 |  |  |  |  | 0 | 0 | 0 | 0 | 0 | 0
| John E Amos | 15905865.244 | 15169716 | 15169716 | [16 empty] | 0 |  |  |  |  | 0 | 0 | 0 | 0 | 0 | 0
| Kammer | 1719822.181 | 1778385 | 1778385 | [16 empty] | 0 |  |  |  |  | 0 | 0 | 0 | 0 | 0 | 0
| Kanawha River | 1635535.336 | 1609974 | 1609974 | [16 empty] | 0 |  |  |  |  | 0 | 0 | 0 | 0 | 0 | 0
| Longview Power LLC | 948131 | 244081 | 244081 | [16 empty] | 0 |  |  |  |  | 0 | 0 | 0 | 0 | 0 | 0
| Mitchell | 9148196.931 | 9124435 | 9124435 | [16 empty] | 0 |  |  |  |  | 0 | 0 | 0 | 0 | 0 | 0
| Morgantown Energy Facility | 678472.2315 | 407290 | 676558.0902 | [16 empty] | 0 |  |  |  |  | 0 | 269268.0902 | 270029.9127 | 269268.0902 | 270029.9127 | 540059825.4121
| Mountaineer | 9080292.561 | 9388374 | 9388374 | [16 empty] | 0 |  |  |  |  | 0 | 0 | 0 | 0 | 0 | 0
| Mt Storm | 9199585.69 | 8733146 | 8733146 | [16 empty] | 0 |  |  |  |  | 0 | 0 | 0 | 0 | 0 | 0
| North Branch | 0 | 0 | 0 | [16 empty] | 0 |  |  |  |  | 0 | 0 | 0 | 0 | 0 | 0
| Philip Sporn | 1557306.572 | 1492068 | 1492068 | [16 empty] | 0 |  |  |  |  | 0 | 0 | 0 | 0 | 0 | 0
| Pleasants Energy LLC | [19 empty] | 0 |  |  |  |  | 0 | 0 | 0 | 0 | 0 | 0
Wyoming | WY | 45935471.9951 | 40420503 | 40420503 | 2272.8798 | 2272.8798 | 0 | 0 | 0 |  |  | 0 | 0 | 0 |  |  | 0 | 0 | 0 |  | 0 | 0 | 0 | 0 |  | 0 | 0 | 0 | 0 | 0 | 0
| Dave Johnston | 6227910.466 | 5058930 | 5058930 | [16 empty] | 0 |  |  |  |  | 0 | 0 | 0 | 0 | 0 | 0
| Dry Fork Station | 633982.1707 | 570978 | 570978 | [16 empty] | 0 |  |  |  |  | 0 | 0 | 0 | 0 | 0 | 0
| Jim Bridger | 13978254.068 | 12771611 | 12771611 | [16 empty] | 0 |  |  |  |  | 0 | 0 | 0 | 0 | 0 | 0
| Laramie River Station | 4494662.8009 | 4066163 | 4066163 | [16 empty] | 0 |  |  |  |  | 0 | 0 | 0 | 0 | 0 | 0
| Laramie River Station | 4494662.8009 | 4474945 | 4474945 | [16 empty] | 0 |  |  |  |  | 0 | 0 | 0 | 0 | 0 | 0
| Laramie River Station | 4494662.8009 | 3677669 | 3677669 | [16 empty] | 0 |  |  |  |  | 0 | 0 | 0 | 0 | 0 | 0
| Naughton | 5633509.302 | 5102235 | 5102235 | [16 empty] | 0 |  |  |  |  | 0 | 0 | 0 | 0 | 0 | 0
| Neil Simpson Gas Turbine #2 | [19 empty] | 0 |  |  |  |  | 0 | 0 | 0 | 0 | 0 | 0
| Neil Simpson II | 867624.433 | 646325 | 646325 | [16 empty] | 0 |  |  |  |  | 0 | 0 | 0 | 0 | 0 | 0
| Wygen 1 | 910393.0538 | 719737 | 719737 | [16 empty] | 0 |  |  |  |  | 0 | 0 | 0 | 0 | 0 | 0
| Wygen 2 | 876288.851 | 674518 | 674518 | [16 empty] | 0 |  |  |  |  | 0 | 0 | 0 | 0 | 0 | 0
| Wygen III | 958382 | 821465 | 821465 | [16 empty] | 0 |  |  |  |  | 0 | 0 | 0 | 0 | 0 | 0
| Wyodak | 2365139.248 | 1835927 | 1835927 | [16 empty] | 0 |  |  |  |  | 0 | 0 | 0 | 0 | 0 | 0

## Cogen UTO Derivation
Category | State | Plant Name | ORIS code | Generator ID | Fuel type | Prime mover type | Nameplate Capacity (MW) | Summer Nameplate Capacity (MW) | Capacity Input | Electric Generation (MWh) | EIA Ratio (EAF) eMMBtu/ totMMBtu | Useful Thermal Output (UTO) (MMBtu) 1 | Net Energy Output (MWh) 2 | Carbon Dioxide Emissions (Unadjusted) (tons) | Cogen Flag Y/N | Useful thermal output (MWh) | Emissions associated with useful thermal output (tons)
COALST | AL | Gadsden | 7 | 1 | BIT | ST | 69 | 64 | 1142 | 184717 | 0.60184 | 555938.8555 | 306919.2689 | 303172.252 | Y | 122202.2689 | 120710.3653
COALST | AL | Gadsden | 7 | 2 | BIT | ST | 69 | 66 | 1090 | 45483 | 0.73222 | 75672.5054 | 62116.757 | 62084.598 | Y | 16633.757 | 16625.1454
NGCC | AL | Washington County Cogeneration Facility | 7697 | 1 | NG | CC | 82.6 | 75 | 1400 | 558775.8514 | 0.57103 | 1909634.0471 | 978537.1455 | 374491.6103 | Y | 419761.2941 | 160644.9828
NGCC | AL | Washington County Cogeneration Facility | 7697 | 2 | NG | CC | 39.9 | 25 | 1400 | 269917.1486 | 0.2455 | 3773922.5677 | 1099472.2265 | 180898.4897 | Y | 829555.0779 | 136488.4507
NGCC | AL | General Electric Plastic | 7698 | 1 | NG | CC | 82.2 | 85 | 1365 | 395714.1897 | 0.7652 | 552397.5468 | 517138.035 | 264427.9512 | Y | 121423.8453 | 62087.5984
NGCC | AL | General Electric Plastic | 7698 | 2 | NG | CC | 14.8 | 12 | 1365 | 71247.8103 | 0.11534 | 2486124.1691 | 617728.7971 | 47609.8988 | Y | 546480.9867 | 42118.6524
NGCC | AL | Theodore Cogen Facility | 7721 | 1 | NG | CC | 229 | 160 | 2125 | 1145940.0977 | 0.81079 | 1216575.1627 | 1413358.4365 | 621790.5725 | Y | 267418.3388 | 117647.5816
NGCC | AL | Theodore Cogen Facility | 7721 | 2 | NG | CC | 88.4 | 64.7 | 2125 | 442362.9023 | 0.25929 | 5749101.8272 | 1706086.9265 | 240027.4525 | Y | 1263724.0241 | 177791.9128
COALST | AL | Mobile Energy Services LLC | 50407 | GEN5 | BIT | ST | 61 | 56.1 | 0 | 217069.1624 | 0.54058 | 839251.8662 | 401547.1517 | 706664.8947 | Y | 184477.9893 | 324654.5726
COALST | AL | Mobile Energy Services LLC | 50407 | GEN6 | BIT | ST | 35.7 | 33.2 | 0 | 127038.8376 | 0.54058 | 491168.7151 | 235003.8248 | 260888.6943 | Y | 107964.9872 | 119856.9622
NGCC | AL | Morgan Energy Center | 55293 | CTG1 | NG | CC | 210 | 161 | 2236 | 800298.5667 | 0.91047 | 358022.604 | 878996.3841 | 357200.8148 | Y | 78697.8174 | 31980.7055
NGCC | AL | Morgan Energy Center | 55293 | CTG2 | NG | CC | 210 | 161 | 2236 | 800298.5667 | 1 | 0 | 800298.5667 | 357200.8148 | Y | 0 | 0
NGCC | AL | Morgan Energy Center | 55293 | CTG3 | NG | CC | 210 | 161 | 2236 | 800298.5667 | 0.98231 | 65562.7544 | 814710.0748 | 357200.8148 | Y | 14411.5082 | 6318.5698
NGCC | AL | Morgan Energy Center | 55293 | STG1 | NG | CC | 270 | 266 | 2236 | 1028955.3 | 1 | 0 | 1028955.3 | 459258.1905 | Y | 0 | 0
NGCC | AR | Pine Bluff Energy Center | 55075 | CT01 | NG | CC | 180 | 145 | 2406 | 1093232.2881 | 0.53182 | 4378346.6657 | 2055647.2938 | 628915.1186 | Y | 962415.0057 | 294446.1092
NGCC | AR | Pine Bluff Energy Center | 55075 | ST01 | NG | CC | 56 | 47 | 2406 | 340116.7119 | 0.53182 | 1362152.296 | 639534.7136 | 195662.4814 | Y | 299418.0018 | 91605.4562
NGCC | AZ | Yuma Cogeneration Associates | 54694 | GEN1 | NG | CC | 44.1 | 35.1 | 0 | 58357.1214 | 0.81252 | 61256.7501 | 71822.1163 | 33866.5413 | Y | 13464.9949 | 6349.1976
NGCC | AZ | Yuma Cogeneration Associates | 54694 | GEN2 | NG | CC | 18.5 | 17.1 | 0 | 24480.8786 | 0.81252 | 25697.2761 | 30129.4592 | 14207.0525 | Y | 5648.5806 | 2663.4956
NGCC | CA | Harbor | 399 | 5 | NG | CC | 67 | 65 | 0 | 16140.8018 | 0.86043 | 11911.5125 | 18759.1002 | 14492.4114 | Y | 2618.2985 | 2022.7761
NGCC | CA | Harbor | 399 | 10A | NG | CC | 80 | 79.5 | 1088 | 19272.5991 | 0.53668 | 75693.5726 | 35910.987 | 17304.3719 | Y | 16638.3879 | 8017.5143
NGCC | CA | Harbor | 399 | 10B | NG | CC | 80 | 79.5 | 1088 | 19272.5991 | 0.63442 | 50522.9993 | 30378.1822 | 17304.3719 | Y | 11105.5831 | 6326.0908
NGCC | CA | Haynes | 400 | 8 | NG | CC | 264.3 | 235 | 2043.6 | 1039732.0574 | 1 | 0 | 1039732.0574 | 437059.9452 | Y | 0 | 0
NGCC | CA | Haynes | 400 | 9 | NG | CC | 170 | 157.5 | 2043.6 | 668764.4713 | 0.79304 | 793978.6078 | 843290.8358 | 281120.6609 | Y | 174526.3645 | 58180.363
NGCC | CA | Haynes | 400 | 10 | NG | CC | 170 | 157.5 | 2043.6 | 668764.4713 | 0.84281 | 567431.3473 | 793492.9327 | 281120.6609 | Y | 124728.4615 | 44189.1113
NGCC | CA | Valley | 408 | 6 | NG | CC | 215 | 156 | 2000 | 355053.4953 | 0.79112 | 426469.7481 | 448796.8455 | 155398.6105 | Y | 93743.3503 | 32459.1996
NGCC | CA | Valley | 408 | 7 | NG | CC | 215 | 156 | 2000 | 355053.4953 | 0.8254 | 341687.8444 | 430160.7295 | 155398.6105 | Y | 75107.2343 | 27133.0204
NGCC | CA | Valley | 408 | 8 | NG | CC | 311 | 201 | 2000 | 513589.0094 | 1 | 0 | 513589.0094 | 224785.897 | Y | 0 | 0
NGCC | CA | Carson Ice-Gen Project | 7527 | 1 | NG | CC | 54 | 41.2 | 599 | 228099.7762 | 0.75492 | 336884.1945 | 302151.1086 | 147385.5072 | Y | 74051.3323 | 36121.3077
NGCC | CA | Carson Ice-Gen Project | 7527 | 2 | NG | CC | 17.5 | 16.6 | 599 | 73921.2238 | 0.20533 | 1301529.8025 | 360013.6481 | 47763.8218 | Y | 286092.4243 | 37956.5265
SSTLOGN | CA | Carson Ice-Gen Project | 7527 | CCCT | NG | GT | 54 | 51.2 | 450 | 11947 | 0.94506 | 3159.8245 | 12641.5687 | 7906.939 | Y | 694.5687 | 434.4328
NGCC | CA | SCA Cogen 2 | 7551 | CCST | NG | CC | 49.8 | 37.6 | 583 | 110309 | 0.32925 | 1022351.557 | 335034.5767 | 108367.8817 | Y | 224725.5767 | 72688.1235
NGCC | CA | SCA Cogen 2 | 7551 | CT1A | NG | CC | 49.8 | 47.6 | 583 | 110309 | 0.32925 | 1022351.557 | 335034.5767 | 108367.8817 | Y | 224725.5767 | 72688.1235
NGCC | CA | SCA Cogen 2 | 7551 | CT1B | NG | CC | 49.8 | 47.6 | 583 | 110309 | 0.35751 | 901859.0928 | 308548.8358 | 108367.8817 | Y | 198239.8358 | 69625.3836
SSTLOGN | CA | SCA Cogen 2 | 7551 | CT1C | NG | GT | 44 | 43.8 | 500 | 30177.0895 | 1 | 0 | 30177.0895 | 18669.247 | Y | 0 | 0
NGCC | CA | SPA Cogen 3 | 7552 | CCCT | NG | CC | 118.7 | 111 | 1610 | 294932.9822 | 0.79497 | 346041.397 | 370997.1814 | 153870.9854 | Y | 76064.1992 | 31547.607
NGCC | CA | SPA Cogen 3 | 7552 | CCST | NG | CC | 55.2 | 53 | 1610 | 137155.0178 | 0.30734 | 1406240.8581 | 446264.2334 | 71555.8416 | Y | 309109.2156 | 49563.8422
COALST | CA | ACE Cogeneration Facility | 10002 | GEN1 | BIT | ST | 108 | 101.2 | 0 | 779658 | 0.79976 | 888044.8916 | 974861.3027 | 950209.7962 | Y | 195203.3027 | 190267.159
NGCC | CA | Gilroy Power Plant | 10034 | GEN1 | NG | CC | 90 | 85 | 1150 | 29767.8462 | 0.99247 | 1026.7911 | 29993.5476 | 14614.4638 | Y | 225.7014 | 109.9738
NGCC | CA | Gilroy Power Plant | 10034 | GEN2 | NG | CC | 40 | 20 | 1150 | 13230.1538 | 0.99247 | 456.3516 | 13330.4656 | 6495.3172 | Y | 100.3118 | 48.8773
NGCC | CA | Fresno Cogen Partners | 10156 | GEN4 | NG | CC | 50.3 | 45 | 470 | 7628.4274 | 0.9998 | 6.977 | 7629.961 | 4825.7321 | Y | 1.5336 | 0.96997
NGCC | CA | Cardinal Cogen | 10168 | GTG1 | NG | CC | 42.1 | 32.5 | 0 | 328937.3466 | 0.985 | 22783.8851 | 333945.5277 | 207806.7517 | Y | 5008.1811 | 3116.4779
NGCC | CA | Cardinal Cogen | 10168 | STG1 | NG | CC | 10.7 | 9.4 | 0 | 83601.6534 | 0.985 | 5790.6786 | 84874.5165 | 52815.4927 | Y | 1272.8631 | 792.0739
NGCC | CA | Carson Cogeneration | 10169 | GEN1 | NG | CC | 45.3 | 41.3 | 453 | 327455.6774 | 1 | 0 | 327455.6774 | 159476.0976 | Y | 0 | 0
NGCC | CA | Carson Cogeneration | 10169 | GEN2 | NG | CC | 10.5 | 8 | 453 | 75900.3226 | 0.19517 | 1423891.4764 | 388889.3634 | 36964.6584 | Y | 312989.0408 | 29750.1913
NGCC | CA | King City Power Plant | 10294 | GTG | NG | CC | 90.8 | 73 | 0 | 408836.5435 | 0.5046 | 1826015.6097 | 810217.466 | 202875.1362 | Y | 401380.9224 | 100504.1396
NGCC | CA | King City Power Plant | 10294 | STG | NG | CC | 42.4 | 38 | 0 | 190910.4565 | 0.5046 | 852676.8927 | 378339.4334 | 94734.6451 | Y | 187428.977 | 46931.4485
NGCC | CA | Foster Wheeler Martinez | 10342 | TG1 | NG | CC | 40 | 35 | 0 | 285273.6564 | 0.84086 | 245611.5921 | 339262.1365 | 163415.9258 | Y | 53988.4801 | 26005.1934
NGCC | CA | Foster Wheeler Martinez | 10342 | TG2 | NG | CC | 40 | 35 | 0 | 285273.6564 | 0.84086 | 245611.5921 | 339262.1365 | 163415.9258 | Y | 53988.4801 | 26005.1934
NGCC | CA | Foster Wheeler Martinez | 10342 | TG3 | NG | CC | 33.5 | 33.5 | 0 | 238916.6872 | 0.84086 | 205699.7084 | 284132.0393 | 136860.8379 | Y | 45215.3521 | 21779.3494
SSTLOGN | CA | Greenleaf 2 Power Plant | 10349 | GEN1 | NG | GT | 49.5 | 49.5 | 500 | 13979.3253 | 0.83808 | 12287.2696 | 16680.2198 | 8983.09 | Y | 2700.8946 | 1454.5599
NGCC | CA | Greenleaf 1 Power Plant | 10350 | GEN1 | NG | CC | 46 | 42 | 0 | 145774.697 | 0.73369 | 240714.67 | 198686.7727 | 71053.2699 | Y | 52912.0758 | 18922.1252
NGCC | CA | Greenleaf 1 Power Plant | 10350 | GEN2 | NG | CC | 20 | 8 | 0 | 63380.303 | 0.73369 | 104658.5522 | 86385.5534 | 30892.726 | Y | 23005.2503 | 8227.011
SST | CA | Kern River Cogeneration | 10496 | GTAG | NG | GT | 75 | 72 | 0 | 317981.5 | 0.38732 | 2288350.4953 | 820989.3756 | 229115.3322 | Y | 503007.8756 | 140375.5273
SST | CA | Kern River Cogeneration | 10496 | GTBG | NG | GT | 75 | 72 | 0 | 317981.5 | 0.38732 | 2288350.4953 | 820989.3756 | 229115.3322 | Y | 503007.8756 | 140375.5273
SST | CA | Kern River Cogeneration | 10496 | GTCG | NG | GT | 75 | 72 | 0 | 317981.5 | 0.38732 | 2288350.4953 | 820989.3756 | 229115.3322 | Y | 503007.8756 | 140375.5273
SST | CA | Kern River Cogeneration | 10496 | GTDG | NG | GT | 75 | 72 | 0 | 317981.5 | 0.38732 | 2288350.4953 | 820989.3756 | 229115.3322 | Y | 503007.8756 | 140375.5273
SST | CA | Mid-Set Cogeneration | 10501 | K100 | NG | GT | 39.1 | 36 | 0 | 298666 | 0.37563 | 2258455.8164 | 795102.6537 | 237835.0667 | Y | 496436.6537 | 148496.6049
SSTLOGN | CA | Corona Cogen | 10635 | GEN1 | NG | GT | 47 | 40 | 0 | 126084 | 0.77428 | 167216.7343 | 162840.3162 | 70836.9263 | Y | 36756.3162 | 15989.311
COALST | CA | Stockton Cogen | 10640 | GEN1 | BIT | ST | 60 | 53.7 | 0 | 334327 | 0.52836 | 1357676.885 | 632761.2508 | 481866.6497 | Y | 298434.2508 | 227266.623
SST | CA | Bear Mountain Cogen | 10649 | GEN1 | NG | GT | 46 | 46 | 0 | 307951 | 0.79175 | 368492.7518 | 388950.286 | 162291.5325 | Y | 80999.286 | 33797.3739
SSTLOGN | CA | Badger Creek Cogen | 10650 | GEN1 | NG | GT | 46 | 46 | 0 | 177281 | 0.75771 | 257893.2987 | 233969.1518 | 95199.5774 | Y | 56688.1518 | 23065.8104
COALST | CA | Rio Bravo Jasmin | 10768 | UP9 | SUB | ST | 38.2 | 33 | 0 | 290994 | 0.95849 | 57334.8619 | 303596.9151 | 359909.8579 | Y | 12602.9151 | 14940.578
COALST | CA | Rio Bravo Poso | 10769 | UP8 | BIT | ST | 38.2 | 33 | 0 | 225651 | 0.98569 | 14898.081 | 228925.7833 | 283234.8609 | Y | 3274.7833 | 4051.6747
SSTLOGN | CA | E F Oxnard Energy Facility | 10776 | GTG | NG | GT | 48.5 | 48.5 | 0 | 163974 | 0.86009 | 121347.6073 | 190647.712 | 89101.9452 | Y | 26673.712 | 12466.3423
NGCC | CA | Naval Station Energy Facility | 10811 | GEN1 | NG | CC | 38.3 | 36.7 | 0 | 213633.0834 | 0.73218 | 355492.4145 | 291774.7337 | 133277.6099 | Y | 78141.6503 | 35693.7431
NGCC | CA | Naval Station Energy Facility | 10811 | GEN2 | NG | CC | 11.6 | 9.8 | 0 | 64703.4926 | 0.73218 | 107668.7208 | 88370.4154 | 40366.0646 | Y | 23666.9228 | 10810.6376
NGCC | CA | Naval Station Energy Facility | 10811 | GEN3 | NG | CC | 5.2 | 4.8 | 0 | 29005.0139 | 0.73218 | 48265.2887 | 39614.3242 | 18095.1324 | Y | 10609.3102 | 4846.1479
NGCC | CA | North Island Energy Facility | 10812 | GEN1 | NG | CC | 36.3 | 38 | 456.6 | 277373.4342 | 0.69685 | 548960.5933 | 398041.7944 | 159225.3373 | Y | 120668.3602 | 48269.9571
NGCC | CA | North Island Energy Facility | 10812 | GEN2 | NG | CC | 4 | 3.5 | 456.6 | 30564.5658 | 0.69685 | 60491.5254 | 43861.3548 | 17545.4917 | Y | 13296.789 | 5319.0035
NGCC | CA | Mojave Cogen | 10850 | GEN1 | NG | CC | 41.1 | 41 | 0 | 254980.5131 | 0.39808 | 1753981.3756 | 640527.4158 | 146202.1183 | Y | 385546.9026 | 88002.1253
NGCC | CA | Mojave Cogen | 10850 | GEN2 | NG | CC | 16 | 15.3 | 0 | 99262.4869 | 0.39808 | 682815.1341 | 249353.7385 | 56915.6665 | Y | 150091.2516 | 34258.7349
SST | CA | Chalk Cliff Cogen | 50003 | GEN1 | NG | GT | 46 | 46 | 0 | 362571 | 0.81123 | 383816.9274 | 446938.7302 | 194251.2538 | Y | 84367.7302 | 36668.4207
SST | CA | Coalinga Cogeneration | 50131 | K100 | NG | GT | 38.4 | 36 | 550 | 311987 | 0.37857 | 2329822.8115 | 824111.006 | 228941.281 | Y | 512124.006 | 142270.0645
SST | CA | Sycamore Cogeneration | 50134 | GTAG | NG | GT | 75 | 75 | 0 | 371821 | 0.38353 | 2718895.0449 | 969467.9178 | 262145.4835 | Y | 597646.9178 | 161604.5641
SST | CA | Sycamore Cogeneration | 50134 | GTBG | NG | GT | 75 | 75 | 0 | 371821 | 0.38353 | 2718895.0449 | 969467.9178 | 262145.4835 | Y | 597646.9178 | 161604.5641
SST | CA | Sycamore Cogeneration | 50134 | GTCG | NG | GT | 75 | 75 | 0 | 371821 | 0.38353 | 2718895.0449 | 969467.9178 | 262145.4835 | Y | 597646.9178 | 161604.5641
SST | CA | Sycamore Cogeneration | 50134 | GTDG | NG | GT | 75 | 75 | 0 | 371821 | 0.38353 | 2718895.0449 | 969467.9178 | 262145.4835 | Y | 597646.9178 | 161604.5641
SSTLOGN | CA | Wheelabrator Lassen | 50298 | GEN1 | NG | GT | 38.8 | 42.7 | 0 | 13095 | 1 | 0 | 13095 | 7448.2718 | Y | 0 | 0
SSTLOGN | CA | Ripon Mill | 50299 | GEN1 | NG | GT | 49.5 | 46.5 | 0 | 118564 | 0.85937 | 88269.1959 | 137966.6662 | 67055.3108 | Y | 19402.6662 | 9430.1895
SSTLOGN | CA | San Gabriel Facility | 50300 | GEN1 | NG | GT | 46 | 39 | 0 | 120401 | 0.81494 | 124387.3727 | 147742.8902 | 68737.0938 | Y | 27341.8902 | 12720.7615
SST | CA | McKittrick Cogen | 50612 | GEN1 | NG | GT | 46 | 46 | 0 | 345298 | 0.81831 | 348778.0509 | 421963.7498 | 182893.7833 | Y | 76665.7498 | 33229.6057
NGCC | CA | Agnews Power Plant | 50748 | GEN2 | NG | CC | 7.6 | 7.3 | 0 | 44555.2375 | 0.94899 | 10896.0007 | 46950.3139 | 22853.4735 | Y | 2395.0764 | 1165.8242
NGCC | CA | OLS Energy Chino | 50850 | GEN2 | NG | CC | 7.3 | 6.5 | 0 | 54387.6071 | 0.78727 | 66858.7011 | 69083.9805 | 28318.6298 | Y | 14696.3733 | 6024.2788
SST | CA | Sargent Canyon Cogeneration | 50864 | K100 | NG | GT | 38.2 | 30 | 550 | 277550 | 0.35975 | 2247218.5826 | 771516.57 | 225687.547 | Y | 493966.57 | 144497.3547
SST | CA | Salinas River Cogeneration | 50865 | K100 | NG | GT | 38.9 | 33 | 525 | 273622 | 0.37755 | 2052234.2 | 724728.5797 | 225465.506 | Y | 451106.5797 | 140340.7787
SSTLOGN | CA | Yuba City Cogen Partners | 52186 | GEN1 | NG | GT | 49 | 48.7 | 0 | 124335 | 0.82381 | 120976.5898 | 150927.1578 | 67758.3914 | Y | 26592.1578 | 11938.4865
COALST | CA | Port of Stockton Energy Facility | 54238 | STG | BIT | ST | 54 | 44 | 0 | 0 | 0 |  |  | 0 | Y | 0 | 0
SST | CA | Oildale Energy LLC | 54371 | ODC1 | NG | GT | 42.2 | 39 | 0 | 338897 | 0.8419 | 289534.2165 | 402540.2187 | 191019.1867 | Y | 63643.2187 | 30200.8975
COALST | CA | Mt Poso Cogeneration | 54626 | TG01 | BIT | ST | 62 | 52 | 0 | 143900 | 0.68974 | 294480.842 | 208630.5485 | 202040.0662 | Y | 64730.5485 | 62685.7591
NGCC | CA | Goal Line LP | 54749 | CTG | NG | CC | 41.2 | 40 | 0 | 154053.5331 | 0.87124 | 103580.5157 | 176821.8176 | 78273.6831 | Y | 22768.2845 | 10078.8325
NGCC | CA | Goal Line LP | 54749 | STG | NG | CC | 10.2 | 9.4 | 0 | 38139.4669 | 0.87124 | 25643.7199 | 43776.2752 | 19378.4361 | Y | 5636.8083 | 2495.2449
SST | CA | Live Oak Cogen | 54768 | GEN1 | NG | GT | 46 | 46 | 0 | 353955 | 0.80181 | 398033.6092 | 441447.7336 | 191541.208 | Y | 87492.7336 | 37962.5097
NGCC | CA | Crockett Cogen Project | 55084 | GE1 | NG | CC | 247.4 | 247.4 | 0 | 1813555 | 0.67684 | 3939164.4888 | 2679432.3056 | 916110.0809 | Y | 865877.3056 | 296047.3854
NGCC | CA | Los Medanos Energy Center | 55217 | CTG1 | NG | CC | 198.9 | 165 | 2225.1 | 785207.5263 | 0.89195 | 432716.0013 | 880323.8806 | 355354.4567 | Y | 95116.3543 | 38394.983
NGCC | CA | Los Medanos Energy Center | 55217 | CTG2 | NG | CC | 198.9 | 165 | 2225.1 | 785207.5263 | 0.89195 | 432716.0013 | 880323.8806 | 355354.4567 | Y | 95116.3543 | 38394.983
NGCC | CA | Los Medanos Energy Center | 55217 | STG3 | NG | CC | 280.5 | 237 | 2225.1 | 1107343.9474 | 0.89195 | 610240.5147 | 1241482.3958 | 501140.9005 | Y | 134138.4484 | 54146.7709
NGCC | CA | Clearwater Power Plant | 56356 | CT1 | NG | CC | 41 | 21 | 0 | 10280.9592 | 1 | 0 | 10280.9592 | 5505.347 | Y | 0 | 0
NGCC | CA | Clearwater Power Plant | 56356 | ST1 | NG | CC | 8 | 7 | 0 | 2006.0408 | 1 | 0 | 2006.0408 | 1074.214 | Y | 0 | 0
NGCC | CA | Algonquin Power Sanger LLC | 57564 | CTG | NG | CC | 49 | 49 | 0 | 104777.1382 | 1 | 0 | 104777.1382 | 44975.13 | Y | 0 | 0
NGCC | CA | Algonquin Power Sanger LLC | 57564 | STG | NG | CC | 12.5 | 12.5 | 0 | 26728.8618 | 1 | 0 | 26728.8618 | 11473.2475 | Y | 0 | 0
OGST | CO | Zuni | 478 | 2 | NG | ST | 75 | 65 | 1620 | 694 | 0.16878 | 15548.4824 | 4111.7496 | 2076.89 | Y | 3417.7496 | 1726.343
NGCC | CO | Rifle Generating Station | 10755 | GT4 | NG | CC | 39 | 13 | 0 | 1302.8809 | 0.84135 | 1117.6717 | 1548.559 | 934.6239 | Y | 245.6781 | 148.2776
NGCC | CO | Thermo Power & Electric | 50676 | GEN1 | NG | CC | 47.2 | 30 | 0 | 51289.9567 | 0.69874 | 100602.3257 | 73403.598 | 27085.1438 | Y | 22113.6413 | 8159.6975
NGCC | CO | Thermo Power & Electric | 50676 | GEN2 | NG | CC | 47.2 | 30 | 0 | 51289.9567 | 0.69874 | 100602.3257 | 73403.598 | 27085.1438 | Y | 22113.6413 | 8159.6975
NGCC | CO | Thermo Power & Electric | 50676 | GEN3 | NG | CC | 16.4 | 8 | 0 | 17821.0866 | 0.69874 | 34955.0454 | 25504.64 | 9410.9398 | Y | 7683.5533 | 2835.1491
NGCC | CO | TCP 272 | 50707 | LMA | NG | CC | 58.5 | 31.8 | 640 | 78351.2523 | 0.39651 | 542513.2178 | 197602.3992 | 51781.9163 | Y | 119251.1469 | 31249.8883
NGCC | CO | TCP 272 | 50707 | LMB | NG | CC | 58.5 | 31.8 | 640 | 78351.2523 | 0.83579 | 70034.333 | 93745.669 | 51781.9163 | Y | 15394.4167 | 8503.3517
NGCC | CO | TCP 272 | 50707 | LMC | NG | CC | 58.5 | 31.8 | 605 | 78351.2523 | 1 | 0 | 78351.2523 | 51781.9163 | Y | 0 | 0
NGCC | CO | TCP 272 | 50707 | LMD | NG | CC | 58.5 | 31.8 | 580 | 78351.2523 | 0.64439 | 196702.6733 | 121588.9442 | 51781.9163 | Y | 43237.692 | 18413.932
NGCC | CO | TCP 272 | 50707 | LME | NG | CC | 58.5 | 31.8 | 580 | 78351.2523 | 0.71154 | 144504.2017 | 110115.0715 | 51781.9163 | Y | 31763.8193 | 14937.0237
NGCC | CO | TCP 272 | 50707 | STA | NG | CC | 47 | 52 | 640 | 62948.8693 | 0.31272 | 629367.9753 | 201291.7713 | 41602.5652 | Y | 138342.902 | 28592.4237
NGCC | CO | TCP 272 | 50707 | STB | NG | CC | 47 | 52 | 640 | 62948.8693 | 0.63719 | 163056.6327 | 98790.7435 | 41602.5652 | Y | 35841.8741 | 15093.6601
SSTLOGN | CO | Thermo Greeley | 50709 | GEN1 | NG | GT | 37 | 37 | 0 | 0 | 0 |  |  | 0 | Y | 0 | 0
NGCC | CT | Algonquin Windsor Locks | 10567 | GTG | NG | CC | 40 | 35 | 425 | 251892.1414 | 0.7904 | 303886.8919 | 318690.2566 | 153053.6786 | Y | 66798.1152 | 32080.3571
COALST | CT | AES Thames | 10675 | GEN1 | BIT | ST | 213.9 | 181 | 0 | 48389 | 0 |  |  | 69047.2287 | Y | -48389 | 0
NGCC | CT | Capital District Energy Center | 50498 | GTG | NG | CC | 44.1 | 31.9 | 739 | 3147.0087 | 0.97064 | 433.0707 | 3242.203 | 1892.8177 | Y | 95.1943 | 55.575
NGCC | CT | Capital District Energy Center | 50498 | STG | NG | CC | 34.1 | 23.3 | 739 | 2433.4013 | 0.97064 | 334.8687 | 2507.0096 | 1463.6073 | Y | 73.6083 | 42.973
OGST | DE | Edge Moor | 593 | 3 | NG | ST | 75 | 86 | 1117 | 252632 | 0.99867 | 1530.6143 | 252968.448 | 234602.475 | Y | 336.448 | 312.0213
OGST | DE | Edge Moor | 593 | 4 | NG | ST | 176.8 | 174 | 1867 | 253803 | 0.99867 | 1537.709 | 254141.0075 | 178940.475 | Y | 338.0075 | 237.9908
OGST | DE | Edge Moor | 593 | 5 | NG | ST | 446 | 450 | 4695 | 150503 | 0.99867 | 911.8482 | 150703.4356 | 134499.875 | Y | 200.4356 | 178.8848
SSTLOGN | DE | NRG Energy Center Dover | 10030 | KD-1 | NG | GT | 50 | 42 | 500 | 15236 | 0.90309 | 7437.6619 | 16870.8905 | 8856.269 | Y | 1634.8905 | 858.2256
SSTLOGN | DE | NRG Energy Center Dover | 10030 | KD-2 | NG | GT | 50 | 42 | 500 | 15236 | 0.90309 | 7437.6619 | 16870.8905 | 8536.992 | Y | 1634.8905 | 827.2857
NGCC | FL | Central Energy Plant | 7294 | GTG | NG | CC | 61.5 | 48 | 0 | 325890.2536 | 1 | 0 | 325890.2536 | 157907.9348 | Y | 0 | 0
NGCC | FL | Central Energy Plant | 7294 | STG | NG | CC | 8.5 | 8 | 0 | 45041.7424 | 1 | 0 | 45041.7424 | 21824.6739 | Y | 0 | 0
SST | FL | University of Florida | 7345 | P1 | NG | GT | 43 | 46 | 586 | 275126 | 1 | 0 | 275126 | 159515.789 | Y | 0 | 0
NGCC | FL | Tiger Bay | 7699 | CT1 | NG | CC | 195.2 |  | 1850 | 848638.4926 | 1 | 0 | 848638.4926 | 373424.9967 | Y | 0 | 0
NGCC | FL | Tiger Bay | 7699 | CW1 | NG | CC | 82.9 | 205 | 1850 | 360410.5074 | 0.34221 | 3151708.3906 | 1053195.1771 | 158590.8413 | Y | 692784.6697 | 104319.9836
COALST | FL | Central Power & Lime | 10333 | GEN1 | BIT | ST | 125 | 135 | 0 | 47255 | 0 |  |  | 56840.4383 | Y | -47255 | 0
COALST | FL | Cedar Bay Generating Company LP | 10672 | GEN1 | BIT | ST | 291.6 | 250 | 3507 | 1173366 | 0.57698 | 3913644.7422 | 2033633.7481 | 1989042.846 | Y | 860267.7481 | 841404.9047
COALST | FL | Indiantown Cogeneration LP | 50976 | GEN1 | BIT | ST | 395.4 | 330 | 3820 | 987027 | 0.75861 | 1428827.7461 | 1301101.0942 | 1275687.269 | Y | 314074.0942 | 307939.4256
NGCC | FL | Orange Cogeneration Facility | 54365 | APC1 | NG | CC | 54 | 43 | 385 | 124881.2736 | 0.84541 | 103887.2902 | 147716.991 | 56525.612 | Y | 22835.7174 | 8738.3509
NGCC | FL | Orange Cogeneration Facility | 54365 | APC2 | NG | CC | 54 | 43 | 385 | 124881.2736 | 0.84541 | 103887.2902 | 147716.991 | 56525.612 | Y | 22835.7174 | 8738.3509
NGCC | FL | Orange Cogeneration Facility | 54365 | APC3 | NG | CC | 28.6 | 24.6 | 385 | 66140.8227 | 0.84541 | 55021.787 | 78235.2952 | 29937.639 | Y | 12094.4725 | 4628.0895
NGCC | FL | Lake Cogen Ltd | 54423 | GT1 | NG | CC | 57.4 | 48.5 | 590 | 170530.0495 | 0.89458 | 91419.4679 | 190625.1845 | 84747.3222 | Y | 20095.1351 | 8933.8085
NGCC | FL | Lake Cogen Ltd | 54423 | GT2 | NG | CC | 69.2 | 48.5 | 590 | 205586.7495 | 0.89458 | 110213.017 | 229812.9402 | 102169.2456 | Y | 24226.1907 | 10770.3754
NGCC | FL | Lake Cogen Ltd | 54423 | ST1 | NG | CC | 31.1 | 24 | 590 | 92395.201 | 0.89458 | 49532.1507 | 103282.9833 | 45917.1032 | Y | 10887.7822 | 4840.4433
NGCC | FL | Pasco Cogen Ltd | 54424 | GT1 | NG | CC | 57.4 | 48.8 | 517 | 105943.8259 | 0.92885 | 36919.7968 | 114059.256 | 53201.8357 | Y | 8115.4301 | 3785.3638
NGCC | FL | Pasco Cogen Ltd | 54424 | GT2 | NG | CC | 57.4 | 48.8 | 517 | 105943.8259 | 0.92885 | 36919.7968 | 114059.256 | 53201.8357 | Y | 8115.4301 | 3785.3638
NGCC | FL | Pasco Cogen Ltd | 54424 | ST1 | NG | CC | 26.5 | 24 | 517 | 48911.3482 | 0.92885 | 17044.8539 | 52658.0189 | 24561.8231 | Y | 3746.6707 | 1747.5983
NGCC | FL | Mulberry Cogeneration Facility | 54426 | GT1 | NG | CC | 82 | 76 | 1077 | 234040.4422 | 0.90425 | 112748.0392 | 258823.8623 | 132865.7174 | Y | 24783.4201 | 12722.4239
NGCC | FL | Mulberry Cogeneration Facility | 54426 | ST1 | NG | CC | 49.5 | 37 | 1077 | 141280.5108 | 0.90425 | 68061.3164 | 156241.2339 | 80205.5246 | Y | 14960.7231 | 7679.9998
NGCC | FL | Orlando Cogen LP | 54466 | GEN1 | NG | CC | 122.4 | 120 | 1256 | 768150 | 0.9412 | 218317.8278 | 816138.9715 | 387673.243 | Y | 47988.9715 | 22795.1867
NGCC | FL | Auburndale Power Partners | 54658 | CT | NG | CC | 121.5 | 111.3 | 1600 | 458384.8392 | 0.73228 | 762413.379 | 625972.7742 | 232157.1579 | Y | 167587.935 | 62154.0429
NGCC | FL | Auburndale Power Partners | 54658 | ST | NG | CC | 52 | 44 | 1600 | 196181.1658 | 0.73228 | 326300.3762 | 267906.0433 | 99359.4421 | Y | 71724.8775 | 26600.9073
NGCC | FL | Santa Rosa Energy Center | 55242 | CT01 | NG | CC | 200 | 161.4 | 1958 | 277543.1694 | 1 | 0 | 277543.1694 | 125525.5949 | Y | 0 | 0
NGCC | FL | Santa Rosa Energy Center | 55242 | ST01 | NG | CC | 74.5 | 74.5 | 1958 | 103384.8306 | 0.30313 | 1081256.8821 | 341058.5298 | 46758.2841 | Y | 237673.6992 | 32584.4786
NGCC | GA | Mid-Georgia Cogeneration Facility | 55040 | CT1 | NG | CC | 106.5 | 106.5 | 1375 | 85982.7572 | 0.81939 | 86219.2797 | 104934.8263 | 40720.6746 | Y | 18952.0691 | 7354.4796
NGCC | GA | Mid-Georgia Cogeneration Facility | 55040 | CT2 | NG | CC | 106.5 | 106.5 | 1375 | 85982.7572 | 0.81939 | 86219.2797 | 104934.8263 | 40720.6746 | Y | 18952.0691 | 7354.4796
NGCC | GA | Mid-Georgia Cogeneration Facility | 55040 | ST1 | NG | CC | 110 | 103 | 1375 | 88808.4816 | 0.81939 | 89052.7772 | 108383.3887 | 42058.9128 | Y | 19574.9071 | 7596.1761
COALST | HI | AES Hawaii | 10673 | GEN1 | BIT | ST | 203 | 180 | 0 | 1382098 | 0.9807 | 123732.7843 | 1409296.0036 | 1524829.5453 | Y | 27198.0036 | 29427.6854
OTHCC | HI | Kalaeola Cogen Plant | 54646 | CT1 | RFO | CC | 119.2 | 82 | 0 | 575563.2122 | 0.52481 | 2370822.3454 | 1096699.4252 | 400702.0441 | Y | 521136.2131 | 190408.0015
OTHCC | HI | Kalaeola Cogen Plant | 54646 | CT2 | RFO | CC | 119.2 | 82 | 0 | 575563.2122 | 0.52481 | 2370822.3454 | 1096699.4252 | 400702.0441 | Y | 521136.2131 | 190408.0015
OTHCC | HI | Kalaeola Cogen Plant | 54646 | ST | RFO | CC | 61 | 50 | 0 | 294541.5767 | 0.52481 | 1213256.4016 | 561230.4106 | 205057.2541 | Y | 266688.8339 | 97440.3363
COALST | IA | Prairie Creek | 1073 | 3 | SUB | ST | 50 | 45.6 | 600 | 25980 | 0.097441 | 1094763.8619 | 266622.7012 | 235432.73 | Y | 240642.7012 | 212491.914
COALST | IA | Prairie Creek | 1073 | 4 | SUB | ST | 148.8 | 123 | 1480 | 482438 | 0.73015 | 811154.3787 | 660739.8124 | 692542.803 | Y | 178301.8124 | 186883.9059
COALST | IA | Riverside | 1081 | 5 | SUB | ST | 136 | 133.3 | 1202 | 806000 | 1 | 0 | 806000 | 867362.612 | Y | 0 | 0
COALST | IA | Walter Scott Jr Energy Center | 1082 | 3 | SUB | ST | 725.8 | 708.7 | 8500 | 5214787 | 1 | 0 | 5214787 | 5738741.525 | Y | 0 | 0
COALST | IA | George Neal South | 7343 | 4 | SUB | ST | 640 | 645.1 | 7400 | 4280672 | 1 | 0 | 4280672 | 4483450.275 | Y | 0 | 0
NGCC | ID | Langley Gulch Power Plant | 57028 | GTG | NG | CC | 187 | 175.8 | 0 | 0 |  |  |  | 0 | Y | 0 | 0
NGCC | IL | Morris Cogeneration LLC | 55216 | STG1 | NG | CC | 62 | 62 | 0 | 173772.1453 | 0.46318 | 916249.5991 | 375175.1931 | 135229.2315 | Y | 201403.0479 | 72594.297
NGCC | IL | Morris Cogeneration LLC | 55216 | UNT1 | NG | CC | 39 | 38 | 0 | 109308.2849 | 0.46318 | 576350.5543 | 235997.2989 | 85063.5488 | Y | 126689.014 | 45664.1545
NGCC | IL | Morris Cogeneration LLC | 55216 | UNT2 | NG | CC | 39 | 38 | 0 | 109308.2849 | 0.46318 | 576350.5543 | 235997.2989 | 85063.5488 | Y | 126689.014 | 45664.1545
NGCC | IL | Morris Cogeneration LLC | 55216 | UNT3 | NG | CC | 39 | 38 | 0 | 109308.2849 | 0.46318 | 576350.5543 | 235997.2989 | 85063.5488 | Y | 126689.014 | 45664.1545
NGCC | IN | Portside Energy | 55096 | GT | NG | CC | 50 | 34 | 0 | 197411.3757 | 0.99493 | 4574.8775 | 198416.9906 | 123014.3791 | Y | 1005.6149 | 623.4602
NGCC | IN | Portside Energy | 55096 | ST | NG | CC | 25.6 | 10 | 0 | 101074.6243 | 0.99493 | 2342.3373 | 101589.4992 | 62983.3621 | Y | 514.8748 | 319.2116
NGCC | IN | Whiting Clean Energy | 55259 | CT1 | NG | CC | 181.9 | 150 | 2994 | 532856.6238 | 0.78318 | 671125.2089 | 680378.2846 | 454219.4061 | Y | 147521.6608 | 98485.2143
NGCC | IN | Whiting Clean Energy | 55259 | CT2 | NG | CC | 181.9 | 150 | 2994 | 532856.6238 | 0.78318 | 671125.2089 | 680378.2846 | 454219.4061 | Y | 147521.6608 | 98485.2143
NGCC | IN | Whiting Clean Energy | 55259 | ST1 | NG | CC | 213 | 213 | 2994 | 623960.7524 | 0.78318 | 785869.5409 | 796704.6433 | 531878.6888 | Y | 172743.8909 | 115323.5329
NGCC | LA | Louisiana 1 | 1391 | 1A | NG | CC | 23 | 18 | 800 | 159814.9006 | 0.41424 | 1028102.1945 | 385804.5389 | 121152.8999 | Y | 225989.6383 | 70966.7649
NGCC | LA | Louisiana 1 | 1391 | 2A | NG | CC | 62.5 | 55 | 800 | 434279.6211 | 0.41424 | 2793755.9633 | 1048381.8991 | 329219.8366 | Y | 614102.278 | 192844.4699
NGCC | LA | Louisiana 1 | 1391 | 3A | NG | CC | 63 | 55 | 800 | 437753.8581 | 0.41424 | 2816106.011 | 1056768.9543 | 331853.5953 | Y | 619015.0962 | 194387.2257
NGCC | LA | Louisiana 1 | 1391 | 4A | NG | CC | 101 | 100 | 2550 | 701795.8677 | 0.41424 | 4514709.6367 | 1694185.149 | 532019.256 | Y | 992389.2812 | 311636.6634
NGCC | LA | Louisiana 1 | 1391 | 5A | NG | CC | 156.8 | 154.4 | 2665 | 1089520.7135 | 0.41424 | 7008974.9608 | 2630180.5085 | 825946.7262 | Y | 1540659.795 | 483808.2062
COALST | LA | R S Nelson | 1393 | 1 | PC | ST | 113.6 | 107 | 0 | 852582 | 1 | 0 | 852582 | 632372.6512 | Y | 0 | 0
COALST | LA | R S Nelson | 1393 | 2 | PC | ST | 113.6 | 106 | 0 | 848633 | 1 | 0 | 848633 | 632372.6512 | Y | 0 | 0
NGCC | LA | Carville Energy LLC | 55404 | CTG1 | NG | CC | 187 | 170 | 2493 | 744977.8175 | 0.73461 | 1224362.1869 | 1014107.841 | 371018.1987 | Y | 269130.0235 | 98463.0357
NGCC | LA | Carville Energy LLC | 55404 | CTG2 | NG | CC | 187 | 170 | 2493 | 744977.8175 | 0.73461 | 1224362.1869 | 1014107.841 | 371018.1987 | Y | 269130.0235 | 98463.0357
NGCC | LA | Carville Energy LLC | 55404 | STG | NG | CC | 196 | 133 | 2493 | 780832.3649 | 0.73461 | 1283288.7093 | 1062915.1703 | 388874.6896 | Y | 282082.8054 | 103201.8984
NGCC | MA | Kendall Square Station | 1595 | 1 | NG | CC | 17.2 | 16 | 273 | 71427.0016 | 0.99985 | 48.099 | 71437.5743 | 38007.2611 | Y | 10.5728 | 5.6251
NGCC | MA | Kendall Square Station | 1595 | 2 | NG | CC | 23 | 21.4 | 409 | 95512.8509 | 0.99985 | 64.3184 | 95526.9889 | 50823.6631 | Y | 14.138 | 7.5219
NGCC | MA | Kendall Square Station | 1595 | 3 | NG | CC | 27.2 | 25.3 | 273 | 112954.3281 | 0.99985 | 76.0636 | 112971.0478 | 60104.5059 | Y | 16.7197 | 8.8955
NGCC | MA | Kendall Square Station | 1595 | GEN4 | NG | CC | 186.2 | 155 | 2116 | 773238.8194 | 0.99985 | 520.6998 | 773353.2757 | 411450.6988 | Y | 114.4563 | 60.8947
NGCC | MA | Bellingham Cogeneration Facility | 10307 | CT1 | NG | CC | 128.7 | 102 | 1433 | 199312.334 | 0.94302 | 54786.7316 | 211355.1384 | 103166.2397 | Y | 12042.8044 | 5878.3092
NGCC | MA | Bellingham Cogeneration Facility | 10307 | CT2 | NG | CC | 128.7 | 102 | 1433 | 199312.334 | 0.94302 | 54786.7316 | 211355.1384 | 103166.2397 | Y | 12042.8044 | 5878.3092
NGCC | MA | Bellingham Cogeneration Facility | 10307 | ST1 | NG | CC | 128.7 | 60 | 1433 | 199312.334 | 0.94302 | 54786.7316 | 211355.1384 | 103166.2397 | Y | 12042.8044 | 5878.3092
NGCC | MA | Masspower | 10726 | GEN1 | NG | CC | 90 | 238.3 | 1250 | 289910.0422 | 0.9936 | 8497.9854 | 291778.0049 | 142513.3528 | Y | 1867.9628 | 912.3705
NGCC | MA | Masspower | 10726 | GEN2 | NG | CC | 90 |  | 1250 | 289910.0422 | 0.9936 | 8497.9854 | 291778.0049 | 142513.3528 | Y | 1867.9628 | 912.3705
NGCC | MA | Masspower | 10726 | GEN3 | NG | CC | 80.9 |  | 1250 | 260596.9157 | 0.9936 | 7638.7446 | 262276.0067 | 128103.6694 | Y | 1679.091 | 820.1197
NGCC | MA | Lowell Cogeneration Company LP | 10802 | GEN1 | NG | CC | 25 | 20 | 310 | 3803.9925 | 0.48533 | 18351.8196 | 7837.9505 | 2625.156 | Y | 4033.958 | 1351.089
NGCC | MA | Lowell Cogeneration Company LP | 10802 | GEN2 | NG | CC | 8.5 | 8.5 | 310 | 1293.3575 | 0.48533 | 6239.6187 | 2664.9032 | 892.553 | Y | 1371.5457 | 459.3703
NGCC | MA | Pittsfield Generating LP | 50002 | GEN1 | NG | CC | 40 | 35.2 | 595 | 44822.6072 | 0.98966 | 2130.0731 | 45290.8237 | 23405.2078 | Y | 468.2165 | 241.963
NGCC | MA | Pittsfield Generating LP | 50002 | GEN2 | NG | CC | 40 | 35.2 | 595 | 44822.6072 | 0.98966 | 2130.0731 | 45290.8237 | 23405.2078 | Y | 468.2165 | 241.963
NGCC | MA | Pittsfield Generating LP | 50002 | GEN3 | NG | CC | 40 | 35.2 | 595 | 44822.6072 | 0.98966 | 2130.0731 | 45290.8237 | 23405.2078 | Y | 468.2165 | 241.963
NGCC | MA | Pittsfield Generating LP | 50002 | GEN4 | NG | CC | 53.4 | 48.7 | 595 | 59838.1805 | 0.98966 | 2843.6476 | 60463.2496 | 31245.9525 | Y | 625.0691 | 323.0207
COALST | MD | AES Warrior Run Cogeneration Facility | 10678 | GEN1 | BIT | ST | 229 | 180 | 2250 | 1379176 | 0.98434 | 99812.722 | 1401116.0766 | 1626206.833 | Y | 21940.0766 | 25464.7728
NGCC | MD | Panda Brandywine LP | 54832 | 1 | NG | CC | 98.7 | 230 | 1125 | 189197.2385 | 0.82318 | 184884.4502 | 229837.1382 | 92547.7911 | Y | 40639.8997 | 16364.3394
NGCC | MD | Panda Brandywine LP | 54832 | 2 | NG | CC | 98.7 |  | 1125 | 189197.2385 | 0.90723 | 88017.0969 | 208544.4902 | 92547.7911 | Y | 19347.2517 | 8585.9157
NGCC | MD | Panda Brandywine LP | 54832 | 3 | NG | CC | 91.4 |  | 1125 | 175203.927 | 0.74939 | 266546.2201 | 233794.0985 | 85702.8177 | Y | 58590.1715 | 21477.6285
OTHERST | ME | Rumford Cogeneration | 10495 | GEN1 | BLQ | ST | 102.6 | 85 | 0 | 628404 | 0.19152 | 12068337.7865 | 3281174.6154 | 1657136.6609 | Y | 2652770.6154 | 1339765.1619
OGST | MI | Mistersky | 1822 | 6 | NG | ST | 50 | 50 | 0 | 0 | 0 |  |  | 0 | Y | 0 | 0
OGST | MI | Mistersky | 1822 | 7 | NG | ST | 60 | 60 | 0 | 0 | 0 |  |  | 0 | Y | 0 | 0
COALST | MI | DTE Pontiac North LLC | 10111 | GEN1 | BIT | ST | 28.9 | 19 | 0 | 0 | 0 |  |  | 0 | Y | 0 | 0
NGCC | MI | Midland Cogeneration Venture | 10745 | BP15 | NG | CC | 13.4 | 13.4 | 127.9038 | 26951.3102 | 0.76886 | 36860.2203 | 35053.6447 | 16331.4736 | Y | 8102.3345 | 3774.8731
NGCC | MI | Midland Cogeneration Venture | 10745 | GT10 | NG | CC | 87.1 | 84 | 831.3748 | 175183.5162 | 0.76886 | 239591.4322 | 227848.6903 | 106154.5781 | Y | 52665.1741 | 24536.6753
NGCC | MI | Midland Cogeneration Venture | 10745 | GT11 | NG | CC | 87.1 | 84 | 831.3748 | 175183.5162 | 0.76886 | 239591.4322 | 227848.6903 | 106154.5781 | Y | 52665.1741 | 24536.6753
NGCC | MI | Midland Cogeneration Venture | 10745 | GT12 | NG | CC | 87.1 | 84 | 831.3748 | 175183.5162 | 0.76886 | 239591.4322 | 227848.6903 | 106154.5781 | Y | 52665.1741 | 24536.6753
NGCC | MI | Midland Cogeneration Venture | 10745 | GT13 | NG | CC | 87.1 | 88 | 831.3748 | 175183.5162 | 0.76886 | 239591.4322 | 227848.6903 | 106154.5781 | Y | 52665.1741 | 24536.6753
NGCC | MI | Midland Cogeneration Venture | 10745 | GT14 | NG | CC | 87.1 | 88 | 831.3748 | 175183.5162 | 0.76886 | 239591.4322 | 227848.6903 | 106154.5781 | Y | 52665.1741 | 24536.6753
NGCC | MI | Midland Cogeneration Venture | 10745 | GT3 | NG | CC | 87.1 | 88 | 831.3748 | 175183.5162 | 0.76886 | 239591.4322 | 227848.6903 | 106154.5781 | Y | 52665.1741 | 24536.6753
NGCC | MI | Midland Cogeneration Venture | 10745 | GT4 | NG | CC | 87.1 | 88 | 831.3748 | 175183.5162 | 0.76886 | 239591.4322 | 227848.6903 | 106154.5781 | Y | 52665.1741 | 24536.6753
NGCC | MI | Midland Cogeneration Venture | 10745 | GT5 | NG | CC | 87.1 | 88 | 831.3748 | 175183.5162 | 0.76886 | 239591.4322 | 227848.6903 | 106154.5781 | Y | 52665.1741 | 24536.6753
NGCC | MI | Midland Cogeneration Venture | 10745 | GT6 | NG | CC | 87.1 | 88 | 831.3748 | 175183.5162 | 0.76886 | 239591.4322 | 227848.6903 | 106154.5781 | Y | 52665.1741 | 24536.6753
NGCC | MI | Midland Cogeneration Venture | 10745 | GT7 | NG | CC | 87.1 | 88 | 831.3748 | 175183.5162 | 0.76886 | 239591.4322 | 227848.6903 | 106154.5781 | Y | 52665.1741 | 24536.6753
NGCC | MI | Midland Cogeneration Venture | 10745 | GT8 | NG | CC | 87.1 | 88 | 831.3748 | 175183.5162 | 0.76886 | 239591.4322 | 227848.6903 | 106154.5781 | Y | 52665.1741 | 24536.6753
NGCC | MI | Midland Cogeneration Venture | 10745 | GT9 | NG | CC | 87.1 | 88 | 831.3748 | 175183.5162 | 0.76886 | 239591.4322 | 227848.6903 | 106154.5781 | Y | 52665.1741 | 24536.6753
NGCC | MI | Midland Cogeneration Venture | 10745 | ST1 | NG | CC | 410 | 410 | 3913.4751 | 824629.6399 | 0.76886 | 1127812.7117 | 1072536.8889 | 499694.3401 | Y | 247907.249 | 115499.8495
NGCC | MI | Midland Cogeneration Venture | 10745 | ST2 | NG | CC | 380 | 380 | 3627.1232 | 764290.8858 | 0.76886 | 1045289.8303 | 994058.58 | 463131.3396 | Y | 229767.6942 | 107048.641
COALST | MI | TES Filer City Station | 50835 | GEN1 | BIT | ST | 70 | 60 | 900 | 454695 | 0.95837 | 89848.0138 | 474444.7099 | 623534.2485 | Y | 19749.7099 | 25955.8602
NGCC | MI | Michigan Power LP | 54915 | G001 | NG | CC | 58 | 58 | 1478 | 414164.7891 | 0.99794 | 3896.9778 | 415021.3933 | 232421.0619 | Y | 856.6042 | 479.7171
NGCC | MI | Michigan Power LP | 54915 | G101 | NG | CC | 96.1 | 70 | 1478 | 686228.2109 | 0.99794 | 6456.8891 | 687647.5154 | 385097.6561 | Y | 1419.3045 | 794.8416
SSTLOGN | MI | Zeeland Generating Station | 55087 | 1A | NG | GT | 188.7 | 158 | 2204.8 | 80399.5 | 0.83953 | 69912.981 | 95767.242 | 58752.232 | Y | 15367.742 | 9427.9539
SSTLOGN | MI | Zeeland Generating Station | 55087 | 1B | NG | GT | 188.7 | 157 | 2204.8 | 80399.5 | 0.90254 | 39495.6911 | 89081.1437 | 55313.652 | Y | 8681.6437 | 5390.7415
NGCC | MI | Zeeland Generating Station | 55087 | 2A | NG | CC | 188.7 | 164 | 2323 | 530182.4708 | 0.87548 | 343060.1879 | 605591.3632 | 240200.7697 | Y | 75408.8924 | 29910.06
NGCC | MI | Zeeland Generating Station | 55087 | 2B | NG | CC | 188.7 | 164 | 2323 | 530182.4708 | 0.8655 | 374814.2898 | 612571.3094 | 240200.7697 | Y | 82388.8386 | 32306.2183
NGCC | MI | Zeeland Generating Station | 55087 | 2C | NG | CC | 213.3 | 205.6 | 2323 | 599300.0584 | 1 | 0 | 599300.0584 | 271514.7015 | Y | 0 | 0
NGCC | MI | Dearborn Industrial Generation | 55088 | GT1 | NG | CC | 170 | 155 | 0 | 519771.2542 | 0.54569 | 1968640.0564 | 952502.8024 | 285530.7477 | Y | 432731.5482 | 129719.474
NGCC | MI | Dearborn Industrial Generation | 55088 | GT2 | NG | CC | 170 | 155 | 2164 | 519771.2542 | 0.54569 | 1968640.0564 | 952502.8024 | 285530.7477 | Y | 432731.5482 | 129719.474
SSTLOGN | MI | Dearborn Industrial Generation | 55088 | GTP1 | NG | GT | 170 | 150 | 2164 | 67872 | 0.99999 | 3.7053 | 67872.8145 | 43561.725 | Y | 0.81447 | 0.52274
NGCC | MI | Dearborn Industrial Generation | 55088 | ST1 | NG | CC | 250 | 250 | 2240.1 | 764369.4915 | 0.54569 | 2895058.9065 | 1400739.4153 | 419898.1584 | Y | 636369.9238 | 190763.9323
COALST | MN | Sherburne County | 6090 | 1 | SUB | ST | 765.3 | 680 | 10224 | 4513077 | 0.99335 | 137512.2368 | 4543303.8985 | 5053571.242 | Y | 30226.8985 | 33621.7405
COALST | MN | Sherburne County | 6090 | 2 | SUB | ST | 765.3 | 682 | 15537 | 4380370 | 0.99144 | 171962.7351 | 4418169.5461 | 4912973.758 | Y | 37799.5461 | 42032.832
NGCC | MN | LSP-Cottage Grove LP | 55010 | CTG1 | NG | CC | 177.3 | 154 | 2258 | 118983.6222 | 0.83634 | 105925.6089 | 142267.3874 | 63906.8156 | Y | 23283.7652 | 10459.1173
NGCC | MN | LSP-Cottage Grove LP | 55010 | STG1 | NG | CC | 106.2 | 97 | 2258 | 71269.3778 | 0.83634 | 63447.8267 | 85215.9985 | 38279.2094 | Y | 13946.6208 | 6264.852
COALST | MT | Yellowstone Energy LP | 50931 | GEN1 | PC | ST | 65 | 52 | 0 | 444292 | 0.63848 | 1144476.6262 | 695862.1845 | 866417.4236 | Y | 251570.1845 | 313229.8262
COALST | NC | Elizabethtown Power LLC | 10380 | GEN1 | BIT | ST | 34.7 | 32 | 0 | 0 | 0 |  |  | 0 | Y | 0 | 0
COALST | NC | Lumberton | 10382 | GEN1 | BIT | ST | 34.7 | 32 | 0 | 0 | 0 |  |  | 0 | Y | 0 | 0
COALST | NC | Edgecombe Genco LLC | 10384 | GEN1 | BIT | ST | 57.4 | 57.8 | 1500 | 215009 | 0.46272 | 1135778.8813 | 464667.3121 | 377469.444 | Y | 249658.3121 | 202808.2928
COALST | NC | Edgecombe Genco LLC | 10384 | GEN2 | BIT | ST | 57.4 | 57.8 | 1500 | 212592 | 0.46272 | 1123011.1481 | 459443.8057 | 386144.107 | Y | 246851.8057 | 207469.0504
COALST | NC | Roanoke Valley Energy Facililty I | 54035 | GEN1 | BIT | ST | 182.3 | 165 | 1700 | 1288153 | 0.8733 | 850229.5857 | 1475044.0285 | 1132438.202 | Y | 186891.0285 | 143482.1851
COALST | NC | Roanoke Valley Energy Facility II | 54755 | GEN2 | BIT | ST | 57.8 | 44 | 560 | 319185 | 0.86255 | 231391.3044 | 370047.6841 | 351625.162 | Y | 50862.6841 | 48330.5269
COALST | ND | Spiritwood Station | 56786 | 1 | LIG | ST | 106.2 | 62 | 0 | 0 | 0 |  |  | 0 | Y | 0 | 0
COALST | NJ | Logan Generating Company LP | 10043 | GEN1 | BIT | ST | 242.3 | 219 | 2366 | 891307 | 0.85459 | 689923.693 | 1042960.8012 | 1011927.9 | Y | 151653.8012 | 147141.4002
NGCC | NJ | Pedricktown Cogeneration Company LP | 10099 | GEN1 | NG | CC | 92.1 | 79 | 1325 | 133066.9647 | 0.94949 | 32200.9556 | 140145.1349 | 70197.46 | Y | 7078.1702 | 3545.3929
NGCC | NJ | Pedricktown Cogeneration Company LP | 10099 | GEN2 | NG | CC | 42.4 | 38.9 | 1325 | 61259.9273 | 0.94949 | 14824.327 | 64518.4986 | 32316.746 | Y | 3258.5713 | 1632.1896
COALST | NJ | Chambers Cogeneration LP | 10566 | GEN1 | BIT | ST | 285 | 262 | 3166 | 709175 | 0.66487 | 1626206.8892 | 1066635.4827 | 1202123.05 | Y | 357460.4827 | 402866.2956
NGCC | NJ | Linden Cogen Plant | 50006 | GTG1 | NG | CC | 102.8 | 94.3 | 2119 | 440732.9734 | 0.74462 | 687666.3482 | 591890.5822 | 237521.5421 | Y | 151157.6088 | 60658.4889
NGCC | NJ | Linden Cogen Plant | 50006 | GTG2 | NG | CC | 102.8 | 94.3 | 1416 | 440732.9734 | 0.74462 | 687666.3482 | 591890.5822 | 237521.5421 | Y | 151157.6088 | 60658.4889
NGCC | NJ | Linden Cogen Plant | 50006 | GTG3 | NG | CC | 102.8 | 94.3 | 1416 | 440732.9734 | 0.74462 | 687666.3482 | 591890.5822 | 237521.5421 | Y | 151157.6088 | 60658.4889
NGCC | NJ | Linden Cogen Plant | 50006 | GTG4 | NG | CC | 102.8 | 94.3 | 1416 | 440732.9734 | 0.74462 | 687666.3482 | 591890.5822 | 237521.5421 | Y | 151157.6088 | 60658.4889
NGCC | NJ | Linden Cogen Plant | 50006 | GTG5 | NG | CC | 102.8 | 94.3 | 2832 | 440732.9734 | 0.74462 | 687666.3482 | 591890.5822 | 237521.5421 | Y | 151157.6088 | 60658.4889
NGCC | NJ | Linden Cogen Plant | 50006 | GTG6 | NG | CC | 212.5 | 158.8 | 2119 | 911048.2185 | 0.74462 | 1421489.2898 | 1223509.2288 | 490985.678 | Y | 312461.0104 | 125388.4134
NGCC | NJ | Linden Cogen Plant | 50006 | STG1 | NG | CC | 102.8 | 89 | 1416 | 440732.9734 | 0.74462 | 687666.3482 | 591890.5822 | 237521.5421 | Y | 151157.6088 | 60658.4889
NGCC | NJ | Linden Cogen Plant | 50006 | STG2 | NG | CC | 102.8 | 89 | 1416 | 440732.9734 | 0.74462 | 687666.3482 | 591890.5822 | 237521.5421 | Y | 151157.6088 | 60658.4889
NGCC | NJ | Linden Cogen Plant | 50006 | STG3 | NG | CC | 102.8 | 89 | 1416 | 440732.9734 | 0.74462 | 687666.3482 | 591890.5822 | 237521.5421 | Y | 151157.6088 | 60658.4889
NGCC | NJ | Newark Bay Cogeneration Partnership LP | 50385 | GEN1 | NG | CC | 58 | 42 | 640 | 196212.8809 | 0.8917 | 108415.0216 | 220043.8499 | 104422.5438 | Y | 23830.969 | 11309.0659
NGCC | NJ | Newark Bay Cogeneration Partnership LP | 50385 | GEN2 | NG | CC | 58 | 42 | 640 | 196212.8809 | 0.8917 | 108415.0216 | 220043.8499 | 104422.5438 | Y | 23830.969 | 11309.0659
NGCC | NJ | Newark Bay Cogeneration Partnership LP | 50385 | GEN3 | NG | CC | 40 | 36.2 | 640 | 135319.2282 | 0.8917 | 74768.9804 | 151754.3792 | 72015.5474 | Y | 16435.151 | 7799.3558
NGCC | NJ | Bayonne Plant Holding LLC | 50497 | GTG1 | NG | CC | 43.4 | 39.5 | 580 | 63273.8635 | 0.58741 | 202186.0865 | 107716.8778 | 35209.993 | Y | 44443.0143 | 14527.3262
NGCC | NJ | Bayonne Plant Holding LLC | 50497 | GTG2 | NG | CC | 43.4 | 39.5 | 580 | 63273.8635 | 0.58741 | 202186.0865 | 107716.8778 | 35209.993 | Y | 44443.0143 | 14527.3262
NGCC | NJ | Bayonne Plant Holding LLC | 50497 | GTG3 | NG | CC | 43.4 | 39.5 | 580 | 63273.8635 | 0.58741 | 202186.0865 | 107716.8778 | 35209.993 | Y | 44443.0143 | 14527.3262
NGCC | NJ | Bayonne Plant Holding LLC | 50497 | STG1 | NG | CC | 61.4 | 39.5 | 580 | 89516.4796 | 0.58741 | 286042.067 | 152392.0805 | 49813.2159 | Y | 62875.6009 | 20552.4846
NGCC | NJ | Eagle Point Power Generation | 50561 | GTG1 | NG | CC | 90 | 75 | 1675 | 45475.24 | 0.57125 | 155276.1092 | 79606.8584 | 26286.4464 | Y | 34131.6184 | 11270.3726
NGCC | NJ | Eagle Point Power Generation | 50561 | GTG2 | NG | CC | 90 | 75 | 1576 | 45475.24 | 1 | 0 | 45475.24 | 26286.4464 | Y | 0 | 0
NGCC | NJ | Eagle Point Power Generation | 50561 | STG1 | NG | CC | 45 | 45 | 1675 | 22737.62 | 0.25418 | 303511.3825 | 89453.1935 | 13143.2232 | Y | 66715.5735 | 9802.4189
NGCC | NJ | Parlin Power Plant | 50799 | GEN1 | NG | CC | 45.9 | 37 | 656 | 23422.7897 | 0.99981 | 20.3565 | 23427.2643 | 14499.1911 | Y | 4.4746 | 2.7693
NGCC | NJ | Parlin Power Plant | 50799 | GEN2 | NG | CC | 45.9 | 37 | 656 | 23422.7897 | 0.99981 | 20.3565 | 23427.2643 | 14499.1911 | Y | 4.4746 | 2.7693
NGCC | NJ | Parlin Power Plant | 50799 | GEN3 | NG | CC | 23.5 | 22 | 656 | 11992.0601 | 0.99981 | 10.4222 | 11994.351 | 7423.3331 | Y | 2.2909 | 1.4179
NGCC | NJ | Parlin Power Plant | 50799 | GEN4 | NG | CC | 24.5 | 22 | 656 | 12502.3605 | 0.99981 | 10.8657 | 12504.7489 | 7739.2197 | Y | 2.3884 | 1.4782
NGCC | NJ | Elmwood Energy Holdings LLC | 50852 | GEN1 | NG | CC | 59 | 51 | 765 | 16866.3016 | 0.66887 | 37985.2937 | 25215.9412 | 10533.9538 | Y | 8349.6396 | 3488.0601
NGCC | NJ | Elmwood Energy Holdings LLC | 50852 | GEN2 | NG | CC | 24 | 13.9 | 765 | 6860.8684 | 0.23387 | 102249.088 | 29336.4886 | 4284.9982 | Y | 22475.6202 | 3282.8738
SSTLOGN | NM | Milagro Cogeneration Plant | 54814 | GENA | NG | GT | 30.4 | 30.4 | 317.45 | 63619.25 | 0.36058 | 513231.5563 | 176433.9239 | 60429.4398 | Y | 112814.6739 | 38639.5506
SSTLOGN | NM | Milagro Cogeneration Plant | 54814 | GENB | NG | GT | 30.4 | 30.4 | 317.45 | 63619.25 | 0.36058 | 513231.5563 | 176433.9239 | 60429.4398 | Y | 112814.6739 | 38639.5506
SSTLOGN | NM | Milagro Cogeneration Plant | 54814 | GO1A | NG | GT | 30.4 | 30.4 | 317.45 | 63619.25 | 0.36058 | 513231.5563 | 176433.9239 | 60429.4398 | Y | 112814.6739 | 38639.5506
SSTLOGN | NM | Milagro Cogeneration Plant | 54814 | GO1B | NG | GT | 30.4 | 30.4 | 317.45 | 63619.25 | 0.36058 | 513231.5563 | 176433.9239 | 60429.4398 | Y | 112814.6739 | 38639.5506
NGCC | NV | Las Vegas Cogeneration LP | 10761 | GEN1 | NG | CC | 49.8 | 41 | 420 | 33359.5008 | 1 | 0 | 33359.5008 | 16111.7274 | Y | 0 | 0
NGCC | NV | Las Vegas Cogeneration LP | 10761 | GEN2 | NG | CC | 11.5 | 9 | 420 | 7703.4992 | 0.19619 | 143586.6945 | 39265.6389 | 3720.5796 | Y | 31562.1398 | 2990.6416
NGCC | NV | Saguaro Power | 54271 | CTG1 | NG | CC | 45.1 | 36 | 0 | 258586.4513 | 0.93505 | 81714.2589 | 276548.2609 | 145346.5379 | Y | 17961.8095 | 9440.2576
NGCC | NV | Saguaro Power | 54271 | CTG2 | NG | CC | 45.1 | 36 | 0 | 258586.4513 | 0.93505 | 81714.2589 | 276548.2609 | 145346.5379 | Y | 17961.8095 | 9440.2576
NGCC | NV | Saguaro Power | 54271 | STG | NG | CC | 37 | 29 | 0 | 212144.0953 | 0.93505 | 67038.3055 | 226879.9479 | 119242.1708 | Y | 14735.8526 | 7744.779
NGCC | NV | Nevada Cogen Associates 2 Black Mountain | 54349 | STM | NG | CC | 29.7 | 19.9 | 0 | 220457.5794 | 0.7028 | 424125.1288 | 313685.5532 | 121494.6896 | Y | 93227.9738 | 36108.4647
NGCC | NV | Nevada Cogen Assoc#1 GarnetVly | 54350 | STM | NG | CC | 29.7 | 19.9 | 0 | 223004.7477 | 0.80269 | 249385.5803 | 277822.7973 | 117012.4344 | Y | 54818.0496 | 23088.0745
NGCC | NV | Chuck Lenzie Generating Station | 55322 | CTG1 | NG | CC | 201.5 | 163 | 2381 | 829491.3309 | 0.6718 | 1843601.6195 | 1234737.8768 | 362932.4207 | Y | 405246.5459 | 119116.0591
NGCC | NY | East River | 2493 | 1 | NG | CC | 180 | 147 | 3165 |  | 1 |  |  | 693782.025 | Y | 0 | 0
NGCC | NY | East River | 2493 | 2 | NG | CC | 180 | 147.6 | 3165 |  | 1 |  |  | 693782.025 | Y | 0 | 0
OGST | NY | East River | 2493 | 6 | NG | ST | 156.2 | 134.5 | 1930 | 567489 | 0.73133 | 948441.508 | 775968.2295 | 466590.675 | Y | 208479.2295 | 125358.8236
OGST | NY | East River | 2493 | 7 | NG | ST | 200 | 182.6 | 1982 | 183289 | 0.3874 | 1318545.2464 | 473121.6304 | 244501.95 | Y | 289832.6304 | 149781.0262
COALST | NY | AES Westover | 2526 | 8 | BIT | ST | 75 | 84 | 0 |  | 0 |  |  | 7653.4817 | Y | 0 | 0
NGCC | NY | CH Resources Beaver Falls | 10617 | GEN1 | NG | CC | 65.5 | 52.5 | 812 | 1939.4805 | 0.63236 | 5129.6549 | 3067.0424 | 1082.2733 | Y | 1127.5619 | 397.885
NGCC | NY | CH Resources Beaver Falls | 10617 | GEN2 | NG | CC | 42.3 | 34 | 812 | 1252.5195 | 0.35521 | 10343.342 | 3526.1146 | 698.9337 | Y | 2273.5951 | 450.6638
NGCC | NY | Selkirk Cogen | 10725 | GEN1 | NG | CC | 95.2 | 78.7 | 1215 | 425697.8996 | 0.9371 | 129986.7956 | 454270.6125 | 220931.4091 | Y | 28572.713 | 13896.1438
NGCC | NY | Selkirk Cogen | 10725 | GEN2 | NG | CC | 12 |  | 1215 | 53659.3991 | 0.9371 | 16384.8902 | 57261.0016 | 27848.4969 | Y | 3601.6025 | 1751.6148
NGCC | NY | Selkirk Cogen | 10725 | GEN3 | NG | CC | 95.2 | 281.9 | 1259 | 425697.8996 | 0.9371 | 129986.7956 | 454270.6125 | 220931.4091 | Y | 28572.713 | 13896.1438
NGCC | NY | Selkirk Cogen | 10725 | GEN4 | NG | CC | 95.2 |  | 1206 | 425697.8996 | 0.9371 | 129986.7956 | 454270.6125 | 220931.4091 | Y | 28572.713 | 13896.1438
NGCC | NY | Selkirk Cogen | 10725 | GEN5 | NG | CC | 148.4 |  | 1259 | 663587.9022 | 0.9371 | 202626.4755 | 708127.7195 | 344393.0788 | Y | 44539.8173 | 21661.6359
NGCC | NY | Ogdensburg Power | 10803 | GEN3 | NG | CC | 26.9 | 23 | 0 | 0 | 0 |  |  | 0 | Y | 0 | 0
NGCC | NY | Indeck Silver Springs Energy Center | 50449 | GEN1 | NG | CC | 39.4 | 32.2 | 628 | 9560.5771 | 0.96218 | 1709.845 | 9936.4222 | 5391.9875 | Y | 375.8452 | 203.9519
NGCC | NY | Indeck Silver Springs Energy Center | 50449 | GEN2 | NG | CC | 17.2 | 17.2 | 628 | 4173.6529 | 0.96218 | 746.4298 | 4337.7275 | 2353.8625 | Y | 164.0745 | 89.0349
NGCC | NY | Indeck Oswego Energy Center | 50450 | GEN1 | NG | CC | 41.2 | 31 | 570 | 8199.0871 | 0.89486 | 4382.5425 | 9162.4244 | 4550.8774 | Y | 963.3373 | 478.4792
NGCC | NY | Indeck Oswego Energy Center | 50450 | GEN2 | NG | CC | 16.2 | 16.2 | 570 | 3223.9129 | 0.89486 | 1723.2327 | 3602.7009 | 1789.4226 | Y | 378.788 | 188.1399
NGCC | NY | Indeck Yerkes Energy Center | 50451 | GEN1 | NG | CC | 40.6 | 29.2 | 560 | 7637.409 | 0.95453 | 1655.1951 | 8001.2415 | 4427.7215 | Y | 363.8325 | 201.3373
NGCC | NY | Indeck Yerkes Energy Center | 50451 | GEN2 | NG | CC | 19.3 | 16 | 560 | 3630.591 | 0.95453 | 786.8292 | 3803.5458 | 2104.8035 | Y | 172.9548 | 95.7096
NGCC | NY | Indeck Corinth Energy Center | 50458 | GEN1 | NG | CC | 92 | 75.7 | 1279 | 562109.987 | 0.99862 | 3536.4125 | 562887.3344 | 270499.5578 | Y | 777.3474 | 373.5599
NGCC | NY | Indeck Corinth Energy Center | 50458 | GEN2 | NG | CC | 55 | 53.8 | 1279 | 336044.014 | 0.99862 | 2114.1596 | 336508.7325 | 161711.6922 | Y | 464.7186 | 223.3238
COALST | NY | Trigen Syracuse Energy | 50651 | GEN1 | BIT | ST | 90.6 | 62.8 | 191.134 | 11913 | 0.12477 | 380158.7698 | 95476.6217 | 55543.4629 | Y | 83563.6217 | 48613.0829
NGCC | NY | Sterling Power Plant | 50744 | GEN1 | NG | CC | 47.7 | 38.8 | 551 | 3307.7944 | 0.97305 | 416.7829 | 3399.4085 | 1609.5592 | Y | 91.6141 | 43.3776
NGCC | NY | Sterling Power Plant | 50744 | GEN2 | NG | CC | 16.5 | 16 | 551 | 1144.2056 | 0.97305 | 144.1702 | 1175.896 | 556.7658 | Y | 31.6904 | 15.0048
NGCC | NY | Nassau Energy Corp | 52056 | GT1 | NG | CC | 43 | 43 | 633 | 268632.1159 | 0.60276 | 805421.6694 | 445673.8076 | 167966.0613 | Y | 177041.6917 | 66723.678
NGCC | NY | Nassau Energy Corp | 52056 | ST1 | NG | CC | 12 | 12 | 633 | 74967.1021 | 0.60276 | 224768.838 | 124374.0858 | 46874.2497 | Y | 49406.9837 | 18620.5613
NGCC | NY | Lockport Energy Associates LP | 54041 | GEN1 | NG | CC | 48.7 | 43 | 1531 | 2114.3678 | 0.85922 | 1576.0836 | 2460.8106 | 6969.277 | Y | 346.4428 | 981.1627
NGCC | NY | Lockport Energy Associates LP | 54041 | GEN2 | NG | CC | 48.7 | 43 | 1531 | 2114.3678 | 0.85922 | 1576.0836 | 2460.8106 | 6969.277 | Y | 346.4428 | 981.1627
NGCC | NY | Lockport Energy Associates LP | 54041 | GEN3 | NG | CC | 48.7 | 43 | 1531 | 2114.3678 | 0.85922 | 1576.0836 | 2460.8106 | 6969.277 | Y | 346.4428 | 981.1627
NGCC | NY | Lockport Energy Associates LP | 54041 | GEN4 | NG | CC | 75.2 | 75.2 | 1531 | 3264.8965 | 0.85922 | 2433.7061 | 3799.8554 | 10761.594 | Y | 534.9588 | 1515.0603
NGCC | NY | Indeck Olean Energy Center | 54076 | GEN1 | NG | CC | 46 | 31.1 | 789 | 73111.2982 | 0.95742 | 14793.0158 | 76362.9869 | 39173.8361 | Y | 3251.6887 | 1668.1003
NGCC | NY | Indeck Olean Energy Center | 54076 | GEN2 | NG | CC | 44.6 | 44.6 | 789 | 70886.1718 | 0.95742 | 14342.7936 | 74038.896 | 37981.5889 | Y | 3152.7243 | 1617.332
NGCC | NY | Kennedy International Airport Cogen | 54114 | GEN1 | NG | CC | 47.1 | 48.9 | 718 | 217688.2723 | 0.9766 | 23732.2513 | 222904.916 | 117665.2157 | Y | 5216.6437 | 2753.719
NGCC | NY | Kennedy International Airport Cogen | 54114 | GEN2 | NG | CC | 47.1 | 48.9 | 718 | 217688.2723 | 0.9766 | 23732.2513 | 222904.916 | 117665.2157 | Y | 5216.6437 | 2753.719
NGCC | NY | Kennedy International Airport Cogen | 54114 | GEN3 | NG | CC | 27 | 25.9 | 718 | 124789.4554 | 0.9766 | 13604.4753 | 127779.8882 | 67451.3975 | Y | 2990.4327 | 1578.5651
NGCC | NY | Fortistar North Tonawanda | 54131 | GEN1 | NG | CC | 38.3 | 38.8 | 570 | 10995.4937 | 0.88497 | 6501.716 | 12424.6517 | 5845.4769 | Y | 1429.158 | 672.3818
NGCC | NY | Fortistar North Tonawanda | 54131 | GEN2 | NG | CC | 17 | 15.7 | 570 | 4880.5063 | 0.88497 | 2885.8792 | 5514.8584 | 2594.5981 | Y | 634.3521 | 298.4462
SST | NY | Stony Brook Cogen Plant | 54149 | GEN1 | NG | GT | 47 | 44.5 | 670 | 275170 | 0.45815 | 1480534.324 | 600609.8426 | 191486.286 | Y | 325439.8426 | 103756.6526
NGCC | NY | Sithe Independence Station | 54547 | 1 | NG | CC | 169.2 | 141.2 | 2133 | 484424.6631 | 0.91127 | 214584.038 | 531592.9012 | 217136.4775 | Y | 47168.2381 | 19266.5196
NGCC | NY | Sithe Independence Station | 54547 | 2 | NG | CC | 169.2 | 141.2 | 2133 | 484424.6631 | 0.91127 | 214584.038 | 531592.9012 | 217136.4775 | Y | 47168.2381 | 19266.5196
NGCC | NY | Sithe Independence Station | 54547 | 3 | NG | CC | 169.2 | 141.2 | 2133 | 484424.6631 | 0.91127 | 214584.038 | 531592.9012 | 217136.4775 | Y | 47168.2381 | 19266.5196
NGCC | NY | Sithe Independence Station | 54547 | 4 | NG | CC | 169.5 | 141.2 | 2133 | 485283.572 | 0.91127 | 214964.5061 | 532535.4418 | 217521.4712 | Y | 47251.8698 | 19300.6801
NGCC | NY | Sithe Independence Station | 54547 | 5 | NG | CC | 204.5 | 200.1 | 2133 | 585489.6194 | 0.91127 | 259352.4572 | 642498.5124 | 262437.4092 | Y | 57008.893 | 23286.0713
NGCC | NY | Sithe Independence Station | 54547 | 6 | NG | CC | 204.5 | 200.1 | 2133 | 585489.6194 | 0.91127 | 259352.4572 | 642498.5124 | 262437.4092 | Y | 57008.893 | 23286.0713
NGCC | NY | Batavia Power Plant | 54593 | GEN1 | NG | CC | 47.7 | 38.2 | 551 | 55293.8112 | 0.84649 | 45619.8208 | 65321.6147 | 28925.2043 | Y | 10027.8035 | 4440.4332
NGCC | NY | Batavia Power Plant | 54593 | GEN2 | NG | CC | 18.5 | 17.5 | 551 | 21445.1888 | 0.26994 | 263855.2292 | 79443.8471 | 11218.3707 | Y | 57998.6582 | 8190.0672
NGCC | NY | Brooklyn Navy Yard Cogeneration | 54914 | 1 | NG | CC | 121 | 90 | 0 | 753907.7846 | 0.99863 | 4700.8149 | 754941.0821 | 468306.4585 | Y | 1033.2975 | 640.977
NGCC | NY | Brooklyn Navy Yard Cogeneration | 54914 | 2 | NG | CC | 121 | 90 | 0 | 753907.7846 | 0.99863 | 4700.8149 | 754941.0821 | 468306.4585 | Y | 1033.2975 | 640.977
NGCC | NY | Brooklyn Navy Yard Cogeneration | 54914 | 3 | NG | CC | 40 | 35 | 0 | 249225.7139 | 0.99863 | 1553.9884 | 249567.2999 | 154812.0524 | Y | 341.586 | 211.8932
NGCC | NY | Brooklyn Navy Yard Cogeneration | 54914 | 4 | NG | CC | 40 | 35 | 0 | 249225.7139 | 0.99863 | 1553.9884 | 249567.2999 | 154812.0524 | Y | 341.586 | 211.8932
SSTLOGN | NY | Binghamton Cogen | 55600 | 1 | NG | GT | 47.7 | 42 | 0 | 2808 | 0 |  |  | 1655.8339 | Y | -2808 | 0
NGCC | NY | Empire Generating Co LLC | 56259 | CT11 | NG | CC | 179 | 155 | 2750 | 1040784.0952 | 0.77593 | 1367337.0522 | 1341341.7707 | 444135.1842 | Y | 300557.6756 | 99518.4386
NGCC | NY | Empire Generating Co LLC | 56259 | CT12 | NG | CC | 179 | 155 | 2750 | 1040784.0952 | 0.77702 | 1358736.4082 | 1339451.2423 | 444135.1842 | Y | 298667.1472 | 99032.0396
NGCC | NY | Empire Generating Co LLC | 56259 | ST13 | NG | CC | 295.7 | 270 | 2750 | 1719328.8097 | 1 | 0 | 1719328.8097 | 733691.4746 | Y | 0 | 0
OTHERST | OH | Mingo Junction Energy Center | 55611 | GEN1 | BFG | ST | 32 | 30 | 0 | 124907 | 0.32556 | 1177185.323 | 383666.9626 | 137403.7626 | Y | 258759.9626 | 92670.4562
COALST | OK | AES Shady Point LLC | 10671 | GEN1 | BIT | ST | 175 | 160 | 0 | 940170 | 0.99961 | 1651.6162 | 940533.0458 | 1147870.7115 | Y | 363.0458 | 443.0781
COALST | OK | AES Shady Point LLC | 10671 | GEN2 | BIT | ST | 175 | 160 | 0 | 941595 | 0.99961 | 1654.1195 | 941958.596 | 1149610.52 | Y | 363.596 | 443.7497
NGCC | OK | PowerSmith Cogeneration Project | 50558 | GT01 | NG | CC | 72.5 | 67.3 | 0 | 191588.9502 | 0.94542 | 50317.441 | 202649.349 | 94177.3803 | Y | 11060.3988 | 5140.1072
NGCC | OK | PowerSmith Cogeneration Project | 50558 | ST01 | NG | CC | 49.9 | 44.1 | 0 | 131866.0498 | 0.94542 | 34632.2801 | 139478.6554 | 64820.0176 | Y | 7612.6055 | 3537.8117
NGCC | OR | Coyote Springs | 7350 | 1 | NG | CC | 185.7 | 197.6 | 2000 | 483930.1555 | 1 | 0 | 483930.1555 | 199938.6531 | Y | 0 | 0
NGCC | OR | Coyote Springs | 7350 | 2 | NG | CC | 80.6 | 78.4 | 2000 | 210041.8445 | 0.37005 | 1626691.6221 | 567608.8775 | 86780.0509 | Y | 357567.033 | 54667.3714
NGCC | OR | Hermiston Generating Plant | 54761 | GEN1 | NG | CC | 106.1 | 80 | 2067 | 394455.1025 | 0.38137 | 2910946.0097 | 1034317.209 | 174721.4596 | Y | 639862.1065 | 108088.3506
NGCC | OR | Hermiston Generating Plant | 54761 | GEN2 | NG | CC | 204.5 | 152 | 2067 | 760283.3975 | 0.89684 | 397856.2304 | 847737.141 | 336762.8509 | Y | 87453.7435 | 34740.9245
NGCC | OR | Hermiston Generating Plant | 54761 | GEN3 | NG | CC | 106.1 | 80 | 2067 | 394455.1025 | 0.4135 | 2545251.9039 | 953933.1002 | 174721.4596 | Y | 559477.9976 | 102473.4463
NGCC | OR | Hermiston Generating Plant | 54761 | GEN4 | NG | CC | 204.5 | 152 | 2067 | 760283.3975 | 0.95878 | 148704.166 | 792970.421 | 336762.8509 | Y | 32687.0236 | 13881.6972
NGCC | OR | Klamath Cogeneration Plant | 55103 | CT1 | NG | CC | 161.5 | 150 | 1900 | 657095.0339 | 0.94728 | 166362.5562 | 693663.5911 | 288080.5402 | Y | 36568.5572 | 15187.0299
NGCC | OR | Klamath Cogeneration Plant | 55103 | CT2 | NG | CC | 161.5 | 150 | 1900 | 657095.0339 | 0.94728 | 166362.5562 | 693663.5911 | 288080.5402 | Y | 36568.5572 | 15187.0299
NGCC | OR | Klamath Cogeneration Plant | 55103 | ST1 | NG | CC | 178.5 | 170 | 1900 | 726262.9322 | 0.94728 | 183874.4042 | 766680.8112 | 318404.8076 | Y | 40417.879 | 16785.6646
COALST | PA | John B Rich Memorial Power Station | 10113 | GEN1 | WC | ST | 88.4 | 80 | 1040 | 641442 | 0.48633 | 3082132.7483 | 1318933.0789 | 941087.532 | Y | 677491.0789 | 483404.6682
COALST | PA | Foster Wheeler Mt Carmel Cogen | 10343 | TG1 | WC | ST | 47.3 | 43 | 624 | 272558 | 0.79929 | 311371.9207 | 341001.4175 | 489371.323 | Y | 68443.4175 | 98223.1864
COALST | PA | Ebensburg Power | 10603 | GEN1 | WC | ST | 57.6 | 50 | 860 | 434239 | 0.64667 | 1079367.3994 | 671497.3674 | 694227.5237 | Y | 237258.3674 | 245289.5527
COALST | PA | Cambria Cogen | 10641 | GEN1 | WC | ST | 98 | 87.5 | 1360 | 733278 | 0.85032 | 587197.4296 | 862351.292 | 1052074.1556 | Y | 129073.292 | 157470.2513
COALST | PA | AES Beaver Valley Partners Beaver Valley | 10676 | GEN2 | BIT | ST | 35 | 32 | 385.3095 | 177641 | 0.75818 | 257760.0449 | 234299.861 |  | Y | 56658.861 | 0
COALST | PA | AES Beaver Valley Partners Beaver Valley | 10676 | GEN3 | BIT | ST | 114 | 114 | 1549.6905 | 714461 | 0.75818 | 1036694.7914 | 942339.3979 |  | Y | 227878.3979 | 0
COALST | PA | Kline Township Cogen Facility | 50039 | GEN1 | WC | ST | 59 | 52 | 750 | 406195 | 0.98808 | 22294.7882 | 411095.6715 | 712961.414 | Y | 4900.6715 | 8499.213
SSTLOGN | PA | Marcus Hook Refinery Cogen | 50074 | GEN1 | NG | GT | 50.5 | 50 | 696 | 11733 | 0.35382 | 97482.793 | 33160.9293 | 7180.2149 | Y | 21427.9293 | 4639.7113
SSTLOGN | PA | Archbald Power Station | 50279 | Gen2 | NG | GT | 60.5 | 43.7 | 468.7231 | 22946.015 | 0.86684 | 16035.4942 | 26470.8159 | 13979.3904 | Y | 3524.8009 | 1861.4677
COALST | PA | Wheelabrator Frackville Energy | 50879 | GEN1 | WC | ST | 48 | 42.5 | 678 | 368423 | 0.77283 | 492672.6011 | 476718.56 | 656550.614 | Y | 108295.56 | 149147.7832
COALST | PA | Northampton Generating Company LP | 50888 | GEN1 | WC | ST | 114.1 | 112 | 1425 | 926535 | 0.90703 | 432063.4691 | 1021507.9196 | 1230612.837 | Y | 94972.9196 | 114414.0851
COALST | PA | St Nicholas Cogen Project | 54634 | SNCP | WC | ST | 99.2 | 86.5 | 1300 | 705541 | 0.86204 | 513688.0167 | 818456.0095 | 1308687.209 | Y | 112915.0095 | 180547.796
NGCC | PA | Grays Ferry Cogeneration | 54785 | GEN1 | NG | CC | 57.6 | 50 | 1103 | 304147.0346 | 0.23997 | 4382450.661 | 1267464.1494 | 190524.562 | Y | 963317.1148 | 144805.3355
NGCC | PA | Grays Ferry Cogeneration | 54785 | GEN2 | NG | CC | 135 | 100 | 1881 | 712844.6124 | 0.23997 | 10271368.7366 | 2970619.1002 | 446541.9422 | Y | 2257774.4878 | 339387.505
NGCC | PA | FPL Energy Marcus Hook LP | 55801 | CT13 | NG | CC | 188.2 | 162 | 2923.3 | 906302.1251 | 0.99982 | 738.1617 | 906464.3823 | 528276.6608 | Y | 162.2571 | 94.5615
NGCC | PA | FPL Energy Marcus Hook LP | 55801 | CT1A | NG | CC | 188.2 | 162 | 2923.3 | 906302.1251 | 0.99982 | 738.1617 | 906464.3823 | 528276.6608 | Y | 162.2571 | 94.5615
NGCC | PA | FPL Energy Marcus Hook LP | 55801 | CTIB | NG | CC | 188.2 | 160 | 2923.3 | 906302.1251 | 0.99982 | 738.1617 | 906464.3823 | 528276.6608 | Y | 162.2571 | 94.5615
NGCC | PA | FPL Energy Marcus Hook LP | 55801 | STG | NG | CC | 271.5 | 233.5 | 2923.3 | 1307444.3516 | 0.99982 | 1064.8826 | 1307678.426 | 762099.4336 | Y | 234.0744 | 136.4158
COALST | SC | Cogen South | 7737 | 1 | BIT | ST | 99.2 | 90 | 0 | 506218 | 0.34597 | 4353528.421 | 1463177.6471 | 1278773.3682 | Y | 956959.6471 | 836354.0227
NGCC | SC | Cherokee County Cogen | 55043 | GT1 | NG | CC | 60 | 51 | 832 | 296416.2806 | 0.68948 | 607316.2016 | 429911.9287 | 150727.0144 | Y | 133495.6481 | 46803.5407
NGCC | SC | Cherokee County Cogen | 55043 | ST1 | NG | CC | 41.2 | 35 | 832 | 203539.1794 | 0.41879 | 1285108.0208 | 486021.892 | 103499.2166 | Y | 282482.7127 | 60155.1904
NGCC | SC | Columbia Energy Center | 55386 | CT1 | NG | CC | 197 | 151.5 | 2484 | 44561.2733 | 0.77798 | 57854.4221 | 57278.3942 | 20439.5056 | Y | 12717.1209 | 4538.0403
NGCC | SC | Columbia Energy Center | 55386 | CT2 | NG | CC | 197 | 151.5 | 2484 | 44561.2733 | 0.77798 | 57854.4221 | 57278.3942 | 20439.5056 | Y | 12717.1209 | 4538.0403
NGCC | SC | Columbia Energy Center | 55386 | ST1 | NG | CC | 274.5 | 105.7 | 2484 | 62091.7234 | 0.77798 | 80614.4105 | 79811.7726 | 28480.4278 | Y | 17720.0492 | 6323.31
COALST | SD | Big Stone | 6098 | 1 | SUB | ST | 456 | 475 | 5609 | 2459405 | 0.93266 | 807868.233 | 2636984.4768 | 2904916.828 | Y | 177579.4768 | 195622.5435
COALST | TN | Johnsonville | 3406 | 1 | SUB | ST | 125 | 107 | 2289 | 367801 | 0.77804 | 477341.9017 | 472726.6818 | 500830.522 | Y | 104925.6818 | 111163.5666
COALST | TN | Johnsonville | 3406 | 2 | SUB | ST | 125 | 107 | 2244 | 509664 | 0.69195 | 1032255.7562 | 736566.6428 | 762969.872 | Y | 226902.6428 | 235036.2754
COALST | TN | Johnsonville | 3406 | 3 | SUB | ST | 125 | 107 | 1591 | 519105 | 0.67195 | 1152940.2287 | 772535.5895 | 795462.13 | Y | 253430.5895 | 260951.6497
COALST | TN | Johnsonville | 3406 | 4 | SUB | ST | 125 | 107 | 2448 | 479411 | 0.66508 | 1098313.4433 | 720833.9433 | 740649.142 | Y | 241422.9433 | 248059.4837
COALST | TN | Johnsonville | 3406 | 5 | SUB | ST | 147 | 107 | 2511 | 449085 | 1 | 0 | 449085 | 480522.001 | Y | 0 | 0
COALST | TN | Johnsonville | 3406 | 6 | SUB | ST | 147 | 107 | 2275 | 575037 | 0.8904 | 322016.3872 | 645820.2035 | 700401.375 | Y | 70783.2035 | 76765.4106
COALST | TN | Johnsonville | 3406 | 7 | SUB | ST | 172.8 | 141 | 2414 | 494250 | 0.96524 | 80972.9638 | 512048.8637 | 562468.953 | Y | 17798.8637 | 19551.4704
COALST | TN | Johnsonville | 3406 | 8 | SUB | ST | 172.8 | 141 | 2361 | 292979 | 0.96517 | 48093.4221 | 303550.5318 | 333436.553 | Y | 10571.5318 | 11612.3504
COALST | TN | Johnsonville | 3406 | 9 | SUB | ST | 172.8 | 141 | 2279 | 475692 | 0.97956 | 45158.5046 | 485618.4005 | 534632.061 | Y | 9926.4005 | 10928.2761
COALST | TN | Johnsonville | 3406 | 10 | SUB | ST | 172.8 | 141 | 1917 | 581045 | 1 | 0 | 581045 | 608563.688 | Y | 0 | 0
NGCC | TX | J Robert Massengale | 3604 | 7 | NG | CC | 22 | 18 | 492 | 78976.5952 | 0.27022 | 970316.7685 | 292264.2788 | 38666.013 | Y | 213287.6836 | 28217.5584
NGCC | TX | J Robert Massengale | 3604 | 8 | NG | CC | 40 | 38 | 492 | 143593.8095 | 0.54623 | 542674.7654 | 262880.4666 | 70301.8419 | Y | 119286.6571 | 31900.7031
NGCC | TX | J Robert Massengale | 3604 | 6A | NG | CC | 22 | 18 | 492 | 78976.5952 | 0.27022 | 970316.7685 | 292264.2788 | 38666.013 | Y | 213287.6836 | 28217.5584
NGCC | TX | Clear Lake Cogeneration Ltd | 10741 | G102 | NG | CC | 129 | 100 | 1331 | 228277.313 | 0.50956 | 999558.0407 | 447992.5916 | 140126.3864 | Y | 219715.2786 | 68724.1455
NGCC | TX | Clear Lake Cogeneration Ltd | 10741 | G103 | NG | CC | 129 | 100 | 1331 | 228277.313 | 0.50956 | 999558.0407 | 447992.5916 | 140126.3864 | Y | 219715.2786 | 68724.1455
NGCC | TX | Clear Lake Cogeneration Ltd | 10741 | G104 | NG | CC | 129 | 100 | 1331 | 228277.313 | 0.50956 | 999558.0407 | 447992.5916 | 140126.3864 | Y | 219715.2786 | 68724.1455
NGCC | TX | Clear Lake Cogeneration Ltd | 10741 | S101 | NG | CC | 59 | 52 | 1331 | 104405.9028 | 0.50956 | 457162.2046 | 204895.8364 | 64088.8124 | Y | 100489.9336 | 31431.9735
NGCC | TX | Clear Lake Cogeneration Ltd | 10741 | S102 | NG | CC | 19.2 | 14 | 1331 | 33976.1582 | 0.50956 | 148771.4293 | 66677.9671 | 20856.0203 | Y | 32701.8089 | 10228.71
NGCC | TX | TXU Sweetwater Generating Plant | 50615 | GT01 | NG | CC | 45 | 41 | 0 | 0 | 0 |  |  | 0 | Y | 0 | 0
NGCC | TX | TXU Sweetwater Generating Plant | 50615 | GT02 | NG | CC | 99 | 86 | 0 | 0 | 0 |  |  | 0 | Y | 0 | 0
NGCC | TX | TXU Sweetwater Generating Plant | 50615 | GT03 | NG | CC | 99 | 86 | 0 | 0 | 0 |  |  | 0 | Y | 0 | 0
NGCC | TX | Optim Energy Altura Cogen LLC | 50815 | GEN1 | NG | CC | 84.9 | 64 | 1182 | 388459.053 | 0.93949 | 113824.47 | 413479.086 | 280671.1063 | Y | 25020.033 | 16983.6893
NGCC | TX | Optim Energy Altura Cogen LLC | 50815 | GEN2 | NG | CC | 84.9 | 64 | 1182 | 388459.053 | 0.93949 | 113824.47 | 413479.086 | 280671.1063 | Y | 25020.033 | 16983.6893
NGCC | TX | Optim Energy Altura Cogen LLC | 50815 | GEN3 | NG | CC | 84.9 | 64 | 1080 | 388459.053 | 0.93949 | 113824.47 | 413479.086 | 280671.1063 | Y | 25020.033 | 16983.6893
NGCC | TX | Optim Energy Altura Cogen LLC | 50815 | GEN4 | NG | CC | 84.9 | 64 | 1080 | 388459.053 | 0.93949 | 113824.47 | 413479.086 | 280671.1063 | Y | 25020.033 | 16983.6893
NGCC | TX | Optim Energy Altura Cogen LLC | 50815 | GEN5 | NG | CC | 84.9 | 64 | 1080 | 388459.053 | 0.93949 | 113824.47 | 413479.086 | 280671.1063 | Y | 25020.033 | 16983.6893
NGCC | TX | Optim Energy Altura Cogen LLC | 50815 | GEN6 | NG | CC | 129.2 | 109 | 1080 | 591153.2349 | 0.93949 | 173216.9791 | 629228.4794 | 427122.5787 | Y | 38075.2445 | 25845.6144
NGCC | TX | Optim Energy Altura Cogen LLC | 50815 | GEN7 | NG | CC | 89.9 | 64 | 1080 | 411336.5002 | 0.93949 | 120527.9135 | 437830.0333 | 297200.6178 | Y | 26493.5331 | 17983.9066
NGCC | TX | Texas City Cogen LLC | 52088 | GEN1 | NG | CC | 141 | 139 | 1765 | 452954.3536 | 0.50072 | 2054755.3237 | 904615.1077 | 321681.6316 | Y | 451660.754 | 160610.8134
NGCC | TX | Texas City Cogen LLC | 52088 | GEN2 | NG | CC | 103 | 104 | 1765 | 330881.5491 | 0.50072 | 1500991.4776 | 660818.1283 | 234987.2911 | Y | 329936.5792 | 117325.6297
NGCC | TX | Texas City Cogen LLC | 52088 | GEN3 | NG | CC | 103 | 104 | 1765 | 330881.5491 | 0.50072 | 1500991.4776 | 660818.1283 | 234987.2911 | Y | 329936.5792 | 117325.6297
NGCC | TX | Texas City Cogen LLC | 52088 | GEN4 | NG | CC | 103 | 104 | 1765 | 330881.5491 | 0.50072 | 1500991.4776 | 660818.1283 | 234987.2911 | Y | 329936.5792 | 117325.6297
NGCC | TX | C R Wing Cogen Plant | 52176 | GEN1 | NG | CC | 77.5 | 76 | 1100 | 54098.7065 | 0.82478 | 52286.8183 | 65591.9989 | 29921.3405 | Y | 11493.2924 | 5242.937
NGCC | TX | C R Wing Cogen Plant | 52176 | GEN2 | NG | CC | 77.5 | 76 | 1100 | 54098.7065 | 0.82478 | 52286.8183 | 65591.9989 | 29921.3405 | Y | 11493.2924 | 5242.937
NGCC | TX | C R Wing Cogen Plant | 52176 | GEN3 | NG | CC | 75 | 75 | 1100 | 52353.587 | 0.82478 | 50600.1468 | 63476.128 | 28956.136 | Y | 11122.5411 | 5073.81
NGCC | TX | Oyster Creek Unit VIII | 54676 | G81 | NG | CC | 99 | 73 | 0 | 427485.7389 | 0.84336 | 361206.684 | 506883.4567 | 296352.2671 | Y | 79397.7178 | 46420.3228
NGCC | TX | Oyster Creek Unit VIII | 54676 | G82 | NG | CC | 99 | 73 | 0 | 427485.7389 | 0.84336 | 361206.684 | 506883.4567 | 296352.2671 | Y | 79397.7178 | 46420.3228
NGCC | TX | Oyster Creek Unit VIII | 54676 | G83 | NG | CC | 99 | 73 | 0 | 427485.7389 | 0.84336 | 361206.684 | 506883.4567 | 296352.2671 | Y | 79397.7178 | 46420.3228
NGCC | TX | Oyster Creek Unit VIII | 54676 | G84 | NG | CC | 200.9 | 160 | 0 | 867493.7873 | 0.84336 | 732994.1699 | 1028615.0146 | 601385.5603 | Y | 161121.2273 | 94200.4328
SST | TX | Sweeny Cogen Facility | 55015 | GEN1 | NG | GT | 143 | 109 | 2342 | 805297 | 0.37839 | 6018313.3598 | 2128197.0644 | 682897.825 | Y | 1322900.0644 | 424493.3854
SST | TX | Sweeny Cogen Facility | 55015 | GEN2 | NG | GT | 143 | 109 | 2342 | 805297 | 0.37839 | 6018313.3598 | 2128197.0644 | 552489.139 | Y | 1322900.0644 | 343430.5637
SST | TX | Sweeny Cogen Facility | 55015 | GEN3 | NG | GT | 143 | 109 | 2342 | 805297 | 0.37839 | 6018313.3598 | 2128197.0644 | 586169.542 | Y | 1322900.0644 | 364366.5043
SST | TX | Sweeny Cogen Facility | 55015 | GEN4 | NG | GT | 143 | 109 | 2342 | 805297 | 0.37839 | 6018313.3598 | 2128197.0644 | 638698.185 | Y | 1322900.0644 | 397018.624
NGCC | TX | Pasadena Cogeneration | 55047 | CTG1 | NG | CC | 175 | 155 | 1800 | 836887.1472 | 0.849 | 677137.9258 | 985730.4779 | 349936.3898 | Y | 148843.3307 | 52839.695
NGCC | TX | Pasadena Cogeneration | 55047 | CTG2 | NG | CC | 185 | 165 | 1800 | 884709.2699 | 0.849 | 715831.5216 | 1042057.9338 | 369932.7549 | Y | 157348.6639 | 55859.1061
NGCC | TX | Pasadena Cogeneration | 55047 | CTG3 | NG | CC | 185 | 165 | 1800 | 884709.2699 | 0.849 | 715831.5216 | 1042057.9338 | 369932.7549 | Y | 157348.6639 | 55859.1061
NGCC | TX | Pasadena Cogeneration | 55047 | STG1 | NG | CC | 85 | 50 | 1800 | 406488.0429 | 0.849 | 328895.564 | 478783.375 | 169969.1036 | Y | 72295.3321 | 25664.9947
NGCC | TX | Pasadena Cogeneration | 55047 | STG2 | NG | CC | 185 | 165 | 1800 | 884709.2699 | 0.849 | 715831.5216 | 1042057.9338 | 369932.7549 | Y | 157348.6639 | 55859.1061
SST | TX | Black Hawk Station | 55064 | UNT1 | NG | GT | 126.9 | 111.5 | 2083.262 | 779747.1489 | 0.66907 | 1754583.2634 | 1165426.3539 | 623623.5841 | Y | 385679.205 | 206378.2472
SST | TX | Black Hawk Station | 55064 | UNT2B | NG | GT | 117 | 111.5 | 1920.738 | 718915.8111 | 0.66907 | 1617700.8811 | 1074506.5675 | 574972.0989 | Y | 355590.7564 | 190277.8166
NGCC | TX | Gregory Power Facility | 55086 | GT1A | NG | CC | 166 | 141 | 2311 | 1026579.6285 | 0.37234 | 7872894.8424 | 2757139.7492 | 639759.2252 | Y | 1730560.1207 | 401554.4741
NGCC | TX | Gregory Power Facility | 55086 | GT1B | NG | CC | 166 | 140 | 2311 | 1026579.6285 | 0.37234 | 7872894.8424 | 2757139.7492 | 639759.2252 | Y | 1730560.1207 | 401554.4741
NGCC | TX | Gregory Power Facility | 55086 | STG | NG | CC | 100 | 85 | 2311 | 618421.463 | 0.37234 | 4742707.7364 | 1660927.5598 | 385397.1236 | Y | 1042506.0968 | 241900.2856
NGCC | TX | Sabine Cogen | 55104 | CTG1 | NG | CC | 37.2 | 32.1 | 859 | 240946.3077 | 0.41299 | 1558042.7603 | 583423.4678 | 187128.1373 | Y | 342477.1601 | 109846.6493
NGCC | TX | Sabine Cogen | 55104 | CTG2 | NG | CC | 37.2 | 32.6 | 859 | 240946.3077 | 0.41299 | 1558042.7603 | 583423.4678 | 187128.1373 | Y | 342477.1601 | 109846.6493
NGCC | TX | Sabine Cogen | 55104 | STG | NG | CC | 27 | 22.5 | 859 | 174880.3846 | 0.41299 | 1130837.4873 | 423452.5169 | 135818.8093 | Y | 248572.1323 | 79727.4067
NGCC | TX | SRW Cogen LP | 55120 | GT1A | NG | CC | 180 | 160 | 2025 | 988787.4049 | 0.84127 | 848764.6981 | 1175356.4329 | 905295.1438 | Y | 186569.028 | 143701.1193
NGCC | TX | SRW Cogen LP | 55120 | GT1B | NG | CC | 180 | 160 | 2025 | 988787.4049 | 0.84127 | 848764.6981 | 1175356.4329 | 905295.1438 | Y | 186569.028 | 143701.1193
NGCC | TX | SRW Cogen LP | 55120 | ST1A | NG | CC | 145 | 100 | 2025 | 796523.1873 | 0.84127 | 683727.1179 | 946814.9043 | 729265.5325 | Y | 150291.717 | 115759.235
NGCC | TX | Eastman Cogeneration Facility | 55176 | GEN1 | NG | CC | 170 | 146.2 | 2335 | 701103.5885 | 0.64118 | 1784913.5454 | 1093449.7664 | 427194.5364 | Y | 392346.1779 | 153283.8076
NGCC | TX | Eastman Cogeneration Facility | 55176 | GEN2 | NG | CC | 170 | 146.2 | 2335 | 701103.5885 | 0.64118 | 1784913.5454 | 1093449.7664 | 427194.5364 | Y | 392346.1779 | 153283.8076
NGCC | TX | Eastman Cogeneration Facility | 55176 | GEN3 | NG | CC | 127.7 | 109.8 | 2335 | 526652.5191 | 0.64118 | 1340785.0574 | 821373.7363 | 320898.4841 | Y | 294721.2172 | 115143.1896
NGCC | TX | Channelview Cogeneration Plant | 55187 | GT1 | NG | CC | 192.1 | 163 | 2707 | 1169432.9638 | 0.49192 | 5494845.6475 | 2377268.3201 | 707214.7591 | Y | 1207835.3563 | 359319.5532
NGCC | TX | Channelview Cogeneration Plant | 55187 | GT2 | NG | CC | 192.1 | 163 | 2707 | 1169432.9638 | 0.49192 | 5494845.6475 | 2377268.3201 | 707214.7591 | Y | 1207835.3563 | 359319.5532
NGCC | TX | Channelview Cogeneration Plant | 55187 | GT3 | NG | CC | 192.1 | 163 | 2707 | 1169432.9638 | 0.49192 | 5494845.6475 | 2377268.3201 | 707214.7591 | Y | 1207835.3563 | 359319.5532
NGCC | TX | Channelview Cogeneration Plant | 55187 | GT4 | NG | CC | 192.1 | 163 | 2707 | 1169432.9638 | 0.49192 | 5494845.6475 | 2377268.3201 | 707214.7591 | Y | 1207835.3563 | 359319.5532
NGCC | TX | Channelview Cogeneration Plant | 55187 | ST1 | NG | CC | 149.9 | 127 | 2707 | 912535.1446 | 0.49192 | 4287753.0587 | 1855036.5497 | 551855.7646 | Y | 942501.405 | 280385.2213
NGCC | TX | Corpus Christi Energy Center | 55206 | CT1 | NG | CC | 190 | 159 | 2500 | 840503.5447 | 0.74923 | 1279831.1678 | 1121826.3395 | 510309.3256 | Y | 281322.7948 | 127971.363
NGCC | TX | Corpus Christi Energy Center | 55206 | CT2 | NG | CC | 190 | 159 | 2500 | 840503.5447 | 0.54021 | 3254541.96 | 1555892.3109 | 510309.3256 | Y | 715388.7661 | 234636.778
NGCC | TX | Corpus Christi Energy Center | 55206 | ST1 | NG | CC | 195.5 | 165 | 2500 | 864833.9105 | 0.77597 | 1135932.9079 | 1114526.0796 | 525081.4377 | Y | 249692.1691 | 117636.299
NGCC | TX | Channel Energy Center LLC | 55299 | CTG1 | NG | CC | 215 | 185 | 2600 | 825640.6094 | 0.57966 | 2723754.5872 | 1424355.7151 | 409780.9252 | Y | 598715.1056 | 172247.7239
NGCC | TX | Channel Energy Center LLC | 55299 | CTG2 | NG | CC | 215 | 185 | 2600 | 825640.6094 | 0.57966 | 2723754.5872 | 1424355.7151 | 409780.9252 | Y | 598715.1056 | 172247.7239
NGCC | TX | Channel Energy Center LLC | 55299 | ST-1 | NG | CC | 285 | 215 | 2600 | 1094453.8311 | 0.57966 | 3610558.4063 | 1888099.4363 | 543197.9706 | Y | 793645.6051 | 228328.3782
NGCC | TX | Baytown Energy Center | 55327 | CTG1 | NG | CC | 210 | 165 | 2500 | 985896.7308 | 0.9562 | 205468.8704 | 1031061.3418 | 449312.8808 | Y | 45164.611 | 19681.7014
NGCC | TX | Baytown Energy Center | 55327 | CTG2 | NG | CC | 214.8 | 165 | 2500 | 1008431.5132 | 0.9562 | 210165.3017 | 1054628.4582 | 459582.8895 | Y | 46196.945 | 20131.5689
NGCC | TX | Baytown Energy Center | 55327 | CTG3 | NG | CC | 214.8 | 165 | 2500 | 1008431.5132 | 0.9562 | 210165.3017 | 1054628.4582 | 459582.8895 | Y | 46196.945 | 20131.5689
NGCC | TX | Baytown Energy Center | 55327 | STG1 | NG | CC | 275 | 275 | 2500 | 1291055.2427 | 0.9562 | 269066.3779 | 1350199.3762 | 588385.9153 | Y | 59144.1335 | 25773.6566
NGCC | TX | Deer Park Energy Center | 55464 | CTG1 | NG | CC | 180 | 154.8 | 2707 | 1015831.4458 | 0.53927 | 3948247.7708 | 1883705.3696 | 640257.9425 | Y | 867873.9238 | 294984.1211
NGCC | TX | Deer Park Energy Center | 55464 | CTG2 | NG | CC | 180 | 169.8 | 2707 | 1015831.4458 | 0.53927 | 3948247.7708 | 1883705.3696 | 640257.9425 | Y | 867873.9238 | 294984.1211
NGCC | TX | Deer Park Energy Center | 55464 | CTG3 | NG | CC | 180 | 169.8 | 2707 | 1015831.4458 | 0.53927 | 3948247.7708 | 1883705.3696 | 640257.9425 | Y | 867873.9238 | 294984.1211
NGCC | TX | Deer Park Energy Center | 55464 | CTG4 | NG | CC | 180 | 169.8 | 2707 | 1015831.4458 | 0.53927 | 3948247.7708 | 1883705.3696 | 640257.9425 | Y | 867873.9238 | 294984.1211
NGCC | TX | Deer Park Energy Center | 55464 | STG1 | NG | CC | 276 | 258 | 2707 | 1557608.2169 | 0.53927 | 6053979.9152 | 2888348.2334 | 981728.8451 | Y | 1330740.0165 | 452308.9856
COALST | VA | James River Genco LLC | 10377 | GEN1 | BIT | ST | 57.4 | 46.3 | 600 | 57423 | 0.082405 | 2908915.5403 | 696838.7841 | 360570.968 | Y | 639415.7841 | 330858.1174
COALST | VA | James River Genco LLC | 10377 | GEN2 | BIT | ST | 57.4 | 46.3 | 600 | 53272 | 0.082405 | 2698635.5408 | 646465.6271 | 319424.599 | Y | 593193.6271 | 293102.4149
NGCC | VA | Hopewell Cogeneration | 10633 | GT1 | NG | CC | 101 | 84.1 | 1517 | 252571.6346 | 0.89536 | 134289.3734 | 282090.1076 | 140924.1229 | Y | 29518.473 | 14746.5821
NGCC | VA | Hopewell Cogeneration | 10633 | GT2 | NG | CC | 101 | 84.1 | 1517 | 252571.6346 | 0.89536 | 134289.3734 | 282090.1076 | 140924.1229 | Y | 29518.473 | 14746.5821
NGCC | VA | Hopewell Cogeneration | 10633 | GT3 | NG | CC | 101 | 84.1 | 1517 | 252571.6346 | 0.89536 | 134289.3734 | 282090.1076 | 140924.1229 | Y | 29518.473 | 14746.5821
NGCC | VA | Hopewell Cogeneration | 10633 | ST1 | NG | CC | 96 | 96 | 1517 | 240068.0883 | 0.89536 | 127641.3846 | 268125.2508 | 133947.6812 | Y | 28057.1625 | 14016.5533
COALST | VA | Southampton Power Station | 10774 | 1 | BIT | ST | 71.1 | 63 | 800 | 94004 | 0.50097 | 425997.2453 | 187643.4883 | 178036.198 | Y | 93639.4883 | 88845.1746
COALST | VA | Spruance Genco LLC | 54081 | GEN1 | BIT | ST | 57.4 | 52.5 | 1050 | 259263 | 0.2529 | 3484247.6357 | 1025143.9281 | 489087.348 | Y | 765880.9281 | 365395.2013
COALST | VA | Spruance Genco LLC | 54081 | GEN2 | BIT | ST | 57.4 | 52.5 | 1050 | 297060 | 0.2529 | 3992203.2942 | 1174595.8941 | 493986.056 | Y | 877535.8941 | 369055.0065
COALST | VA | Spruance Genco LLC | 54081 | GEN3 | BIT | ST | 57.4 | 42.5 | 1050 | 177237 | 0.2529 | 2381896.3686 | 700807.421 | 503970.255 | Y | 523570.421 | 376514.1616
COALST | VA | Spruance Genco LLC | 54081 | GEN4 | BIT | ST | 57.4 | 42.5 | 1050 | 157302 | 0.2529 | 2113988.9672 | 621983.0449 | 448786.536 | Y | 464681.0449 | 335286.6259
NGCC | WA | Encogen | 7870 | CTG1 | NG | CC | 39.4 | 34.5 | 505 | 20493.5839 | 0.76163 | 29178.6049 | 26907.4038 | 10867.8461 | Y | 6413.8199 | 2590.5289
NGCC | WA | Encogen | 7870 | CTG2 | NG | CC | 39.4 | 34.5 | 505 | 20493.5839 | 0.77 | 27848.7022 | 26615.0747 | 10867.8461 | Y | 6121.4908 | 2499.6142
NGCC | WA | Encogen | 7870 | CTG3 | NG | CC | 39.4 | 34.5 | 505 | 20493.5839 | 0.76748 | 28245.9412 | 26702.3928 | 10867.8461 | Y | 6208.8089 | 2526.9788
NGCC | WA | Encogen | 7870 | STG | NG | CC | 58.2 | 55.9 | 505 | 30272.2483 | 1 | 0 | 30272.2483 | 16053.5188 | Y | 0 | 0
NGCC | WA | March Point Cogeneration | 54268 | GTG1 | NG | CC | 46.6 | 39.6 | 0 | 304731.5923 | 0.47658 | 1522566.4587 | 639410.6205 | 222197.7183 | Y | 334679.0281 | 116302.2853
NGCC | WA | March Point Cogeneration | 54268 | GTG2 | NG | CC | 46.6 | 40 | 0 | 304731.5923 | 0.47658 | 1522566.4587 | 639410.6205 | 222197.7183 | Y | 334679.0281 | 116302.2853
NGCC | WA | March Point Cogeneration | 54268 | GTG3 | NG | CC | 46.6 | 40.6 | 0 | 304731.5923 | 0.47658 | 1522566.4587 | 639410.6205 | 222197.7183 | Y | 334679.0281 | 116302.2853
NGCC | WA | March Point Cogeneration | 54268 | STG1 | NG | CC | 27 | 26 | 0 | 176561.223 | 0.47658 | 882173.6993 | 370473.9647 | 128741.1673 | Y | 193912.7416 | 67385.4443
NGCC | WA | Sumas Power Plant | 54476 | GEN1 | NG | CC | 87.8 | 84.7 | 1138 | 126403.3163 | 0.859 | 94388.0381 | 147150.98 | 63404.8924 | Y | 20747.6637 | 8939.8208
NGCC | WA | Sumas Power Plant | 54476 | GEN2 | NG | CC | 37.7 | 40.8 | 1138 | 54275.6837 | 0.30252 | 569282.6768 | 179411.0904 | 27225.1076 | Y | 125135.4067 | 18988.9315
NGCC | WA | Tenaska Ferndale Cogeneration Station | 54537 | CT1A | NG | CC | 90.8 | 88 | 0 | 36890.8145 | 0.99368 | 1067.083 | 37125.3726 | 14458.7123 | Y | 234.5581 | 91.3501
NGCC | WA | Tenaska Ferndale Cogeneration Station | 54537 | CT1B | NG | CC | 90.8 | 88 | 0 | 36890.8145 | 0.99368 | 1067.083 | 37125.3726 | 14458.7123 | Y | 234.5581 | 91.3501
NGCC | WA | Tenaska Ferndale Cogeneration Station | 54537 | ST1 | NG | CC | 71.8 | 95 | 0 | 29171.371 | 0.99368 | 843.7947 | 29356.8475 | 11433.2108 | Y | 185.4766 | 72.235
COALST | WI | Valley | 4042 | 1 | BIT | ST | 136 | 125.1 | 2451.3035 | 371200 | 1 | 0 | 371200 | 667748.9469 | Y | 0 | 0
COALST | WI | Valley | 4042 | 2 | BIT | ST | 136 | 107.4 | 1712.6965 | 259353 | 1 | 0 | 259353 | 466548.2021 | Y | 0 | 0
COALST | WI | Manitowoc | 4125 | 9 | PC | ST | 63.4 | 58.4 | 522.9256 | 97541.5748 | 0.33551 | 878857.7701 | 290725.434 | 151770.5085 | Y | 193183.8592 | 100849.8367
NGCC | WI | West Campus Cogeneration Facility | 7991 | 1 | NG | CC | 54 | 32.3 | 0 | 50988.0567 | 0.91228 | 22302.98 | 55890.5289 | 34188.9193 | Y | 4902.4722 | 2998.9021
NGCC | WI | West Campus Cogeneration Facility | 7991 | CT2 | NG | CC | 54 | 31.9 | 0 | 50988.0567 | 0.91228 | 22302.98 | 55890.5289 | 34188.9193 | Y | 4902.4722 | 2998.9021
NGCC | WI | West Campus Cogeneration Facility | 7991 | STG1 | NG | CC | 61.3 | 66.2 | 0 | 57880.8866 | 0.91228 | 25318.0125 | 63446.1004 | 38810.7546 | Y | 5565.2138 | 3404.3093
NGCC | WI | LSP-Whitewater LP | 55011 | CTG1 | NG | CC | 177.3 | 162 | 2236 | 361373.6693 | 0.85637 | 275736.9972 | 421984.0878 | 174403.7404 | Y | 60610.4185 | 25049.958
NGCC | WI | LSP-Whitewater LP | 55011 | STG1 | NG | CC | 106.2 | 99 | 2236 | 216457.3247 | 0.85637 | 165162.2623 | 252762.0424 | 104465.1846 | Y | 36304.7177 | 15004.5434
COALST | WV | Morgantown Energy Facility | 10743 | GEN1 | WC | ST | 68.9 | 50 | 951.2 | 407290 | 0.602 | 1224990.2985 | 676558.0902 | 678472.2315 | Y | 269268.0902 | 270029.9127

## Notes
Notes from "All Units" and "Cogen UTO Determination" tabs:
1 This category contains cogeneration units, emissions of which are total (unadjusted) emissions and generation is net energy output which is net electric generation plus 75% of useful thermal output. For units that are not cogeneration units, emissions are total emissions and generation is net electric generation.
If unit flagged as "cogen", COGEN='Y" then:
1 UTO = (4/3) * 3.412 * Electric Generation * (1/EAF – 1)
UTO = Useful Thermal Output (MMBtu), Col. N.
EAF = EIA ratio, eMMBtu/totMMBtu, Col.M.
2 Net Energy Output = Electric Generation + 0.75 * UTO/3.412
Prime Mover Code | Prime Mover Description | Unit Status Code | Status Code Description | Fuel Type Code | Energy Source Description
BA | Energy Storage, Battery | IP | Planned new generator canceled, indefinitely postponed, or no longer in resource plan | AB | Agricultural By-Products
BT | Turbines Used in a Binary Cycle (including those used for geothermal applications) | L | Regulatory approvals pending. Not under construction but site preparation could be underway | ANT | Anthracite Coal
CA | Combined Cycle Steam Part | OA | Out of service – was not used for some or all of the reporting period but is expected to be returned to service in the next calendar year. | BFG | Blast Furnace Gas
CC | Combined Cycle Total Unit (use only for plants/generators that are in planning stage, for which specific generator details cannot be provided) | OP | Operating - in service (commercial operation) and producing some electricity. Includes peaking units that are run on an as needed (intermittent or seasonal) basis. | BIT | Bituminous Coal
CE | Energy Storage, Compressed Air | OS | Out of service – was not used for some or all of the reporting period and is NOT | BLQ | Black Liquor
CP | Energy Storage, Concentrated Solar Power | OT | Other | DFO | Distillate Fuel Oil (including diesel, No. 1, No. 2, and No. 4 fuel oils)
CS | Combined Cycle Single Shaft (combustion turbine and steam turbine share a single generator) | P | Planned for installation but regulatory approvals not initiated; Not under construction | GEO | Geothermal
CT | Combined Cycle Combustion Turbine Part | RE | Retired - no longer in service and not expected to be returned to service. | JF | Jet Fuel
ES | Energy Storage, Other | SB | Standby/Backup - available for service but not normally used (has little or no generation during the year) for this reporting period. | KER | Kerosene
FC | Fuel Cell | T | Regulatory approvals received. Not under construction but site preparation could be underway | LFG | Landfill Gas
FW | Energy Storage, Flywheel | TS | Construction complete, but not yet in commercial operation (including low power testing of nuclear units) | LIG | Lignite Coal
GT | Combustion (Gas) Turbine (does not include the combustion turbine part of a combined cycle; see code CT, below) | U | Under construction, less than or equal to 50 percent complete (based on construction time to date of operation) | MSW | Municipal Solid Waste
HA | Hydrokinetic, Axial Flow Turbine | V | Under construction, more than 50 percent complete (based on construction time to date of operation) | MWH | Electricity used for energy storage
HB | Hydrokinetic, Wave Buoy |  |  | NG | Natural Gas
HK | Hydrokinetic, Other |  |  | NUC | Nuclear (including Uranium, Plutonium, and Thorium)
HY | Hydroelectric Turbine (includes turbines associated with delivery of water by pipeline) |  |  | OBG | Other Biomass Gas (including digester gas, methane, and other biomass gases)
IC | Internal Combustion Engine (diesel, piston, reciprocating) |  |  | OBL | Other Biomass Liquids
OT | Other |  |  | OBS | Other Biomass Solids
PS | Energy Storage, Reversible Hydraulic Turbine (Pumped Storage) |  |  | OG | Other Gas
PV | Photovoltaic |  |  | OTH | Other
ST | Steam Turbine, including nuclear, geothermal and solar steam (does not include combined cycle) |  |  | PC | Petroleum Coke
WS | Wind Turbine, Offshore |  |  | PG | Gaseous Propane
WT | Wind Turbine, Onshore |  |  | PUR | Purchased Steam
|  |  |  | RC | Refined Coal
|  |  |  | RFO | Residual Fuel Oil (incl. Nos. 5 & 6 fuel oils, and bunker C fuel oil)
|  |  |  | SGC | Coal-Derived Synthesis Gas
|  |  |  | SGP | Synthesis Gas from Petroleum Coke
|  |  |  | SLW | Sludge Waste
|  |  |  | SUB | Subbituminous Coal
|  |  |  | SUN | Solar
|  |  |  | TDF | Tire-derived Fuels
|  |  |  | WAT | Water at a Conventional Hydroelectric Turbine, and water used in Wave Buoy Hydrokinetic Technology, Current Hydrokinetic Technology, and Tidal Hydrokinetic Technology
|  |  |  | WC | Waste/Other Coal (incl. anthracite culm, bituminous gob, fine coal, lignite waste, waste coal)
|  |  |  | WDL | Wood Waste Liquids excluding Black Liquor (including red liquor, sludge wood, spent sulfite liquor, and other wood-based liquids)
|  |  |  | WDS | Wood/Wood Waste Solids (incl. paper pellets, railroad ties, utility poles, wood chips, bark, and wood waste solids)
|  |  |  | WH | Waste heat not directly attributed to a fuel source (WH should only be reported when the fuel source is undetermined, and for combined cycle steam turbines that do not have supplemental firing.)
|  |  |  | WND | Wind
|  |  |  | WO | Waste/Other Oil (including crude oil, liquid butane, liquid propane, naphtha, oil waste, re-refined motor oil, sludge oil, tar oil, or other petroleum-based liquid wastes)